{"text_format":"1","workbook":"xlsx","n_sheets":7,"sheets":["STRONA GŁÓWNA","Indeks kabli i przewodów","Cennik Płaski","Logistyka","Konfekcja","Opakowania","Zamówienie"],"not_rendered":{"charts":0,"images":3,"macros":1,"external_links":3,"defined_names":474,"comments":1,"pivot_tables":0},"unopened":[],"bounds":{"document_bytes":16777216,"sheet_cells":100000,"rows_first":2000,"rows_last":500,"rows_between":2000,"halvings":0,"cell_chars":16384,"cell_head_chars":4096},"cells_cut":0,"cells_raw":0,"read":"whole","date_system":"1900"}

{"sheet":"STRONA GŁÓWNA","index":0,"n_rows":16,"n_cols":1,"rows_kept":16,"cut":false,"hidden":false,"merged":[]}
[]
["Cennik wyrobów edycja 03.09.2018r"]
["Cennik zawiera wybrane produkty z oferty Zakładów Kablowych Bitner. \nW przypadku zainteresowania wyrobami spoza listy prosimy o kontakt z działem handlowym\n(tel. 12 389 40 24 wew. 112-117) lub z działem ofert (tel. 12 389 40 24 wew. 343-347).\nPodane ceny są cenami netto, do których należy doliczyć podatek od towarów i usług VAT zgodnie z obowiązującą stawką.                                                   "]
["Indeks kabli i przewodów"]
["KABLE STEROWNICZE"]
["KABLE BEZPIECZNE "]
["KABLE TELEKOMUNIKACYJNE "]
["KABLE ENERGETYCZNE I SYGNALIZACYJNE "]
["KABLE AUDIO"]
["KABLE  GÓRNICZE"]
["Cennik płaski"]
["Logistyka"]
["Konfekcja"]
["Opakowania"]
["Zamówienie"]
["Zakłady Kablowe BITNER spółka z ograniczoną odpowiedzialnością\nz siedzibą w Krakowie ul. Józefa Friedleina 3/3, 30-009 Kraków\nSąd Rejonowy dla Krakowa – Śródmieścia w Krakowie XI Wydział Gospodarczy KRS\nKRS: 0000653658, NIP: 6372159473, REGON: 121163910.\nKapitał zakładowy: 63 807 588 zł"]

{"sheet":"Indeks kabli i przewodów","index":1,"n_rows":140,"n_cols":6,"rows_kept":140,"cut":false,"hidden":false,"merged":[]}
["KABLE STEROWNICZE","KABLE BEZPIECZNE       ","KABLE TELEKOMUNIKACYJNE ","KABLE ENERGETYCZNE I SYGNALIZACYJNE ","KABLE AUDIO","KABLE  GÓRNICZE"]
["BiT 1000","(N)HXCH FE180/E30 CERAMIC","A-2Y(L)2Y","AsXSn 0,6/1 kV","BiTsound Instal Speaker Cable","8GTL3Gkon-G 300/500V"]
["BiT 1000 (St)","(N)HXCH FE180/E90 CERAMIC","A-2Y(L)2YB2Y","BiT GsLGs 450/750V","BiTsound Instal Speaker Cable LSOH","BiTflex (a) O2nGcekż/w-GW 3,6/6kV"]
["BiT 1000 (St) FR","(N)HXH-J FE180/E30 CERAMIC","A-2YF(L)2Y","BiT LGs 300/500V","BiTsound Instrument Cable ","BiTflex (a) OnGcekż/w-GW 3,6/6kV"]
["BiT 1000 (St) H","(N)HXH-J FE180/E90 CERAMIC","A-2YF(L)2YB2Y","BiT LGs 450/750V","BiTsound Speaker Cable OFC","BiTmining (N)TSCGEWOEU-F 12/20kV"]
["BiT 1000 (St) OR","(N)HXH-O FE180/E30 CERAMIC","BITLAN","BiT NSHTÖU 0,6/1 kV","Digital Hybrid Cable ","BiTmining (N)TSCGEWOEU-F 14/25kV"]
["BiT 1000 2(St) ","(N)HXH-O FE180/E90 CERAMIC","BiTSAT","BiT YKSXS 0,6/1kV","DMX","BiTmining (N)TSCGEWOEU-F 18/30kV"]
["BiT 1000 2(St) FR ","BiT HDHX 450/750V","EKKX","BiT YKSY 0,6/1kV ","InfoBiT 16 PE-(St)PVC","BiTmining (N)TSCGEWOEU-F 3,6/6kV"]
["BiT 1000 2(St) H ","BiTflame 1000 FE180/E90 0,6/1kV","ELAQBY","BiT YKSY ektmy 0,6/1kV","InfoBiT 16 PVC-PVC","BiTmining (N)TSCGEWOEU-F 6/10kV"]
["BiT 1000 2(St) OR ","BiTflame 1000C FE180/E90 0,6/1kV","ELAQBY-S","BiT YKSY FtZny 0/6/1kV","Microphone Cable","BiTmining (N)TSCGEWOEU-F 8,7/15kV"]
["BiT 1000 C ","BiT HDHXżo 450/750V","ELAQXB","BiT YnKSXS 0,6/1kV","Microphone Instal Cable","BiTmining (N)TSCGEWOEU-R 12/20kV"]
["BiT 1000 C FR ","HDGs FE 180/PH90/E90 300/500V","ELAQXBE","BiT YnKSY 0,6/1kV","MultiPaired Analog Audio Cable","BiTmining (N)TSCGEWOEU-R 14/25kV"]
["BiT 1000 C OR ","HDGs(żo) FE 180/PH90/E90 300/500V","ELQYB","BiT YoKSY 0,6/1kV","PGY p","BiTmining (N)TSCGEWOEU-R 18/30kV"]
["BiT 1000 CH ","HDGsekwf FE 180/PH90/E90 300/500V","FLAQQBR","H01N2-D (OnS-1)","PGY p OFC","BiTmining (N)TSCGEWOEU-R 3,6/6kV"]
["BiT 1000 CY","HDGsekwf(żo) FE 180/PH90/E90 300/500V","H 1000","H01N2-E 100/100V","Power DMX","BiTmining (N)TSCGEWOEU-R 6/10kV"]
["BiT 1000 CY FR","HLGs FE 180/PH90/E90 300/500V","H 155","H03VV-F (OMY) 300/300V ","Power Microphone ","BiTmining (N)TSCGEWOEU-R 8,7/15kV"]
["BiT 1000 CY OR","HLGs(żo) FE 180/PH90/E90 300/500V","HTKSXekp","H03VVH2-F (OMYp )  300/300V","Power UTP","BiTmining (N)TSCGEWOEU-SR 12/20kV"]
["BiT 1000 FR","HLGsekwf FE 180/PH90/E90 300/500V","HWDXpek","H05BB-F 300/500V","Professional Microphone Cable","BiTmining (N)TSCGEWOEU-SR 14/25kV"]
["BiT 1000 H","HLGsekwf(żo) FE 180/PH90/E90 300/500V","H-YTKSXekp","H05BQ-F 300/500V","Przewody hybrydowe MULTIBIT","BiTmining (N)TSCGEWOEU-SR 18/30kV"]
["BiT 1000 HCH","HTKSH","J-Y(St)Y…Bd","H05RR-F (OW) 300/500V ","Przewód głośnikowy PGI H  E30 LSOH","BiTmining (N)TSCGEWOEU-SR 3,6/6kV"]
["BiT 1000 OR","HTKSH FE180/PH90/E90","J-Y(St)Y…Lg","H05V2-K (LgYc) 300/500V","Przewód głośnikowy PGI H PH 90 LSOH","BiTmining (N)TSCGEWOEU-SR 6/10kV"]
["BiT 1000 Power","HTKSHekw","LAN BiT","H05V-K (LgY) 300/500V","Przewód głośnikowy PGI VH LSOH","BiTmining (N)TSCGEWOEU-SR 8,7/15kV"]
["BiT 1000 Solar","HTKSHekw FE180/PH90/E90","RG","H05VV-F (OWY) 300/500V","Przewód głośnikowy PGI VH OFC PH 90 LSOH","BiTmining (N)TSCGEWOEU-TR 12/20kV"]
["BiT 500","JE-H(St)H  FE180/E90 CERAMIC ","TCEPKPFLE","H07BB-F 450/750V",null,"BiTmining (N)TSCGEWOEU-TR 14/25kV"]
["BiT 500 (St)","JE-H(St)H Bd FE180/E30 CERAMIC","TDX","H07BQ-F 450/750V",null,"BiTmining (N)TSCGEWOEU-TR 18/30kV"]
["BiT 500 (St) BLACK","JE-H(St)H Bd FE180/E30 MICA","TDY","H07RN-F (OnPd) 450/750V",null,"BiTmining (N)TSCGEWOEU-TR 3,6/6kV"]
["BiT 500 (St) BLACK FR","JE-H(St)H FE180/E90 MICA","TDYc","H07V2-K (LgYc) 450/750V",null,"BiTmining (N)TSCGEWOEU-TR 6/10kV"]
["BiT 500 (St) BLACK OR","N2XCH 0,6/1kV","TKMXn","H07V-K (LgY) 450/750V",null,"BiTmining (N)TSCGEWOEU-TR 8,7/15kV"]
["BiT 500 (St) FR","N2XH-J 0,6/1kV","TKSY","LgYd  450/750V",null,"BiTmining (N)TSKCGECWOEU-CH 3,6/6kV"]
["BiT 500 (St) H","N2XH-O 0,6/1kV","XASpn","NYCY 0,6/1kV",null,"BiTmining (N)TSKCGECWOEU-FN 3,6/6kV"]
["BiT 500 (St) OR","NHXCH FE180/E30 MICA","XWD(X)pek","OGŁ 0,6/1 kV",null,"BiTmining NTMCGCWOEU 12/20kV"]
["BiT 500 (St)H BLACK","NHXCH FE180/E90 MICA","XWL 75","OGŁp 0,6/1 kV",null,"BiTmining NTMCGCWOEU 6/10kV"]
["BiT 500 2(St) ","NHXH-J FE180/E30 MICA","XzASn 75 0,8/3,7","YAKXS (żo) 0,6/1 kV",null,"BiTmining NTSCGEWOEU-W .../3 12/20kV"]
["BiT 500 2(St) BLACK ","NHXH-J FE180/E90 MICA","XzKAXw(ekw)","YAKXS 0,6/1 kV",null,"BiTmining NTSCGEWOEU-W .../3 14/25kV"]
["BiT 500 2(St) BLACK FR ","NHXH-O FE180/E30 MICA","XzKSLXw(ekw) ","YAKY (żo) 0,6/1kV",null,"BiTmining NTSCGEWOEU-W .../3 18/30kV"]
["BiT 500 2(St) BLACK OR ","NHXH-O FE180/E90 MICA","XzTKMXpw","YAKY 0,6/1kV",null,"BiTmining NTSCGEWOEU-W .../3 3,6/10kV"]
["BiT 500 2(St) FR ","NHXMH-J 300/500V","XzTKMXpwFtZnx","YAKYFoy(żo) 0,6/1 kV",null,"BiTmining NTSCGEWOEU-W .../3 3,6/6kV"]
["BiT 500 2(St) H ","NHXMH-O 300/500V","XzTKMXpwn","YKXS (żo) 0,6/1kV",null,"BiTmining NTSCGEWOEU-W .../3 8,7/15kV"]
["BiT 500 2(St) OR ","YnTKSXekw","XzWDXpek","YKXS 0,6/1kV",null,"BiTmining NTSCGEWOEU-W .../3E 12/20kV"]
["BiT 500 2(St)H BLACK ","YnTKSY","YAS, YASp","YKY  0,6/1kV",null,"BiTmining NTSCGEWOEU-W .../3E 14/25kV"]
["BiT 500 BLACK","YnTKSYekw","YnTKSXekp","YKY (żo)  0,6/1kV",null,"BiTmining NTSCGEWOEU-W .../3E 18/3E0kV"]
["BiT 500 BLACK FR",null,"Yn-YTKSXekp","YKYektmy (żo) 0,6/1 kV",null,"BiTmining NTSCGEWOEU-W .../3E 3,6/10kV"]
["BiT 500 BLACK OR  ",null,"YTDY","YKYektmy 0,6/1 kV",null,"BiTmining NTSCGEWOEU-W .../3E 3,6/6kV"]
["BiT 500 C",null,"YTDYekw","YKYFoy (żo) 0,6/1kV",null,"BiTmining NTSCGEWOEU-W .../3E 8,7/15kV"]
["BiT 500 C BLACK",null,"YTKSXekp","YKYFoy 0,6/1kV",null,"L-2YYQY"]
["BiT 500 C BLACK FR",null,"YTKSY","YKYFtZny (żo) 0,6/1kV  ",null,"O2nGcekż/w-GW 3,6/6kV"]
["BiT 500 C BLACK OR ",null,"YTKSYekp","YKYFtZny 0,6/1kV  ",null,"O2nGcekż-G 0,6/1kV"]
["BiT 500 C FR ",null,"YTKSYekw","YnKXS (żo) 0,6/1kV",null,"O2nGcekż-G2 0,6/1kV"]
["BiT 500 C OR ",null,"YTKZYekw","YnKXS 0,6/1kV",null,"OGc 3,6/6 kV"]
["BiT 500 CH ",null,"YTLY","YnKY (żo)  0,6/1kV",null,"OnG 0,6/1kV"]
["BiT 500 CH BLACK ",null,"YTLYekw","YnKY 0,6/1kV",null,"OnG1 0,6/1kV"]
["BiT 500 CY",null,"YWDX(pek)","YoKXS (żo) 0,6/1kV",null,"OnGcekgż-G 12/20kV"]
["BiT 500 CY FR ",null,"YWL 75","YoKXS 0,6/1kV",null,"OnGcekgż-G 18/30kV"]
["BiT 500 CY OR ",null,"Y-YTKSXekp","YoKY (żo)  0,6/1kV",null,"OnGcekgż-G 3,6/6kV"]
["BiT 500 FR",null,null,"YoKY 0,6/1kV",null,"OnGcekgż-G 6/10kV"]
["BiT 500 H",null,null,null,null,"OnGcekgż-G 8,7/15kV"]
["BiT 500 H BLACK",null,null,null,null,"OnGcekż/w-GW 3,6/6kV"]
["BiT 500 HCH ",null,null,null,null,"OnGcekż-G 0,6/1kV"]
["BiT 500 OR",null,null,null,null,"OnGcekż-G2 0,6/1kV"]
["BiT 750",null,null,null,null,"OnGcekż-GW 0,6/1kV"]
["BiT 750 CY",null,null,null,null,"OnGcekżi-G 0,6/1kV"]
["BiT CP",null,null,null,null,"OnGc-G 0,6/1kV"]
["BiT Device",null,null,null,null,"OnGcrekgż-G(S) 3,6/6 kV"]
["BiT E-BUS",null,null,null,null,"OnGcrekgż-G(S) 6/10 kV"]
["BiT KJAAM",null,null,null,null,"OnGcrekgż-G(Z) 3,6/6kV"]
["BiT KJAAM ARM",null,null,null,null,"OnGcrekgż-G(Z) 6/10kV"]
["BiT KJAAM OUTDOOR",null,null,null,null,"OnG-Szn 0,6/1kV"]
["BiT KJAAM-HF UV",null,null,null,null,"OnZGcekż-GW(A) 0,6/1kV"]
["BiT L2-BUS",null,null,null,null,"PSY"]
["BiT Li2YCY-P(St)",null,null,null,null,"SDY"]
["BiT LiHCH  300/300V",null,null,null,null,"YDYp"]
["BiT LiHCH  300/500V",null,null,null,null,"YHKGSYFoyn 0,6/1kV"]
["BiT LiHH  300/300V",null,null,null,null,"YHKGSYFoyn 300/500V"]
["BiT LiHH  300/500V",null,null,null,null,"YHKGSYFtZnyn 0,6/1kV"]
["BiT LiYCY  300/300V",null,null,null,null,"YHKGSYFtZnyn 300/500V"]
["BiT LiYCY  300/500V",null,null,null,null,"YHKGXSekFtZnyn 3,6/6kV"]
["BiT LiYCYn  300/300V",null,null,null,null,"YHKGXSekyn 0,6/1kV"]
["BiT LiYCYn  300/500V",null,null,null,null,"YHKGXSekyn 3,6/6kV"]
["BiT LiYCYo  300/300V",null,null,null,null,"YHKGXSFoyn 0,6/1kV"]
["BiT LiYCYo  300/500V",null,null,null,null,"YHKGXSFoyn 3,6/6kV"]
["BiT LiYY  300/300V",null,null,null,null,"YHKGXSFtZnyn 0,6/1kV"]
["BiT LiYY  300/500V",null,null,null,null,"YHKGXSFtZnyn 3,6/6kV"]
["BiT LiYYn  300/300V",null,null,null,null,"YHKGXSyn 0,6/1kV"]
["BiT LiYYn  300/500V",null,null,null,null,"YHKGYekFtZnyn 3,6/6kV"]
["BiT LiYYo  300/300V",null,null,null,null,"YHKGYekyn 0,6/1kV"]
["BiT LiYYo  300/500V",null,null,null,null,"YHKGYFoyn 0,6/1kV"]
["BiT NOVAK",null,null,null,null,"YHKGYFoyn 3,6/6kV"]
["BiT Profibus PA",null,null,null,null,"YHKGYFtZnyn 0,6/1kV"]
["BiT Profinet typ A",null,null,null,null,"YHKGYFtZnyn 3,6/6kV"]
["BiTsensor",null,null,null,null,"YHKGYyn 0,6/1kV"]
["BiTservo 2XSLCH-J  0,6/1kV",null,null,null,null,"YKGSLYkonyn 0,6/1kV"]
["BiTservo 2XSLCY-J  0,6/1kV",null,null,null,null,"YKGSLYkonyn 150/250V"]
["BiTservo 2XSLCYn-J  0,6/1kV",null,null,null,null,"YKGSLYkonyn 300/500V"]
["BiTservo 2YSLCH-J  0,6/1kV",null,null,null,null,"YKGSYFoyn 0,6/1kV"]
["BiTservo 2YSLCY-J  0,6/1kV",null,null,null,null,"YKGSYFoyn 300/500V"]
["BiTservo 2YSLCYn-J  0,6/1kV",null,null,null,null,"YKGSYFtZnyn 0,6/1kV"]
["BiTservo 3plus 2XSLCH-J  0,6/1kV",null,null,null,null,"YKGSYFtZnyn 300/500V"]
["BiTservo 3plus 2XSLCY-J  0,6/1kV",null,null,null,null,"YKGSYkonyn 0,6/1kV"]
["BiTservo 3plus 2XSLCYn-J  0,6/1kV",null,null,null,null,"YKGSYkonyn 300/500V"]
["BiTservo 3plus 2YSLCH-J  0,6/1kV",null,null,null,null,"YKGYFoyn 0,6/1kV"]
["BiTservo 3plus 2YSLCY-J  0,6/1kV",null,null,null,null,"YKGYFoyn 3,6/6kV"]
["BiTservo 3plus 2YSLCYn-J  0,6/1kV",null,null,null,null,"YKGYFoyn-żo 0,6/1kV"]
["BiTservo FS  FE180/E90",null,null,null,null,"YKGYFtZnyn 0,6/1kV"]
["BiTservo MV10 6/10kV ",null,null,null,null,"YKGYFtZnyn 3,6/6kV"]
["BiTservo UV 2XSLCYK-J  0,6/1kV",null,null,null,null,"YKGYyn 0,6/1kV"]
["BiTservo UV 2XSLCYK-J FR 0,6/1kV",null,null,null,null,"YKGYyn-żo 0,6/1kV"]
["BiTservo UV 2YSLCYK-J  0,6/1kV",null,null,null,null,"YnHKGSLY 0,6/1kV"]
["BiTservo UV 3plus 2XSLCYK-J  0,6/1kV",null,null,null,null,"YnHKGSLY 150/250V"]
["BiTservo UV 3plus 2XSLCYK-J FR  0,6/1kV",null,null,null,null,"YnHKGSLY 300/500V"]
["BiTservo UV 3plus 2YSLCYK-J  0,6/1kV",null,null,null,null,"YnHKGSLYkon 0,6/1kV"]
["H05VV5-F 300/500V",null,null,null,null,"YnHKGSLYkon 150/250V"]
["H05VVC4V5-K 300/500V",null,null,null,null,"YnHKGSLYkon 300/500V"]
["IB-BiT 1000",null,null,null,null,"YnHKGSY 0,6/1kV"]
["IB-BiT 1000 (St)",null,null,null,null,"YnHKGSY 300/500V"]
["IB-BiT 1000 2(St) ",null,null,null,null,"YnHKGSYkon 0,6/1kV"]
["IB-BiT 1000 C ",null,null,null,null,"YnHKGSYkon 300/500V"]
["IB-BiT 1000 CY",null,null,null,null,"YnHTKGX"]
["IB-BiT 500",null,null,null,null,"YnKGSLY 0,6/1kV"]
["IB-BiT 500 (St)",null,null,null,null,"YnKGSLY 150/250V"]
["IB-BiT 500 2(St) ",null,null,null,null,"YnKGSLY 300/500V"]
["IB-BiT 500 C",null,null,null,null,"YnKGSLYkon 0,6/1kV"]
["IB-BiT 500 CY ",null,null,null,null,"YnKGSLYkon 150/250V"]
["IB-BiT LiYCY  300/300V",null,null,null,null,"YnKGSLYkon 300/500V"]
["IB-BiT LiYCY  300/500V",null,null,null,null,"YnKGSY 0,6/1kV"]
["IB-BiT LiYY  300/300V",null,null,null,null,"YnKGSY 300/500V"]
["IB-BiT LiYY  300/500V",null,null,null,null,"YnKGSYkon 300/500V"]
["Kable dźwigowe 300/500V",null,null,null,null,"YnKGY-żo 0,6/1kV"]
["Kable dźwigowe 450/750V",null,null,null,null,"YnOGY  0,6/1kV"]
["BiT RD-H(St)HBd",null,null,null,null,"YnOGYek 0,6/1kV"]
["RD-Y(St)Y Bd",null,null,null,null,"YnOGYekm 0,6/1kV"]
["RD-Y(St)Yv Bd",null,null,null,null,"YnStYekżi-G(żo)"]
["RE-2Y(St)Yv-P",null,null,null,null,"YnStY-Gżo 300/500V"]
["RE-2Y(St)Yv-P(St)",null,null,null,null,"YnTKGMFLY"]
[null,null,null,null,null,"YnTKGX "]
[null,null,null,null,null,"YnWGDek 75"]
[null,null,null,null,null,"YTKGXFoyn"]
[null,null,null,null,null,"YTKGXFtZnyn"]
[null,null,null,null,null,"YUHKGXSekyn 3,6/6kV"]
[null,null,null,null,null,"YUHKGXSFoyn 3,6/6kV"]
[null,null,null,null,null,"YUHKGXSFtZnyn 3,6/6kV"]

{"sheet":"Cennik Płaski","index":2,"n_rows":21759,"n_cols":30,"rows_kept":4500,"cut":true,"hidden":false,"merged":[],"bounds":{"rows_first":2000,"rows_last":500,"rows_between":2000,"halvings":0}}
["Lp","Identyfikator produktu wg dostawcy","Grupa","Identyfikator produktu wg producenta","Kod EAN","Opis krótki","Przekrój","Opis długi","Nazwa producenta","Jednostka zamówienia","Ilość cenowa","Cena netto","Waluta","Podatek VAT","Jednostka zawartości","Liczba jednostek zawartości w jednostce zamówienia","Minimalna ilość zamówienia","Interwał ilości zamówienia","Skrót  najmniejszej jednostki opakowania UNECE ","Liczba jednostek zamówienia w jednostce opakowania","Kod EAN najmniejszej jednostki opakowania","Grupa rabatowa dostawcy","Grupa bonusowa dostawcy","Klasa ETIM","PKWiU","Scieżka do zdjęcia produktu","Scieżka do karty katalogowej produktu","Scieżka do karty bezpieczeństwa produktu","KGO","Status produktu"]
[1,null,"STEROWNICZE","BS0001",5902956087065,"BiT 1000®","2x2x0,5",null,"BITNER","KMT",1,4420,"PLN",0.23,null,null,null,null,null,null,null,"n95"]
[2,null,"STEROWNICZE","BS0002",5902956087072,"BiT 1000®","3x2x0,5",null,"BITNER","KMT",1,5550,"PLN",0.23,null,null,null,null,null,null,null,"n95"]
[3,null,"STEROWNICZE","BS0003",5902956087089,"BiT 1000®","4x2x0,5",null,"BITNER","KMT",1,7050,"PLN",0.23,null,null,null,null,null,null,null,"n95"]
[4,null,"STEROWNICZE","BS0004",5902956087096,"BiT 1000®","5x2x0,5",null,"BITNER","KMT",1,8780,"PLN",0.23,null,null,null,null,null,null,null,"n95"]
[5,null,"STEROWNICZE","BS0005",5902956087102,"BiT 1000®","6x2x0,5",null,"BITNER","KMT",1,9980,"PLN",0.23,null,null,null,null,null,null,null,"n95"]
[6,null,"STEROWNICZE","BS0006",5902956087119,"BiT 1000®","7x2x0,5",null,"BITNER","KMT",1,11570,"PLN",0.23,null,null,null,null,null,null,null,"n95"]
[7,null,"STEROWNICZE","BS0007",5902956087126,"BiT 1000®","8x2x0,5",null,"BITNER","KMT",1,13030,"PLN",0.23,null,null,null,null,null,null,null,"n95"]
[8,null,"STEROWNICZE","BS0008",5902956087133,"BiT 1000®","10x2x0,5",null,"BITNER","KMT",1,15930,"PLN",0.23,null,null,null,null,null,null,null,"n95"]
[9,null,"STEROWNICZE","BS0009",5902956087140,"BiT 1000®","12x2x0,5",null,"BITNER","KMT",1,18820,"PLN",0.23,null,null,null,null,null,null,null,"n95"]
[10,null,"STEROWNICZE","BS0010",5902956087157,"BiT 1000®","14x2x0,5",null,"BITNER","KMT",1,21710,"PLN",0.23,null,null,null,null,null,null,null,"n95"]
[11,null,"STEROWNICZE","BS0011",5902956087164,"BiT 1000®","16x2x0,5",null,"BITNER","KMT",1,24860,"PLN",0.23,null,null,null,null,null,null,null,"n95"]
[12,null,"STEROWNICZE","BS0012",5902956087171,"BiT 1000®","18x2x0,5",null,"BITNER","KMT",1,27680,"PLN",0.23,null,null,null,null,null,null,null,"n95"]
[13,null,"STEROWNICZE","BS0013",5902956087188,"BiT 1000®","20x2x0,5",null,"BITNER","KMT",1,30510,"PLN",0.23,null,null,null,null,null,null,null,"n95"]
[14,null,"STEROWNICZE","BS0014",5902956087195,"BiT 1000®","24x2x0,5",null,"BITNER","KMT",1,36070,"PLN",0.23,null,null,null,null,null,null,null,"n95"]
[15,null,"STEROWNICZE","BS0015",5902956087201,"BiT 1000®","2x2x0,75",null,"BITNER","KMT",1,5600,"PLN",0.23,null,null,null,null,null,null,null,"n95"]
[16,null,"STEROWNICZE","BS0016",5902956087218,"BiT 1000®","3x2x0,75",null,"BITNER","KMT",1,7410,"PLN",0.23,null,null,null,null,null,null,null,"n95"]
[17,null,"STEROWNICZE","BS0017",5902956087225,"BiT 1000®","4x2x0,75",null,"BITNER","KMT",1,9510,"PLN",0.23,null,null,null,null,null,null,null,"n95"]
[18,null,"STEROWNICZE","BS0018",5902956087232,"BiT 1000®","5x2x0,75",null,"BITNER","KMT",1,11880,"PLN",0.23,null,null,null,null,null,null,null,"n95"]
[19,null,"STEROWNICZE","BS0019",5902956087249,"BiT 1000®","6x2x0,75",null,"BITNER","KMT",1,13620,"PLN",0.23,null,null,null,null,null,null,null,"n95"]
[20,null,"STEROWNICZE","BS0020",5902956087256,"BiT 1000®","7x2x0,75",null,"BITNER","KMT",1,15820,"PLN",0.23,null,null,null,null,null,null,null,"n95"]
[21,null,"STEROWNICZE","BS0021",5902956087263,"BiT 1000®","8x2x0,75",null,"BITNER","KMT",1,17880,"PLN",0.23,null,null,null,null,null,null,null,"n95"]
[22,null,"STEROWNICZE","BS0022",5902956087270,"BiT 1000®","10x2x0,75",null,"BITNER","KMT",1,21960,"PLN",0.23,null,null,null,null,null,null,null,"n95"]
[23,null,"STEROWNICZE","BS0023",5902956087287,"BiT 1000®","12x2x0,75",null,"BITNER","KMT",1,26040,"PLN",0.23,null,null,null,null,null,null,null,"n95"]
[24,null,"STEROWNICZE","BS0024",5902956087294,"BiT 1000®","14x2x0,75",null,"BITNER","KMT",1,30110,"PLN",0.23,null,null,null,null,null,null,null,"n95"]
[25,null,"STEROWNICZE","BS0025",5902956087300,"BiT 1000®","16x2x0,75",null,"BITNER","KMT",1,34700,"PLN",0.23,null,null,null,null,null,null,null,"n95"]
[26,null,"STEROWNICZE","BS0026",5902956087317,"BiT 1000®","18x2x0,75",null,"BITNER","KMT",1,38470,"PLN",0.23,null,null,null,null,null,null,null,"n95"]
[27,null,"STEROWNICZE","BS0027",5902956087324,"BiT 1000®","20x2x0,75",null,"BITNER","KMT",1,42690,"PLN",0.23,null,null,null,null,null,null,null,"n95"]
[28,null,"STEROWNICZE","BS0028",5902956087331,"BiT 1000®","24x2x0,75",null,"BITNER","KMT",1,50610,"PLN",0.23,null,null,null,null,null,null,null,"n95"]
[29,null,"STEROWNICZE","BS0029",5902956087348,"BiT 1000®","2x2x1",null,"BITNER","KMT",1,6890,"PLN",0.23,null,null,null,null,null,null,null,"n95"]
[30,null,"STEROWNICZE","BS0030",5902956087355,"BiT 1000®","3x2x1",null,"BITNER","KMT",1,9230,"PLN",0.23,null,null,null,null,null,null,null,"n95"]
[31,null,"STEROWNICZE","BS0031",5902956087362,"BiT 1000®","4x2x1",null,"BITNER","KMT",1,11910,"PLN",0.23,null,null,null,null,null,null,null,"n95"]
[32,null,"STEROWNICZE","BS0032",5902956087379,"BiT 1000®","5x2x1",null,"BITNER","KMT",1,14910,"PLN",0.23,null,null,null,null,null,null,null,"n95"]
[33,null,"STEROWNICZE","BS0033",5902956087386,"BiT 1000®","6x2x1",null,"BITNER","KMT",1,17190,"PLN",0.23,null,null,null,null,null,null,null,"n95"]
[34,null,"STEROWNICZE","BS0034",5902956087393,"BiT 1000®","7x2x1",null,"BITNER","KMT",1,19980,"PLN",0.23,null,null,null,null,null,null,null,"n95"]
[35,null,"STEROWNICZE","BS0035",5902956087409,"BiT 1000®","8x2x1",null,"BITNER","KMT",1,22630,"PLN",0.23,null,null,null,null,null,null,null,"n95"]
[36,null,"STEROWNICZE","BS0036",5902956087416,"BiT 1000®","10x2x1",null,"BITNER","KMT",1,27870,"PLN",0.23,null,null,null,null,null,null,null,"n95"]
[37,null,"STEROWNICZE","BS0037",5902956087423,"BiT 1000®","12x2x1",null,"BITNER","KMT",1,33120,"PLN",0.23,null,null,null,null,null,null,null,"n95"]
[38,null,"STEROWNICZE","BS0038",5902956087430,"BiT 1000®","14x2x1",null,"BITNER","KMT",1,38560,"PLN",0.23,null,null,null,null,null,null,null,"n95"]
[39,null,"STEROWNICZE","BS0039",5902956087447,"BiT 1000®","16x2x1",null,"BITNER","KMT",1,44170,"PLN",0.23,null,null,null,null,null,null,null,"n95"]
[40,null,"STEROWNICZE","BS0040",5902956087454,"BiT 1000®","18x2x1",null,"BITNER","KMT",1,49280,"PLN",0.23,null,null,null,null,null,null,null,"n95"]
[41,null,"STEROWNICZE","BS0041",5902956087461,"BiT 1000®","20x2x1",null,"BITNER","KMT",1,54460,"PLN",0.23,null,null,null,null,null,null,null,"n95"]
[42,null,"STEROWNICZE","BS0042",5902956087478,"BiT 1000®","24x2x1",null,"BITNER","KMT",1,64690,"PLN",0.23,null,null,null,null,null,null,null,"n95"]
[43,null,"STEROWNICZE","BS0043",5902956087485,"BiT 1000®","2x2x1,5",null,"BITNER","KMT",1,9290,"PLN",0.23,null,null,null,null,null,null,null,"n95"]
[44,null,"STEROWNICZE","BS0044",5902956087492,"BiT 1000®","3x2x1,5",null,"BITNER","KMT",1,12660,"PLN",0.23,null,null,null,null,null,null,null,"n95"]
[45,null,"STEROWNICZE","BS0045",5902956087508,"BiT 1000®","4x2x1,5",null,"BITNER","KMT",1,16430,"PLN",0.23,null,null,null,null,null,null,null,"n95"]
[46,null,"STEROWNICZE","BS0046",5902956087515,"BiT 1000®","5x2x1,5",null,"BITNER","KMT",1,20620,"PLN",0.23,null,null,null,null,null,null,null,"n95"]
[47,null,"STEROWNICZE","BS0047",5902956087522,"BiT 1000®","6x2x1,5",null,"BITNER","KMT",1,23900,"PLN",0.23,null,null,null,null,null,null,null,"n95"]
[48,null,"STEROWNICZE","BS0048",5902956087539,"BiT 1000®","7x2x1,5",null,"BITNER","KMT",1,27800,"PLN",0.23,null,null,null,null,null,null,null,"n95"]
[49,null,"STEROWNICZE","BS0049",5902956087546,"BiT 1000®","8x2x1,5",null,"BITNER","KMT",1,31540,"PLN",0.23,null,null,null,null,null,null,null,"n95"]
[50,null,"STEROWNICZE","BS0050",5902956087553,"BiT 1000®","10x2x1,5",null,"BITNER","KMT",1,39140,"PLN",0.23,null,null,null,null,null,null,null,"n95"]
[51,null,"STEROWNICZE","BS0051",5902956087560,"BiT 1000®","12x2x1,5",null,"BITNER","KMT",1,46580,"PLN",0.23,null,null,null,null,null,null,null,"n95"]
[52,null,"STEROWNICZE","BS0052",5902956087577,"BiT 1000®","14x2x1,5",null,"BITNER","KMT",1,54230,"PLN",0.23,null,null,null,null,null,null,null,"n95"]
[53,null,"STEROWNICZE","BS0053",5902956087584,"BiT 1000®","16x2x1,5",null,"BITNER","KMT",1,62130,"PLN",0.23,null,null,null,null,null,null,null,"n95"]
[54,null,"STEROWNICZE","BS0054",5902956087591,"BiT 1000®","18x2x1,5",null,"BITNER","KMT",1,69360,"PLN",0.23,null,null,null,null,null,null,null,"n95"]
[55,null,"STEROWNICZE","BS0055",5902956087607,"BiT 1000®","20x2x1,5",null,"BITNER","KMT",1,76720,"PLN",0.23,null,null,null,null,null,null,null,"n95"]
[56,null,"STEROWNICZE","BS0056",5902956087614,"BiT 1000®","24x2x1,5",null,"BITNER","KMT",1,91540,"PLN",0.23,null,null,null,null,null,null,null,"n95"]
[57,null,"STEROWNICZE","BS0057",5902956087621,"BiT 1000®","2x2x2,5",null,"BITNER","KMT",1,14250,"PLN",0.23,null,null,null,null,null,null,null,"n95"]
[58,null,"STEROWNICZE","BS0058",5902956087638,"BiT 1000®","3x2x2,5",null,"BITNER","KMT",1,19720,"PLN",0.23,null,null,null,null,null,null,null,"n95"]
[59,null,"STEROWNICZE","BS0059",5902956087645,"BiT 1000®","4x2x2,5",null,"BITNER","KMT",1,25790,"PLN",0.23,null,null,null,null,null,null,null,"n95"]
[60,null,"STEROWNICZE","BS0060",5902956087652,"BiT 1000®","5x2x2,5",null,"BITNER","KMT",1,32420,"PLN",0.23,null,null,null,null,null,null,null,"n95"]
[61,null,"STEROWNICZE","BS0061",5902956087669,"BiT 1000®","6x2x2,5",null,"BITNER","KMT",1,37810,"PLN",0.23,null,null,null,null,null,null,null,"n95"]
[62,null,"STEROWNICZE","BS0062",5902956087676,"BiT 1000®","7x2x2,5",null,"BITNER","KMT",1,44230,"PLN",0.23,null,null,null,null,null,null,null,"n95"]
[63,null,"STEROWNICZE","BS0063",5902956087683,"BiT 1000®","8x2x2,5",null,"BITNER","KMT",1,50240,"PLN",0.23,null,null,null,null,null,null,null,"n95"]
[64,null,"STEROWNICZE","BS0064",5902956087690,"BiT 1000®","10x2x2,5",null,"BITNER","KMT",1,62450,"PLN",0.23,null,null,null,null,null,null,null,"n95"]
[65,null,"STEROWNICZE","BS0065",5902956087706,"BiT 1000®","12x2x2,5",null,"BITNER","KMT",1,74700,"PLN",0.23,null,null,null,null,null,null,null,"n95"]
[66,null,"STEROWNICZE","BS0066",5902956087713,"BiT 1000®","14x2x2,5",null,"BITNER","KMT",1,86000,"PLN",0.23,null,null,null,null,null,null,null,"n95"]
[67,null,"STEROWNICZE","BS0067",5902956087720,"BiT 1000®","16x2x2,5",null,"BITNER","KMT",1,99630,"PLN",0.23,null,null,null,null,null,null,null,"n95"]
[68,null,"STEROWNICZE","S62502",5902956087751,"BiT 1000®","1x4",null,"BITNER","KMT",1,5410,"PLN",0.23,null,null,null,null,null,null,null,"n95"]
[69,null,"STEROWNICZE","S62503",5902956087768,"BiT 1000®","1x6",null,"BITNER","KMT",1,7720,"PLN",0.23,null,null,null,null,null,null,null,"n95"]
[70,null,"STEROWNICZE","S62504",5902956087775,"BiT 1000®","1x10",null,"BITNER","KMT",1,12460,"PLN",0.23,null,null,null,null,null,null,null,"n95"]
[71,null,"STEROWNICZE","S62505",5902956087782,"BiT 1000®","1x16",null,"BITNER","KMT",1,18890,"PLN",0.23,null,null,null,null,null,null,null,"n95"]
[72,null,"STEROWNICZE","S62506",5902956087799,"BiT 1000®","1x25",null,"BITNER","KMT",1,29490,"PLN",0.23,null,null,null,null,null,null,null,"n95"]
[73,null,"STEROWNICZE","S62507",5902956087805,"BiT 1000®","1x35",null,"BITNER","KMT",1,39970,"PLN",0.23,null,null,null,null,null,null,null,"n95"]
[74,null,"STEROWNICZE","S62508",5902956087812,"BiT 1000®","1x50",null,"BITNER","KMT",1,56560,"PLN",0.23,null,null,null,null,null,null,null,"n95"]
[75,null,"STEROWNICZE","S62509",5902956087829,"BiT 1000®","1x70",null,"BITNER","KMT",1,80680,"PLN",0.23,null,null,null,null,null,null,null,"n95"]
[76,null,"STEROWNICZE","S62510",5902956087836,"BiT 1000®","1x95",null,"BITNER","KMT",1,107090,"PLN",0.23,null,null,null,null,null,null,null,"n95"]
[77,null,"STEROWNICZE","S62511",5902956087843,"BiT 1000®","1x120",null,"BITNER","KMT",1,135430,"PLN",0.23,null,null,null,null,null,null,null,"n95"]
[78,null,"STEROWNICZE","S62512",5902956087850,"BiT 1000®","1x150",null,"BITNER","KMT",1,165290,"PLN",0.23,null,null,null,null,null,null,null,"n95"]
[79,null,"STEROWNICZE","S62513",5902956087867,"BiT 1000®","1x185",null,"BITNER","KMT",1,201350,"PLN",0.23,null,null,null,null,null,null,null,"n95"]
[80,null,"STEROWNICZE","S62514",5902956086402,"BiT 1000®","2x2,5",null,"BITNER","KMT",1,7640,"PLN",0.23,null,null,null,null,null,null,null,"n95"]
[81,null,"STEROWNICZE","S62515",5902956086419,"BiT 1000®","3G2,5",null,"BITNER","KMT",1,10560,"PLN",0.23,null,null,null,null,null,null,null,"n95"]
[82,null,"STEROWNICZE","S62517",5902956086433,"BiT 1000®","4G2,5",null,"BITNER","KMT",1,13380,"PLN",0.23,null,null,null,null,null,null,null,"n95"]
[83,null,"STEROWNICZE","S62519",5902956086457,"BiT 1000®","5G2,5",null,"BITNER","KMT",1,16430,"PLN",0.23,null,null,null,null,null,null,null,"n95"]
[84,null,"STEROWNICZE","S62521",5902956086471,"BiT 1000®","7G2,5",null,"BITNER","KMT",1,22100,"PLN",0.23,null,null,null,null,null,null,null,"n95"]
[85,null,"STEROWNICZE","S62523",5902956086532,"BiT 1000®","16G2,5",null,"BITNER","KMT",1,49360,"PLN",0.23,null,null,null,null,null,null,null,"n95"]
[86,null,"STEROWNICZE","S62524",5902956086549,"BiT 1000®","18G2,5",null,"BITNER","KMT",1,55270,"PLN",0.23,null,null,null,null,null,null,null,"n95"]
[87,null,"STEROWNICZE","S62525",5902956086563,"BiT 1000®","25G2,5",null,"BITNER","KMT",1,76670,"PLN",0.23,null,null,null,null,null,null,null,"n95"]
[88,null,"STEROWNICZE","S62526",5902956086648,"BiT 1000®","2x4",null,"BITNER","KMT",1,12180,"PLN",0.23,null,null,null,null,null,null,null,"n95"]
[89,null,"STEROWNICZE","S62527",5902956086655,"BiT 1000®","3G4",null,"BITNER","KMT",1,16720,"PLN",0.23,null,null,null,null,null,null,null,"n95"]
[90,null,"STEROWNICZE","S62528",5902956086679,"BiT 1000®","4G4",null,"BITNER","KMT",1,21710,"PLN",0.23,null,null,null,null,null,null,null,"n95"]
[91,null,"STEROWNICZE","S62529",5902956086686,"BiT 1000®","5G4",null,"BITNER","KMT",1,26650,"PLN",0.23,null,null,null,null,null,null,null,"n95"]
[92,null,"STEROWNICZE","S62530",5902956086693,"BiT 1000®","7G4",null,"BITNER","KMT",1,36180,"PLN",0.23,null,null,null,null,null,null,null,"n95"]
[93,null,"STEROWNICZE","S62532",5902956086730,"BiT 1000®","3G6",null,"BITNER","KMT",1,23780,"PLN",0.23,null,null,null,null,null,null,null,"n95"]
[94,null,"STEROWNICZE","S62533",5902956086747,"BiT 1000®","4G6",null,"BITNER","KMT",1,31190,"PLN",0.23,null,null,null,null,null,null,null,"n95"]
[95,null,"STEROWNICZE","S62534",5902956086754,"BiT 1000®","5G6",null,"BITNER","KMT",1,38410,"PLN",0.23,null,null,null,null,null,null,null,"n95"]
[96,null,"STEROWNICZE","S62535",5902956086761,"BiT 1000®","7G6",null,"BITNER","KMT",1,52710,"PLN",0.23,null,null,null,null,null,null,null,"n95"]
[97,null,"STEROWNICZE","S62536",5902956086785,"BiT 1000®","3G10",null,"BITNER","KMT",1,39840,"PLN",0.23,null,null,null,null,null,null,null,"n95"]
[98,null,"STEROWNICZE","S62537",5902956086792,"BiT 1000®","4G10",null,"BITNER","KMT",1,52400,"PLN",0.23,null,null,null,null,null,null,null,"n95"]
[99,null,"STEROWNICZE","S62538",5902956086808,"BiT 1000®","5G10",null,"BITNER","KMT",1,64620,"PLN",0.23,null,null,null,null,null,null,null,"n95"]
[100,null,"STEROWNICZE","S62539",5902956086815,"BiT 1000®","7G10",null,"BITNER","KMT",1,88410,"PLN",0.23,null,null,null,null,null,null,null,"n95"]
[101,null,"STEROWNICZE","S62540",5902956086822,"BiT 1000®","3G16",null,"BITNER","KMT",1,60110,"PLN",0.23,null,null,null,null,null,null,null,"n95"]
[102,null,"STEROWNICZE","S62541",5902956086839,"BiT 1000®","4G16",null,"BITNER","KMT",1,79160,"PLN",0.23,null,null,null,null,null,null,null,"n95"]
[103,null,"STEROWNICZE","S62542",5902956086846,"BiT 1000®","5G16",null,"BITNER","KMT",1,97930,"PLN",0.23,null,null,null,null,null,null,null,"n95"]
[104,null,"STEROWNICZE","S62543",5902956086853,"BiT 1000®","7G16",null,"BITNER","KMT",1,134560,"PLN",0.23,null,null,null,null,null,null,null,"n95"]
[105,null,"STEROWNICZE","S62544",5902956086860,"BiT 1000®","3G25",null,"BITNER","KMT",1,94420,"PLN",0.23,null,null,null,null,null,null,null,"n95"]
[106,null,"STEROWNICZE","S62545",5902956086877,"BiT 1000®","4G25",null,"BITNER","KMT",1,124100,"PLN",0.23,null,null,null,null,null,null,null,"n95"]
[107,null,"STEROWNICZE","S62546",5902956086884,"BiT 1000®","5G25",null,"BITNER","KMT",1,154040,"PLN",0.23,null,null,null,null,null,null,null,"n95"]
[108,null,"STEROWNICZE","S62547",5902956086891,"BiT 1000®","3G35",null,"BITNER","KMT",1,127100,"PLN",0.23,null,null,null,null,null,null,null,"n95"]
[109,null,"STEROWNICZE","S62548",5902956086907,"BiT 1000®","4G35",null,"BITNER","KMT",1,167720,"PLN",0.23,null,null,null,null,null,null,null,"n95"]
[110,null,"STEROWNICZE","S62549",5902956086914,"BiT 1000®","5G35",null,"BITNER","KMT",1,208440,"PLN",0.23,null,null,null,null,null,null,null,"n95"]
[111,null,"STEROWNICZE","S62550",5902956086921,"BiT 1000®","3G50",null,"BITNER","KMT",1,179350,"PLN",0.23,null,null,null,null,null,null,null,"n95"]
[112,null,"STEROWNICZE","S62551",5902956086938,"BiT 1000®","4G50",null,"BITNER","KMT",1,236040,"PLN",0.23,null,null,null,null,null,null,null,"n95"]
[113,null,"STEROWNICZE","S62552",5902956086945,"BiT 1000®","5G50",null,"BITNER","KMT",1,294080,"PLN",0.23,null,null,null,null,null,null,null,"n95"]
[114,null,"STEROWNICZE","S62553",5902956086952,"BiT 1000®","3G70",null,"BITNER","KMT",1,255400,"PLN",0.23,null,null,null,null,null,null,null,"n95"]
[115,null,"STEROWNICZE","S62554",5902956086969,"BiT 1000®","4G70",null,"BITNER","KMT",1,337850,"PLN",0.23,null,null,null,null,null,null,null,"n95"]
[116,null,"STEROWNICZE","S62555",5902956086976,"BiT 1000®","5G70",null,"BITNER","KMT",1,420150,"PLN",0.23,null,null,null,null,null,null,null,"n95"]
[117,null,"STEROWNICZE","S62556",5902956086983,"BiT 1000®","3G95",null,"BITNER","KMT",1,339030,"PLN",0.23,null,null,null,null,null,null,null,"n95"]
[118,null,"STEROWNICZE","S62557",5902956086990,"BiT 1000®","4G95",null,"BITNER","KMT",1,448200,"PLN",0.23,null,null,null,null,null,null,null,"n95"]
[119,null,"STEROWNICZE","S62559",5902956087010,"BiT 1000®","3G120",null,"BITNER","KMT",1,424440,"PLN",0.23,null,null,null,null,null,null,null,"n95"]
[120,null,"STEROWNICZE","S62560",5902956087027,"BiT 1000®","4G120",null,"BITNER","KMT",1,564690,"PLN",0.23,null,null,null,null,null,null,null,"n95"]
[121,null,"STEROWNICZE","S62561",5902956087034,"BiT 1000®","4G150",null,"BITNER","KMT",1,691940,"PLN",0.23,null,null,null,null,null,null,null,"n95"]
[122,null,"STEROWNICZE","S62562",5902956087041,"BiT 1000®","4G185",null,"BITNER","KMT",1,843920,"PLN",0.23,null,null,null,null,null,null,null,"n95"]
[123,null,"STEROWNICZE","S62563",5902956087058,"BiT 1000®","4G240",null,"BITNER","KMT",1,1104360,"PLN",0.23,null,null,null,null,null,null,null,"n95"]
[124,null,"STEROWNICZE","S62579",5902956087874,"BiT 1000®","1x240",null,"BITNER","KMT",1,264390,"PLN",0.23,null,null,null,null,null,null,null,"n95"]
[125,null,"STEROWNICZE","S62582",5902956087881,"BiT 1000®","1x300",null,"BITNER","KMT",1,344270,"PLN",0.23,null,null,null,null,null,null,null,"n95"]
[126,null,"STEROWNICZE","S62586",5902956087898,"BiT 1000®","1x400",null,"BITNER","KMT",1,487920,"PLN",0.23,null,null,null,null,null,null,null,"n95"]
[127,null,"STEROWNICZE","S62588",5902956087904,"BiT 1000®","1x500",null,"BITNER","KMT",1,589640,"PLN",0.23,null,null,null,null,null,null,null,"n95"]
[128,null,"STEROWNICZE","S63072",5902956085832,"BiT 1000®","37G0,75",null,"BITNER","KMT",1,38830,"PLN",0.23,null,null,null,null,null,null,null,"n95"]
[129,null,"STEROWNICZE","S63073",5902956085849,"BiT 1000®","42G0,75",null,"BITNER","KMT",1,44770,"PLN",0.23,null,null,null,null,null,null,null,"n95"]
[130,null,"STEROWNICZE","S63074",5902956085856,"BiT 1000®","52G0,75",null,"BITNER","KMT",1,54210,"PLN",0.23,null,null,null,null,null,null,null,"n95"]
[131,null,"STEROWNICZE","S63075",5902956085863,"BiT 1000®","61G0,75",null,"BITNER","KMT",1,63300,"PLN",0.23,null,null,null,null,null,null,null,"n95"]
[132,null,"STEROWNICZE","S63082",5902956086105,"BiT 1000®","37G1",null,"BITNER","KMT",1,49670,"PLN",0.23,null,null,null,null,null,null,null,"n95"]
[133,null,"STEROWNICZE","S63083",5902956086112,"BiT 1000®","42G1",null,"BITNER","KMT",1,56710,"PLN",0.23,null,null,null,null,null,null,null,"n95"]
[134,null,"STEROWNICZE","S63084",5902956086129,"BiT 1000®","52G1",null,"BITNER","KMT",1,69430,"PLN",0.23,null,null,null,null,null,null,null,"n95"]
[135,null,"STEROWNICZE","S63085",5902956086136,"BiT 1000®","61G1",null,"BITNER","KMT",1,80880,"PLN",0.23,null,null,null,null,null,null,null,"n95"]
[136,null,"STEROWNICZE","S63091",5902956086365,"BiT 1000®","37G1,5",null,"BITNER","KMT",1,69970,"PLN",0.23,null,null,null,null,null,null,null,"n95"]
[137,null,"STEROWNICZE","S63092",5902956086372,"BiT 1000®","42G1,5",null,"BITNER","KMT",1,80370,"PLN",0.23,null,null,null,null,null,null,null,"n95"]
[138,null,"STEROWNICZE","S63093",5902956086389,"BiT 1000®","52G1,5",null,"BITNER","KMT",1,97800,"PLN",0.23,null,null,null,null,null,null,null,"n95"]
[139,null,"STEROWNICZE","S63094",5902956086396,"BiT 1000®","61G1,5",null,"BITNER","KMT",1,114300,"PLN",0.23,null,null,null,null,null,null,null,"n95"]
[140,null,"STEROWNICZE","S63096",5902956086495,"BiT 1000®","8G2,5",null,"BITNER","KMT",1,26010,"PLN",0.23,null,null,null,null,null,null,null,"n95"]
[141,null,"STEROWNICZE","S63097",5902956086501,"BiT 1000®","10G2,5",null,"BITNER","KMT",1,32300,"PLN",0.23,null,null,null,null,null,null,null,"n95"]
[142,null,"STEROWNICZE","S63098",5902956086518,"BiT 1000®","12G2,5",null,"BITNER","KMT",1,37870,"PLN",0.23,null,null,null,null,null,null,null,"n95"]
[143,null,"STEROWNICZE","S63099",5902956086525,"BiT 1000®","14G2,5",null,"BITNER","KMT",1,43340,"PLN",0.23,null,null,null,null,null,null,null,"n95"]
[144,null,"STEROWNICZE","S63100",5902956085320,"BiT 1000®","2x0,5",null,"BITNER","KMT",1,2530,"PLN",0.23,null,null,null,null,null,null,null,"n95"]
[145,null,"STEROWNICZE","S63101",5902956085337,"BiT 1000®","3G0,5",null,"BITNER","KMT",1,3260,"PLN",0.23,null,null,null,null,null,null,null,"n95"]
[146,null,"STEROWNICZE","S63102",5902956085351,"BiT 1000®","4G0,5",null,"BITNER","KMT",1,4040,"PLN",0.23,null,null,null,null,null,null,null,"n95"]
[147,null,"STEROWNICZE","S63103",5902956085375,"BiT 1000®","5G0,5",null,"BITNER","KMT",1,4890,"PLN",0.23,null,null,null,null,null,null,null,"n95"]
[148,null,"STEROWNICZE","S63104",5902956085399,"BiT 1000®","6G0,5",null,"BITNER","KMT",1,5580,"PLN",0.23,null,null,null,null,null,null,null,"n95"]
[149,null,"STEROWNICZE","S63105",5902956085405,"BiT 1000®","7G0,5",null,"BITNER","KMT",1,6140,"PLN",0.23,null,null,null,null,null,null,null,"n95"]
[150,null,"STEROWNICZE","S63106",5902956085429,"BiT 1000®","8G0,5",null,"BITNER","KMT",1,7390,"PLN",0.23,null,null,null,null,null,null,null,"n95"]
[151,null,"STEROWNICZE","S63107",5902956085443,"BiT 1000®","10G0,5",null,"BITNER","KMT",1,9280,"PLN",0.23,null,null,null,null,null,null,null,"n95"]
[152,null,"STEROWNICZE","S63108",5902956085450,"BiT 1000®","12G0,5",null,"BITNER","KMT",1,10400,"PLN",0.23,null,null,null,null,null,null,null,"n95"]
[153,null,"STEROWNICZE","S63109",5902956085474,"BiT 1000®","14G0,5",null,"BITNER","KMT",1,11610,"PLN",0.23,null,null,null,null,null,null,null,"n95"]
[154,null,"STEROWNICZE","S63110",5902956085481,"BiT 1000®","16G0,5",null,"BITNER","KMT",1,13130,"PLN",0.23,null,null,null,null,null,null,null,"n95"]
[155,null,"STEROWNICZE","S63111",5902956085498,"BiT 1000®","18G0,5",null,"BITNER","KMT",1,14650,"PLN",0.23,null,null,null,null,null,null,null,"n95"]
[156,null,"STEROWNICZE","S63113",5902956085504,"BiT 1000®","21G0,5",null,"BITNER","KMT",1,16740,"PLN",0.23,null,null,null,null,null,null,null,"n95"]
[157,null,"STEROWNICZE","S63114",5902956085511,"BiT 1000®","25G0,5",null,"BITNER","KMT",1,19980,"PLN",0.23,null,null,null,null,null,null,null,"n95"]
[158,null,"STEROWNICZE","S63115",5902956085528,"BiT 1000®","30G0,5",null,"BITNER","KMT",1,23180,"PLN",0.23,null,null,null,null,null,null,null,"n95"]
[159,null,"STEROWNICZE","S63117",5902956085542,"BiT 1000®","34G0,5",null,"BITNER","KMT",1,26450,"PLN",0.23,null,null,null,null,null,null,null,"n95"]
[160,null,"STEROWNICZE","S63118",5902956085597,"BiT 1000®","2x0,75",null,"BITNER","KMT",1,3310,"PLN",0.23,null,null,null,null,null,null,null,"n95"]
[161,null,"STEROWNICZE","S63119",5902956085603,"BiT 1000®","3G0,75",null,"BITNER","KMT",1,4340,"PLN",0.23,null,null,null,null,null,null,null,"n95"]
[162,null,"STEROWNICZE","S63120",5902956085627,"BiT 1000®","4G0,75",null,"BITNER","KMT",1,5320,"PLN",0.23,null,null,null,null,null,null,null,"n95"]
[163,null,"STEROWNICZE","S63121",5902956085641,"BiT 1000®","5G0,75",null,"BITNER","KMT",1,6420,"PLN",0.23,null,null,null,null,null,null,null,"n95"]
[164,null,"STEROWNICZE","S63122",5902956085665,"BiT 1000®","6G0,75",null,"BITNER","KMT",1,7530,"PLN",0.23,null,null,null,null,null,null,null,"n95"]
[165,null,"STEROWNICZE","S63123",5902956085689,"BiT 1000®","7G0,75",null,"BITNER","KMT",1,8370,"PLN",0.23,null,null,null,null,null,null,null,"n95"]
[166,null,"STEROWNICZE","S63124",5902956085702,"BiT 1000®","8G0,75",null,"BITNER","KMT",1,9610,"PLN",0.23,null,null,null,null,null,null,null,"n95"]
[167,null,"STEROWNICZE","S63125",5902956085726,"BiT 1000®","10G0,75",null,"BITNER","KMT",1,12160,"PLN",0.23,null,null,null,null,null,null,null,"n95"]
[168,null,"STEROWNICZE","S63126",5902956085733,"BiT 1000®","12G0,75",null,"BITNER","KMT",1,13800,"PLN",0.23,null,null,null,null,null,null,null,"n95"]
[169,null,"STEROWNICZE","S63127",5902956085757,"BiT 1000®","14G0,75",null,"BITNER","KMT",1,15760,"PLN",0.23,null,null,null,null,null,null,null,"n95"]
[170,null,"STEROWNICZE","S63128",5902956085764,"BiT 1000®","16G0,75",null,"BITNER","KMT",1,17890,"PLN",0.23,null,null,null,null,null,null,null,"n95"]
[171,null,"STEROWNICZE","S63129",5902956085771,"BiT 1000®","18G0,75",null,"BITNER","KMT",1,19950,"PLN",0.23,null,null,null,null,null,null,null,"n95"]
[172,null,"STEROWNICZE","S63131",5902956085788,"BiT 1000®","21G0,75",null,"BITNER","KMT",1,22890,"PLN",0.23,null,null,null,null,null,null,null,"n95"]
[173,null,"STEROWNICZE","S63132",5902956085795,"BiT 1000®","25G0,75",null,"BITNER","KMT",1,27340,"PLN",0.23,null,null,null,null,null,null,null,"n95"]
[174,null,"STEROWNICZE","S63133",5902956085801,"BiT 1000®","30G0,75",null,"BITNER","KMT",1,31890,"PLN",0.23,null,null,null,null,null,null,null,"n95"]
[175,null,"STEROWNICZE","S63135",5902956085825,"BiT 1000®","34G0,75",null,"BITNER","KMT",1,36360,"PLN",0.23,null,null,null,null,null,null,null,"n95"]
[176,null,"STEROWNICZE","S63136",5902956085870,"BiT 1000®","2x1",null,"BITNER","KMT",1,3980,"PLN",0.23,null,null,null,null,null,null,null,"n95"]
[177,null,"STEROWNICZE","S63137",5902956085887,"BiT 1000®","3G1",null,"BITNER","KMT",1,5120,"PLN",0.23,null,null,null,null,null,null,null,"n95"]
[178,null,"STEROWNICZE","S63138",5902956085900,"BiT 1000®","4G1",null,"BITNER","KMT",1,6540,"PLN",0.23,null,null,null,null,null,null,null,"n95"]
[179,null,"STEROWNICZE","S63139",5902956085924,"BiT 1000®","5G1",null,"BITNER","KMT",1,7940,"PLN",0.23,null,null,null,null,null,null,null,"n95"]
[180,null,"STEROWNICZE","S63140",5902956085948,"BiT 1000®","6G1",null,"BITNER","KMT",1,9400,"PLN",0.23,null,null,null,null,null,null,null,"n95"]
[181,null,"STEROWNICZE","S63141",5902956085955,"BiT 1000®","7G1",null,"BITNER","KMT",1,10500,"PLN",0.23,null,null,null,null,null,null,null,"n95"]
[182,null,"STEROWNICZE","S63142",5902956085979,"BiT 1000®","8G1",null,"BITNER","KMT",1,11770,"PLN",0.23,null,null,null,null,null,null,null,"n95"]
[183,null,"STEROWNICZE","S63143",5902956085986,"BiT 1000®","10G1",null,"BITNER","KMT",1,15180,"PLN",0.23,null,null,null,null,null,null,null,"n95"]
[184,null,"STEROWNICZE","S63144",5902956086006,"BiT 1000®","12G1",null,"BITNER","KMT",1,17330,"PLN",0.23,null,null,null,null,null,null,null,"n95"]
[185,null,"STEROWNICZE","S63145",5902956086020,"BiT 1000®","14G1",null,"BITNER","KMT",1,19890,"PLN",0.23,null,null,null,null,null,null,null,"n95"]
[186,null,"STEROWNICZE","S63146",5902956086037,"BiT 1000®","16G1",null,"BITNER","KMT",1,22580,"PLN",0.23,null,null,null,null,null,null,null,"n95"]
[187,null,"STEROWNICZE","S63147",5902956086044,"BiT 1000®","18G1",null,"BITNER","KMT",1,25240,"PLN",0.23,null,null,null,null,null,null,null,"n95"]
[188,null,"STEROWNICZE","S63149",5902956086051,"BiT 1000®","21G1",null,"BITNER","KMT",1,29020,"PLN",0.23,null,null,null,null,null,null,null,"n95"]
[189,null,"STEROWNICZE","S63150",5902956086068,"BiT 1000®","25G1",null,"BITNER","KMT",1,34650,"PLN",0.23,null,null,null,null,null,null,null,"n95"]
[190,null,"STEROWNICZE","S63151",5902956086075,"BiT 1000®","30G1",null,"BITNER","KMT",1,40580,"PLN",0.23,null,null,null,null,null,null,null,"n95"]
[191,null,"STEROWNICZE","S63153",5902956086099,"BiT 1000®","34G1",null,"BITNER","KMT",1,46450,"PLN",0.23,null,null,null,null,null,null,null,"n95"]
[192,null,"STEROWNICZE","S63154",5902956086143,"BiT 1000®","2x1,5",null,"BITNER","KMT",1,5110,"PLN",0.23,null,null,null,null,null,null,null,"n95"]
[193,null,"STEROWNICZE","S63155",5902956086150,"BiT 1000®","3G1,5",null,"BITNER","KMT",1,6920,"PLN",0.23,null,null,null,null,null,null,null,"n95"]
[194,null,"STEROWNICZE","S63156",5902956086174,"BiT 1000®","4G1,5",null,"BITNER","KMT",1,8870,"PLN",0.23,null,null,null,null,null,null,null,"n95"]
[195,null,"STEROWNICZE","S63157",5902956086198,"BiT 1000®","5G1,5",null,"BITNER","KMT",1,10830,"PLN",0.23,null,null,null,null,null,null,null,"n95"]
[196,null,"STEROWNICZE","S63158",5902956086211,"BiT 1000®","6G1,5",null,"BITNER","KMT",1,12570,"PLN",0.23,null,null,null,null,null,null,null,"n95"]
[197,null,"STEROWNICZE","S63159",5902956086228,"BiT 1000®","7G1,5",null,"BITNER","KMT",1,14120,"PLN",0.23,null,null,null,null,null,null,null,"n95"]
[198,null,"STEROWNICZE","S63160",5902956086242,"BiT 1000®","8G1,5",null,"BITNER","KMT",1,16220,"PLN",0.23,null,null,null,null,null,null,null,"n95"]
[199,null,"STEROWNICZE","S63161",5902956086259,"BiT 1000®","10G1,5",null,"BITNER","KMT",1,20820,"PLN",0.23,null,null,null,null,null,null,null,"n95"]
[200,null,"STEROWNICZE","S63162",5902956086266,"BiT 1000®","12G1,5",null,"BITNER","KMT",1,23920,"PLN",0.23,null,null,null,null,null,null,null,"n95"]
[201,null,"STEROWNICZE","S63163",5902956086280,"BiT 1000®","14G1,5",null,"BITNER","KMT",1,27530,"PLN",0.23,null,null,null,null,null,null,null,"n95"]
[202,null,"STEROWNICZE","S63164",5902956086297,"BiT 1000®","16G1,5",null,"BITNER","KMT",1,31290,"PLN",0.23,null,null,null,null,null,null,null,"n95"]
[203,null,"STEROWNICZE","S63165",5902956086303,"BiT 1000®","18G1,5",null,"BITNER","KMT",1,35030,"PLN",0.23,null,null,null,null,null,null,null,"n95"]
[204,null,"STEROWNICZE","S63167",5902956086310,"BiT 1000®","21G1,5",null,"BITNER","KMT",1,40370,"PLN",0.23,null,null,null,null,null,null,null,"n95"]
[205,null,"STEROWNICZE","S63168",5902956086327,"BiT 1000®","25G1,5",null,"BITNER","KMT",1,48380,"PLN",0.23,null,null,null,null,null,null,null,"n95"]
[206,null,"STEROWNICZE","S63169",5902956086334,"BiT 1000®","30G1,5",null,"BITNER","KMT",1,56860,"PLN",0.23,null,null,null,null,null,null,null,"n95"]
[207,null,"STEROWNICZE","S63171",5902956086358,"BiT 1000®","34G1,5",null,"BITNER","KMT",1,64710,"PLN",0.23,null,null,null,null,null,null,null,"n95"]
[208,null,"STEROWNICZE","S63173",5902956086556,"BiT 1000®","21G2,5",null,"BITNER","KMT",1,64790,"PLN",0.23,null,null,null,null,null,null,null,"n95"]
[209,null,"STEROWNICZE","S63174",5902956086570,"BiT 1000®","30G2,5",null,"BITNER","KMT",1,91520,"PLN",0.23,null,null,null,null,null,null,null,"n95"]
[210,null,"STEROWNICZE","S63182",5902956086709,"BiT 1000®","10G4",null,"BITNER","KMT",1,52880,"PLN",0.23,null,null,null,null,null,null,null,"n95"]
[211,null,"STEROWNICZE","S63183",5902956086716,"BiT 1000®","14G4",null,"BITNER","KMT",1,72630,"PLN",0.23,null,null,null,null,null,null,null,"n95"]
[212,null,"STEROWNICZE","S63185",5902956086778,"BiT 1000®","10G6",null,"BITNER","KMT",1,76450,"PLN",0.23,null,null,null,null,null,null,null,"n95"]
[213,null,"STEROWNICZE","BS0400",5902956091512,"BiT 1000®(St)","2x0,5",null,"BITNER","KMT",1,3340,"PLN",0.23,null,null,null,null,null,null,null,"n95"]
[214,null,"STEROWNICZE","BS0401",5902956091529,"BiT 1000®(St)","3G0,5",null,"BITNER","KMT",1,3990,"PLN",0.23,null,null,null,null,null,null,null,"n95"]
[215,null,"STEROWNICZE","BS0403",5902956091543,"BiT 1000®(St)","4G0,5",null,"BITNER","KMT",1,4800,"PLN",0.23,null,null,null,null,null,null,null,"n95"]
[216,null,"STEROWNICZE","BS0405",5902956091567,"BiT 1000®(St)","5G0,5",null,"BITNER","KMT",1,5620,"PLN",0.23,null,null,null,null,null,null,null,"n95"]
[217,null,"STEROWNICZE","BS0407",5902956091581,"BiT 1000®(St)","6G0,5",null,"BITNER","KMT",1,6490,"PLN",0.23,null,null,null,null,null,null,null,"n95"]
[218,null,"STEROWNICZE","BS0408",5902956091598,"BiT 1000®(St)","7G0,5",null,"BITNER","KMT",1,7050,"PLN",0.23,null,null,null,null,null,null,null,"n95"]
[219,null,"STEROWNICZE","BS0410",5902956091611,"BiT 1000®(St)","8G0,5",null,"BITNER","KMT",1,8000,"PLN",0.23,null,null,null,null,null,null,null,"n95"]
[220,null,"STEROWNICZE","BS0412",5902956091635,"BiT 1000®(St)","10G0,5",null,"BITNER","KMT",1,9870,"PLN",0.23,null,null,null,null,null,null,null,"n95"]
[221,null,"STEROWNICZE","BS0413",5902956091642,"BiT 1000®(St)","12G0,5",null,"BITNER","KMT",1,10980,"PLN",0.23,null,null,null,null,null,null,null,"n95"]
[222,null,"STEROWNICZE","BS0415",5902956091666,"BiT 1000®(St)","14G0,5",null,"BITNER","KMT",1,12220,"PLN",0.23,null,null,null,null,null,null,null,"n95"]
[223,null,"STEROWNICZE","BS0416",5902956091673,"BiT 1000®(St)","16G0,5",null,"BITNER","KMT",1,13770,"PLN",0.23,null,null,null,null,null,null,null,"n95"]
[224,null,"STEROWNICZE","BS0417",5902956091680,"BiT 1000®(St)","18G0,5",null,"BITNER","KMT",1,15300,"PLN",0.23,null,null,null,null,null,null,null,"n95"]
[225,null,"STEROWNICZE","BS0419",5902956091703,"BiT 1000®(St)","21G0,5",null,"BITNER","KMT",1,17390,"PLN",0.23,null,null,null,null,null,null,null,"n95"]
[226,null,"STEROWNICZE","BS0420",5902956091710,"BiT 1000®(St)","25G0,5",null,"BITNER","KMT",1,20620,"PLN",0.23,null,null,null,null,null,null,null,"n95"]
[227,null,"STEROWNICZE","BS0422",5902956091734,"BiT 1000®(St)","30G0,5",null,"BITNER","KMT",1,23860,"PLN",0.23,null,null,null,null,null,null,null,"n95"]
[228,null,"STEROWNICZE","BS0423",5902956091741,"BiT 1000®(St)","34G0,5",null,"BITNER","KMT",1,27180,"PLN",0.23,null,null,null,null,null,null,null,"n95"]
[229,null,"STEROWNICZE","BS0429",5902956091802,"BiT 1000®(St)","2x0,75",null,"BITNER","KMT",1,4040,"PLN",0.23,null,null,null,null,null,null,null,"n95"]
[230,null,"STEROWNICZE","BS0430",5902956091819,"BiT 1000®(St)","3G0,75",null,"BITNER","KMT",1,4860,"PLN",0.23,null,null,null,null,null,null,null,"n95"]
[231,null,"STEROWNICZE","BS0432",5902956091833,"BiT 1000®(St)","4G0,75",null,"BITNER","KMT",1,5990,"PLN",0.23,null,null,null,null,null,null,null,"n95"]
[232,null,"STEROWNICZE","BS0434",5902956091857,"BiT 1000®(St)","5G0,75",null,"BITNER","KMT",1,7180,"PLN",0.23,null,null,null,null,null,null,null,"n95"]
[233,null,"STEROWNICZE","BS0436",5902956091871,"BiT 1000®(St)","6G0,75",null,"BITNER","KMT",1,8340,"PLN",0.23,null,null,null,null,null,null,null,"n95"]
[234,null,"STEROWNICZE","BS0438",5902956091895,"BiT 1000®(St)","7G0,75",null,"BITNER","KMT",1,9100,"PLN",0.23,null,null,null,null,null,null,null,"n95"]
[235,null,"STEROWNICZE","BS0440",5902956091918,"BiT 1000®(St)","8G0,75",null,"BITNER","KMT",1,10510,"PLN",0.23,null,null,null,null,null,null,null,"n95"]
[236,null,"STEROWNICZE","BS0442",5902956091932,"BiT 1000®(St)","10G0,75",null,"BITNER","KMT",1,12730,"PLN",0.23,null,null,null,null,null,null,null,"n95"]
[237,null,"STEROWNICZE","BS0443",5902956091949,"BiT 1000®(St)","12G0,75",null,"BITNER","KMT",1,14420,"PLN",0.23,null,null,null,null,null,null,null,"n95"]
[238,null,"STEROWNICZE","BS0445",5902956091963,"BiT 1000®(St)","14G0,75",null,"BITNER","KMT",1,16450,"PLN",0.23,null,null,null,null,null,null,null,"n95"]
[239,null,"STEROWNICZE","BS0446",5902956091970,"BiT 1000®(St)","16G0,75",null,"BITNER","KMT",1,18620,"PLN",0.23,null,null,null,null,null,null,null,"n95"]
[240,null,"STEROWNICZE","BS0447",5902956091987,"BiT 1000®(St)","18G0,75",null,"BITNER","KMT",1,20720,"PLN",0.23,null,null,null,null,null,null,null,"n95"]
[241,null,"STEROWNICZE","BS0449",5902956092007,"BiT 1000®(St)","21G0,75",null,"BITNER","KMT",1,23720,"PLN",0.23,null,null,null,null,null,null,null,"n95"]
[242,null,"STEROWNICZE","BS0450",5902956092014,"BiT 1000®(St)","25G0,75",null,"BITNER","KMT",1,28140,"PLN",0.23,null,null,null,null,null,null,null,"n95"]
[243,null,"STEROWNICZE","BS0452",5902956092038,"BiT 1000®(St)","30G0,75",null,"BITNER","KMT",1,32830,"PLN",0.23,null,null,null,null,null,null,null,"n95"]
[244,null,"STEROWNICZE","BS0453",5902956092045,"BiT 1000®(St)","34G0,75",null,"BITNER","KMT",1,37350,"PLN",0.23,null,null,null,null,null,null,null,"n95"]
[245,null,"STEROWNICZE","BS0454",5902956092052,"BiT 1000®(St)","37G0,75",null,"BITNER","KMT",1,39870,"PLN",0.23,null,null,null,null,null,null,null,"n95"]
[246,null,"STEROWNICZE","BS0456",5902956092076,"BiT 1000®(St)","42G0,75",null,"BITNER","KMT",1,45660,"PLN",0.23,null,null,null,null,null,null,null,"n95"]
[247,null,"STEROWNICZE","BS0457",5902956092083,"BiT 1000®(St)","52G0,75",null,"BITNER","KMT",1,55490,"PLN",0.23,null,null,null,null,null,null,null,"n95"]
[248,null,"STEROWNICZE","BS0458",5902956092090,"BiT 1000®(St)","61G0,75",null,"BITNER","KMT",1,64440,"PLN",0.23,null,null,null,null,null,null,null,"n95"]
[249,null,"STEROWNICZE","BS0459",5902956092106,"BiT 1000®(St)","2x1",null,"BITNER","KMT",1,4940,"PLN",0.23,null,null,null,null,null,null,null,"n95"]
[250,null,"STEROWNICZE","BS0460",5902956092113,"BiT 1000®(St)","3G1",null,"BITNER","KMT",1,6100,"PLN",0.23,null,null,null,null,null,null,null,"n95"]
[251,null,"STEROWNICZE","BS0462",5902956092137,"BiT 1000®(St)","4G1",null,"BITNER","KMT",1,7590,"PLN",0.23,null,null,null,null,null,null,null,"n95"]
[252,null,"STEROWNICZE","BS0464",5902956092151,"BiT 1000®(St)","5G1",null,"BITNER","KMT",1,9040,"PLN",0.23,null,null,null,null,null,null,null,"n95"]
[253,null,"STEROWNICZE","BS0466",5902956092175,"BiT 1000®(St)","6G1",null,"BITNER","KMT",1,10560,"PLN",0.23,null,null,null,null,null,null,null,"n95"]
[254,null,"STEROWNICZE","BS0468",5902956092199,"BiT 1000®(St)","7G1",null,"BITNER","KMT",1,11690,"PLN",0.23,null,null,null,null,null,null,null,"n95"]
[255,null,"STEROWNICZE","BS0470",5902956092212,"BiT 1000®(St)","8G1",null,"BITNER","KMT",1,13000,"PLN",0.23,null,null,null,null,null,null,null,"n95"]
[256,null,"STEROWNICZE","BS0471",5902956092229,"BiT 1000®(St)","10G1",null,"BITNER","KMT",1,16090,"PLN",0.23,null,null,null,null,null,null,null,"n95"]
[257,null,"STEROWNICZE","BS0473",5902956092243,"BiT 1000®(St)","12G1",null,"BITNER","KMT",1,18270,"PLN",0.23,null,null,null,null,null,null,null,"n95"]
[258,null,"STEROWNICZE","BS0475",5902956092267,"BiT 1000®(St)","14G1",null,"BITNER","KMT",1,20910,"PLN",0.23,null,null,null,null,null,null,null,"n95"]
[259,null,"STEROWNICZE","BS0476",5902956092274,"BiT 1000®(St)","16G1",null,"BITNER","KMT",1,23770,"PLN",0.23,null,null,null,null,null,null,null,"n95"]
[260,null,"STEROWNICZE","BS0477",5902956092281,"BiT 1000®(St)","18G1",null,"BITNER","KMT",1,26370,"PLN",0.23,null,null,null,null,null,null,null,"n95"]
[261,null,"STEROWNICZE","BS0480",5902956092311,"BiT 1000®(St)","21G1",null,"BITNER","KMT",1,30210,"PLN",0.23,null,null,null,null,null,null,null,"n95"]
[262,null,"STEROWNICZE","BS0481",5902956092328,"BiT 1000®(St)","25G1",null,"BITNER","KMT",1,35860,"PLN",0.23,null,null,null,null,null,null,null,"n95"]
[263,null,"STEROWNICZE","BS0483",5902956092342,"BiT 1000®(St)","30G1",null,"BITNER","KMT",1,41920,"PLN",0.23,null,null,null,null,null,null,null,"n95"]
[264,null,"STEROWNICZE","BS0484",5902956092359,"BiT 1000®(St)","34G1",null,"BITNER","KMT",1,47910,"PLN",0.23,null,null,null,null,null,null,null,"n95"]
[265,null,"STEROWNICZE","BS0485",5902956092366,"BiT 1000®(St)","37G1",null,"BITNER","KMT",1,51190,"PLN",0.23,null,null,null,null,null,null,null,"n95"]
[266,null,"STEROWNICZE","BS0487",5902956092380,"BiT 1000®(St)","42G1",null,"BITNER","KMT",1,58580,"PLN",0.23,null,null,null,null,null,null,null,"n95"]
[267,null,"STEROWNICZE","BS0488",5902956092397,"BiT 1000®(St)","52G1",null,"BITNER","KMT",1,70930,"PLN",0.23,null,null,null,null,null,null,null,"n95"]
[268,null,"STEROWNICZE","BS0489",5902956092403,"BiT 1000®(St)","61G1",null,"BITNER","KMT",1,82340,"PLN",0.23,null,null,null,null,null,null,null,"n95"]
[269,null,"STEROWNICZE","BS0490",5902956092410,"BiT 1000®(St)","2x1,5",null,"BITNER","KMT",1,6300,"PLN",0.23,null,null,null,null,null,null,null,"n95"]
[270,null,"STEROWNICZE","BS0491",5902956092427,"BiT 1000®(St)","3G1,5",null,"BITNER","KMT",1,7890,"PLN",0.23,null,null,null,null,null,null,null,"n95"]
[271,null,"STEROWNICZE","BS0493",5902956092441,"BiT 1000®(St)","4G1,5",null,"BITNER","KMT",1,9950,"PLN",0.23,null,null,null,null,null,null,null,"n95"]
[272,null,"STEROWNICZE","BS0495",5902956092465,"BiT 1000®(St)","5G1,5",null,"BITNER","KMT",1,11980,"PLN",0.23,null,null,null,null,null,null,null,"n95"]
[273,null,"STEROWNICZE","BS0497",5902956092489,"BiT 1000®(St)","6G1,5",null,"BITNER","KMT",1,13780,"PLN",0.23,null,null,null,null,null,null,null,"n95"]
[274,null,"STEROWNICZE","BS0499",5902956092502,"BiT 1000®(St)","7G1,5",null,"BITNER","KMT",1,15360,"PLN",0.23,null,null,null,null,null,null,null,"n95"]
[275,null,"STEROWNICZE","BS0501",5902956092526,"BiT 1000®(St)","8G1,5",null,"BITNER","KMT",1,17570,"PLN",0.23,null,null,null,null,null,null,null,"n95"]
[276,null,"STEROWNICZE","BS0502",5902956092533,"BiT 1000®(St)","10G1,5",null,"BITNER","KMT",1,21740,"PLN",0.23,null,null,null,null,null,null,null,"n95"]
[277,null,"STEROWNICZE","BS0504",5902956092557,"BiT 1000®(St)","12G1,5",null,"BITNER","KMT",1,24900,"PLN",0.23,null,null,null,null,null,null,null,"n95"]
[278,null,"STEROWNICZE","BS0506",5902956092571,"BiT 1000®(St)","14G1,5",null,"BITNER","KMT",1,28290,"PLN",0.23,null,null,null,null,null,null,null,"n95"]
[279,null,"STEROWNICZE","BS0507",5902956092588,"BiT 1000®(St)","16G1,5",null,"BITNER","KMT",1,32420,"PLN",0.23,null,null,null,null,null,null,null,"n95"]
[280,null,"STEROWNICZE","BS0508",5902956092595,"BiT 1000®(St)","18G1,5",null,"BITNER","KMT",1,36240,"PLN",0.23,null,null,null,null,null,null,null,"n95"]
[281,null,"STEROWNICZE","BS0510",5902956092618,"BiT 1000®(St)","21G1,5",null,"BITNER","KMT",1,41730,"PLN",0.23,null,null,null,null,null,null,null,"n95"]
[282,null,"STEROWNICZE","BS0511",5902956092625,"BiT 1000®(St)","25G1,5",null,"BITNER","KMT",1,49740,"PLN",0.23,null,null,null,null,null,null,null,"n95"]
[283,null,"STEROWNICZE","BS0513",5902956092649,"BiT 1000®(St)","30G1,5",null,"BITNER","KMT",1,58390,"PLN",0.23,null,null,null,null,null,null,null,"n95"]
[284,null,"STEROWNICZE","BS0514",5902956092656,"BiT 1000®(St)","34G1,5",null,"BITNER","KMT",1,66690,"PLN",0.23,null,null,null,null,null,null,null,"n95"]
[285,null,"STEROWNICZE","BS0515",5902956092663,"BiT 1000®(St)","37G1,5",null,"BITNER","KMT",1,69830,"PLN",0.23,null,null,null,null,null,null,null,"n95"]
[286,null,"STEROWNICZE","BS0517",5902956092687,"BiT 1000®(St)","42G1,5",null,"BITNER","KMT",1,80040,"PLN",0.23,null,null,null,null,null,null,null,"n95"]
[287,null,"STEROWNICZE","BS0518",5902956092694,"BiT 1000®(St)","52G1,5",null,"BITNER","KMT",1,97700,"PLN",0.23,null,null,null,null,null,null,null,"n95"]
[288,null,"STEROWNICZE","BS0519",5902956092700,"BiT 1000®(St)","61G1,5",null,"BITNER","KMT",1,114350,"PLN",0.23,null,null,null,null,null,null,null,"n95"]
[289,null,"STEROWNICZE","BS0520",5902956092717,"BiT 1000®(St)","2x2,5",null,"BITNER","KMT",1,8660,"PLN",0.23,null,null,null,null,null,null,null,"n95"]
[290,null,"STEROWNICZE","BS0521",5902956092724,"BiT 1000®(St)","3G2,5",null,"BITNER","KMT",1,11510,"PLN",0.23,null,null,null,null,null,null,null,"n95"]
[291,null,"STEROWNICZE","BS0523",5902956092748,"BiT 1000®(St)","4G2,5",null,"BITNER","KMT",1,14570,"PLN",0.23,null,null,null,null,null,null,null,"n95"]
[292,null,"STEROWNICZE","BS0525",5902956092762,"BiT 1000®(St)","5G2,5",null,"BITNER","KMT",1,17610,"PLN",0.23,null,null,null,null,null,null,null,"n95"]
[293,null,"STEROWNICZE","BS0527",5902956092786,"BiT 1000®(St)","6G2,5",null,"BITNER","KMT",1,20750,"PLN",0.23,null,null,null,null,null,null,null,"n95"]
[294,null,"STEROWNICZE","BS0529",5902956092809,"BiT 1000®(St)","7G2,5",null,"BITNER","KMT",1,23430,"PLN",0.23,null,null,null,null,null,null,null,"n95"]
[295,null,"STEROWNICZE","BS0531",5902956092823,"BiT 1000®(St)","10G2,5",null,"BITNER","KMT",1,33270,"PLN",0.23,null,null,null,null,null,null,null,"n95"]
[296,null,"STEROWNICZE","BS0532",5902956092830,"BiT 1000®(St)","12G2,5",null,"BITNER","KMT",1,38620,"PLN",0.23,null,null,null,null,null,null,null,"n95"]
[297,null,"STEROWNICZE","BS0534",5902956092854,"BiT 1000®(St)","14G2,5",null,"BITNER","KMT",1,44560,"PLN",0.23,null,null,null,null,null,null,null,"n95"]
[298,null,"STEROWNICZE","BS0535",5902956092861,"BiT 1000®(St)","16G2,5",null,"BITNER","KMT",1,50690,"PLN",0.23,null,null,null,null,null,null,null,"n95"]
[299,null,"STEROWNICZE","BS0536",5902956092878,"BiT 1000®(St)","18G2,5",null,"BITNER","KMT",1,56720,"PLN",0.23,null,null,null,null,null,null,null,"n95"]
[300,null,"STEROWNICZE","BS0537",5902956092885,"BiT 1000®(St)","21G2,5",null,"BITNER","KMT",1,65760,"PLN",0.23,null,null,null,null,null,null,null,"n95"]
[301,null,"STEROWNICZE","BS0538",5902956092892,"BiT 1000®(St)","25G2,5",null,"BITNER","KMT",1,78380,"PLN",0.23,null,null,null,null,null,null,null,"n95"]
[302,null,"STEROWNICZE","BS0539",5902956092908,"BiT 1000®(St)","30G2,5",null,"BITNER","KMT",1,92600,"PLN",0.23,null,null,null,null,null,null,null,"n95"]
[303,null,"STEROWNICZE","BS0550",5902956092946,"BiT 1000®(St)","2x2x0,5",null,"BITNER","KMT",1,5300,"PLN",0.23,null,null,null,null,null,null,null,"n95"]
[304,null,"STEROWNICZE","BS0551",5902956092953,"BiT 1000®(St)","3x2x0,5",null,"BITNER","KMT",1,6650,"PLN",0.23,null,null,null,null,null,null,null,"n95"]
[305,null,"STEROWNICZE","BS0552",5902956092960,"BiT 1000®(St)","4x2x0,5",null,"BITNER","KMT",1,8130,"PLN",0.23,null,null,null,null,null,null,null,"n95"]
[306,null,"STEROWNICZE","BS0553",5902956092977,"BiT 1000®(St)","5x2x0,5",null,"BITNER","KMT",1,9910,"PLN",0.23,null,null,null,null,null,null,null,"n95"]
[307,null,"STEROWNICZE","BS0554",5902956092984,"BiT 1000®(St)","6x2x0,5",null,"BITNER","KMT",1,11210,"PLN",0.23,null,null,null,null,null,null,null,"n95"]
[308,null,"STEROWNICZE","BS0555",5902956092991,"BiT 1000®(St)","7x2x0,5",null,"BITNER","KMT",1,12640,"PLN",0.23,null,null,null,null,null,null,null,"n95"]
[309,null,"STEROWNICZE","BS0556",5902956093004,"BiT 1000®(St)","8x2x0,5",null,"BITNER","KMT",1,14130,"PLN",0.23,null,null,null,null,null,null,null,"n95"]
[310,null,"STEROWNICZE","BS0557",5902956093011,"BiT 1000®(St)","10x2x0,5",null,"BITNER","KMT",1,17080,"PLN",0.23,null,null,null,null,null,null,null,"n95"]
[311,null,"STEROWNICZE","BS0558",5902956093028,"BiT 1000®(St)","12x2x0,5",null,"BITNER","KMT",1,20060,"PLN",0.23,null,null,null,null,null,null,null,"n95"]
[312,null,"STEROWNICZE","BS0559",5902956093035,"BiT 1000®(St)","14x2x0,5",null,"BITNER","KMT",1,22960,"PLN",0.23,null,null,null,null,null,null,null,"n95"]
[313,null,"STEROWNICZE","BS0560",5902956093042,"BiT 1000®(St)","16x2x0,5",null,"BITNER","KMT",1,26360,"PLN",0.23,null,null,null,null,null,null,null,"n95"]
[314,null,"STEROWNICZE","BS0561",5902956093059,"BiT 1000®(St)","18x2x0,5",null,"BITNER","KMT",1,29030,"PLN",0.23,null,null,null,null,null,null,null,"n95"]
[315,null,"STEROWNICZE","BS0562",5902956093066,"BiT 1000®(St)","20x2x0,5",null,"BITNER","KMT",1,31910,"PLN",0.23,null,null,null,null,null,null,null,"n95"]
[316,null,"STEROWNICZE","BS0563",5902956093073,"BiT 1000®(St)","24x2x0,5",null,"BITNER","KMT",1,37520,"PLN",0.23,null,null,null,null,null,null,null,"n95"]
[317,null,"STEROWNICZE","BS0564",5902956093080,"BiT 1000®(St)","2x2x0,75",null,"BITNER","KMT",1,6700,"PLN",0.23,null,null,null,null,null,null,null,"n95"]
[318,null,"STEROWNICZE","BS0565",5902956093097,"BiT 1000®(St)","3x2x0,75",null,"BITNER","KMT",1,8490,"PLN",0.23,null,null,null,null,null,null,null,"n95"]
[319,null,"STEROWNICZE","BS0566",5902956093103,"BiT 1000®(St)","4x2x0,75",null,"BITNER","KMT",1,10660,"PLN",0.23,null,null,null,null,null,null,null,"n95"]
[320,null,"STEROWNICZE","BS0567",5902956093110,"BiT 1000®(St)","5x2x0,75",null,"BITNER","KMT",1,12930,"PLN",0.23,null,null,null,null,null,null,null,"n95"]
[321,null,"STEROWNICZE","BS0568",5902956093127,"BiT 1000®(St)","6x2x0,75",null,"BITNER","KMT",1,14700,"PLN",0.23,null,null,null,null,null,null,null,"n95"]
[322,null,"STEROWNICZE","BS0569",5902956093134,"BiT 1000®(St)","7x2x0,75",null,"BITNER","KMT",1,16960,"PLN",0.23,null,null,null,null,null,null,null,"n95"]
[323,null,"STEROWNICZE","BS0570",5902956093141,"BiT 1000®(St)","8x2x0,75",null,"BITNER","KMT",1,19050,"PLN",0.23,null,null,null,null,null,null,null,"n95"]
[324,null,"STEROWNICZE","BS0571",5902956093158,"BiT 1000®(St)","10x2x0,75",null,"BITNER","KMT",1,23180,"PLN",0.23,null,null,null,null,null,null,null,"n95"]
[325,null,"STEROWNICZE","BS0572",5902956093165,"BiT 1000®(St)","12x2x0,75",null,"BITNER","KMT",1,27320,"PLN",0.23,null,null,null,null,null,null,null,"n95"]
[326,null,"STEROWNICZE","BS0573",5902956093172,"BiT 1000®(St)","14x2x0,75",null,"BITNER","KMT",1,31650,"PLN",0.23,null,null,null,null,null,null,null,"n95"]
[327,null,"STEROWNICZE","BS0574",5902956093189,"BiT 1000®(St)","16x2x0,75",null,"BITNER","KMT",1,36120,"PLN",0.23,null,null,null,null,null,null,null,"n95"]
[328,null,"STEROWNICZE","BS0575",5902956093196,"BiT 1000®(St)","18x2x0,75",null,"BITNER","KMT",1,39940,"PLN",0.23,null,null,null,null,null,null,null,"n95"]
[329,null,"STEROWNICZE","BS0576",5902956093202,"BiT 1000®(St)","20x2x0,75",null,"BITNER","KMT",1,44220,"PLN",0.23,null,null,null,null,null,null,null,"n95"]
[330,null,"STEROWNICZE","BS0577",5902956093219,"BiT 1000®(St)","24x2x0,75",null,"BITNER","KMT",1,52120,"PLN",0.23,null,null,null,null,null,null,null,"n95"]
[331,null,"STEROWNICZE","BS0578",5902956093226,"BiT 1000®(St)","2x2x1",null,"BITNER","KMT",1,8350,"PLN",0.23,null,null,null,null,null,null,null,"n95"]
[332,null,"STEROWNICZE","BS0579",5902956093233,"BiT 1000®(St)","3x2x1",null,"BITNER","KMT",1,10740,"PLN",0.23,null,null,null,null,null,null,null,"n95"]
[333,null,"STEROWNICZE","BS0580",5902956093240,"BiT 1000®(St)","4x2x1",null,"BITNER","KMT",1,13250,"PLN",0.23,null,null,null,null,null,null,null,"n95"]
[334,null,"STEROWNICZE","BS0581",5902956093257,"BiT 1000®(St)","5x2x1",null,"BITNER","KMT",1,16300,"PLN",0.23,null,null,null,null,null,null,null,"n95"]
[335,null,"STEROWNICZE","BS0582",5902956093264,"BiT 1000®(St)","6x2x1",null,"BITNER","KMT",1,18610,"PLN",0.23,null,null,null,null,null,null,null,"n95"]
[336,null,"STEROWNICZE","BS0583",5902956093271,"BiT 1000®(St)","7x2x1",null,"BITNER","KMT",1,21510,"PLN",0.23,null,null,null,null,null,null,null,"n95"]
[337,null,"STEROWNICZE","BS0584",5902956093288,"BiT 1000®(St)","8x2x1",null,"BITNER","KMT",1,24150,"PLN",0.23,null,null,null,null,null,null,null,"n95"]
[338,null,"STEROWNICZE","BS0585",5902956093295,"BiT 1000®(St)","10x2x1",null,"BITNER","KMT",1,29460,"PLN",0.23,null,null,null,null,null,null,null,"n95"]
[339,null,"STEROWNICZE","BS0586",5902956093301,"BiT 1000®(St)","12x2x1",null,"BITNER","KMT",1,34770,"PLN",0.23,null,null,null,null,null,null,null,"n95"]
[340,null,"STEROWNICZE","BS0587",5902956093318,"BiT 1000®(St)","14x2x1",null,"BITNER","KMT",1,40290,"PLN",0.23,null,null,null,null,null,null,null,"n95"]
[341,null,"STEROWNICZE","BS0588",5902956093325,"BiT 1000®(St)","16x2x1",null,"BITNER","KMT",1,46180,"PLN",0.23,null,null,null,null,null,null,null,"n95"]
[342,null,"STEROWNICZE","BS0589",5902956093332,"BiT 1000®(St)","18x2x1",null,"BITNER","KMT",1,51160,"PLN",0.23,null,null,null,null,null,null,null,"n95"]
[343,null,"STEROWNICZE","BS0590",5902956093349,"BiT 1000®(St)","20x2x1",null,"BITNER","KMT",1,56400,"PLN",0.23,null,null,null,null,null,null,null,"n95"]
[344,null,"STEROWNICZE","BS0591",5902956093356,"BiT 1000®(St)","24x2x1",null,"BITNER","KMT",1,66720,"PLN",0.23,null,null,null,null,null,null,null,"n95"]
[345,null,"STEROWNICZE","BS0592",5902956093363,"BiT 1000®(St)","2x2x1,5",null,"BITNER","KMT",1,10800,"PLN",0.23,null,null,null,null,null,null,null,"n95"]
[346,null,"STEROWNICZE","BS0593",5902956093370,"BiT 1000®(St)","3x2x1,5",null,"BITNER","KMT",1,14040,"PLN",0.23,null,null,null,null,null,null,null,"n95"]
[347,null,"STEROWNICZE","BS0594",5902956093387,"BiT 1000®(St)","4x2x1,5",null,"BITNER","KMT",1,17850,"PLN",0.23,null,null,null,null,null,null,null,"n95"]
[348,null,"STEROWNICZE","BS0595",5902956093394,"BiT 1000®(St)","5x2x1,5",null,"BITNER","KMT",1,22100,"PLN",0.23,null,null,null,null,null,null,null,"n95"]
[349,null,"STEROWNICZE","BS0596",5902956093400,"BiT 1000®(St)","6x2x1,5",null,"BITNER","KMT",1,25350,"PLN",0.23,null,null,null,null,null,null,null,"n95"]
[350,null,"STEROWNICZE","BS0597",5902956093417,"BiT 1000®(St)","7x2x1,5",null,"BITNER","KMT",1,29330,"PLN",0.23,null,null,null,null,null,null,null,"n95"]
[351,null,"STEROWNICZE","BS0598",5902956093424,"BiT 1000®(St)","8x2x1,5",null,"BITNER","KMT",1,33080,"PLN",0.23,null,null,null,null,null,null,null,"n95"]
[352,null,"STEROWNICZE","BS0599",5902956093431,"BiT 1000®(St)","10x2x1,5",null,"BITNER","KMT",1,40730,"PLN",0.23,null,null,null,null,null,null,null,"n95"]
[353,null,"STEROWNICZE","BS0600",5902956093448,"BiT 1000®(St)","12x2x1,5",null,"BITNER","KMT",1,48200,"PLN",0.23,null,null,null,null,null,null,null,"n95"]
[354,null,"STEROWNICZE","BS0601",5902956093455,"BiT 1000®(St)","14x2x1,5",null,"BITNER","KMT",1,55890,"PLN",0.23,null,null,null,null,null,null,null,"n95"]
[355,null,"STEROWNICZE","BS0602",5902956093462,"BiT 1000®(St)","16x2x1,5",null,"BITNER","KMT",1,64120,"PLN",0.23,null,null,null,null,null,null,null,"n95"]
[356,null,"STEROWNICZE","BS0603",5902956093479,"BiT 1000®(St)","18x2x1,5",null,"BITNER","KMT",1,69500,"PLN",0.23,null,null,null,null,null,null,null,"n95"]
[357,null,"STEROWNICZE","BS0604",5902956093486,"BiT 1000®(St)","20x2x1,5",null,"BITNER","KMT",1,76860,"PLN",0.23,null,null,null,null,null,null,null,"n95"]
[358,null,"STEROWNICZE","BS0605",5902956093493,"BiT 1000®(St)","24x2x1,5",null,"BITNER","KMT",1,91730,"PLN",0.23,null,null,null,null,null,null,null,"n95"]
[359,null,"STEROWNICZE","BS0606",5902956093509,"BiT 1000®(St)","2x2x2,5",null,"BITNER","KMT",1,15610,"PLN",0.23,null,null,null,null,null,null,null,"n95"]
[360,null,"STEROWNICZE","BS0607",5902956093516,"BiT 1000®(St)","3x2x2,5",null,"BITNER","KMT",1,21180,"PLN",0.23,null,null,null,null,null,null,null,"n95"]
[361,null,"STEROWNICZE","BS0608",5902956093523,"BiT 1000®(St)","4x2x2,5",null,"BITNER","KMT",1,27320,"PLN",0.23,null,null,null,null,null,null,null,"n95"]
[362,null,"STEROWNICZE","BS0609",5902956093530,"BiT 1000®(St)","5x2x2,5",null,"BITNER","KMT",1,34030,"PLN",0.23,null,null,null,null,null,null,null,"n95"]
[363,null,"STEROWNICZE","BS0610",5902956093547,"BiT 1000®(St)","6x2x2,5",null,"BITNER","KMT",1,39480,"PLN",0.23,null,null,null,null,null,null,null,"n95"]
[364,null,"STEROWNICZE","BS0611",5902956093554,"BiT 1000®(St)","7x2x2,5",null,"BITNER","KMT",1,46000,"PLN",0.23,null,null,null,null,null,null,null,"n95"]
[365,null,"STEROWNICZE","BS0612",5902956093561,"BiT 1000®(St)","8x2x2,5",null,"BITNER","KMT",1,52100,"PLN",0.23,null,null,null,null,null,null,null,"n95"]
[366,null,"STEROWNICZE","BS0613",5902956093578,"BiT 1000®(St)","10x2x2,5",null,"BITNER","KMT",1,64440,"PLN",0.23,null,null,null,null,null,null,null,"n95"]
[367,null,"STEROWNICZE","BS0614",5902956093585,"BiT 1000®(St)","12x2x2,5",null,"BITNER","KMT",1,76810,"PLN",0.23,null,null,null,null,null,null,null,"n95"]
[368,null,"STEROWNICZE","BS0615",5902956093592,"BiT 1000®(St)","14x2x2,5",null,"BITNER","KMT",1,88960,"PLN",0.23,null,null,null,null,null,null,null,"n95"]
[369,null,"STEROWNICZE","BS0616",5902956093608,"BiT 1000®(St)","16x2x2,5",null,"BITNER","KMT",1,102030,"PLN",0.23,null,null,null,null,null,null,null,"n95"]
[370,null,"STEROWNICZE","BS0930",5902956100481,"BiT 1000®(St) FR","2x0,5",null,"BITNER","KMT",1,3870,"PLN",0.23,null,null,null,null,null,null,null,"n95"]
[371,null,"STEROWNICZE","BS0931",5902956100498,"BiT 1000®(St) FR","3G0,5",null,"BITNER","KMT",1,4630,"PLN",0.23,null,null,null,null,null,null,null,"n95"]
[372,null,"STEROWNICZE","BS0933",5902956100511,"BiT 1000®(St) FR","4G0,5",null,"BITNER","KMT",1,5570,"PLN",0.23,null,null,null,null,null,null,null,"n95"]
[373,null,"STEROWNICZE","BS0935",5902956100535,"BiT 1000®(St) FR","5G0,5",null,"BITNER","KMT",1,6410,"PLN",0.23,null,null,null,null,null,null,null,"n95"]
[374,null,"STEROWNICZE","BS0937",5902956100559,"BiT 1000®(St) FR","6G0,5",null,"BITNER","KMT",1,7400,"PLN",0.23,null,null,null,null,null,null,null,"n95"]
[375,null,"STEROWNICZE","BS0938",5902956100566,"BiT 1000®(St) FR","7G0,5",null,"BITNER","KMT",1,8030,"PLN",0.23,null,null,null,null,null,null,null,"n95"]
[376,null,"STEROWNICZE","BS0940",5902956100580,"BiT 1000®(St) FR","8G0,5",null,"BITNER","KMT",1,9120,"PLN",0.23,null,null,null,null,null,null,null,"n95"]
[377,null,"STEROWNICZE","BS0942",5902956100603,"BiT 1000®(St) FR","10G0,5",null,"BITNER","KMT",1,11260,"PLN",0.23,null,null,null,null,null,null,null,"n95"]
[378,null,"STEROWNICZE","BS0943",5902956100610,"BiT 1000®(St) FR","12G0,5",null,"BITNER","KMT",1,12520,"PLN",0.23,null,null,null,null,null,null,null,"n95"]
[379,null,"STEROWNICZE","BS0945",5902956100634,"BiT 1000®(St) FR","14G0,5",null,"BITNER","KMT",1,14330,"PLN",0.23,null,null,null,null,null,null,null,"n95"]
[380,null,"STEROWNICZE","BS0946",5902956100641,"BiT 1000®(St) FR","16G0,5",null,"BITNER","KMT",1,15140,"PLN",0.23,null,null,null,null,null,null,null,"n95"]
[381,null,"STEROWNICZE","BS0947",5902956100658,"BiT 1000®(St) FR","18G0,5",null,"BITNER","KMT",1,16830,"PLN",0.23,null,null,null,null,null,null,null,"n95"]
[382,null,"STEROWNICZE","BS0949",5902956100672,"BiT 1000®(St) FR","21G0,5",null,"BITNER","KMT",1,19130,"PLN",0.23,null,null,null,null,null,null,null,"n95"]
[383,null,"STEROWNICZE","BS0950",5902956100689,"BiT 1000®(St) FR","25G0,5",null,"BITNER","KMT",1,22680,"PLN",0.23,null,null,null,null,null,null,null,"n95"]
[384,null,"STEROWNICZE","BS0952",5902956100702,"BiT 1000®(St) FR","30G0,5",null,"BITNER","KMT",1,26240,"PLN",0.23,null,null,null,null,null,null,null,"n95"]
[385,null,"STEROWNICZE","BS0953",5902956100719,"BiT 1000®(St) FR","34G0,5",null,"BITNER","KMT",1,29900,"PLN",0.23,null,null,null,null,null,null,null,"n95"]
[386,null,"STEROWNICZE","BS0959",5902956100771,"BiT 1000®(St) FR","2x0,75",null,"BITNER","KMT",1,4690,"PLN",0.23,null,null,null,null,null,null,null,"n95"]
[387,null,"STEROWNICZE","BS0960",5902956100788,"BiT 1000®(St) FR","3G0,75",null,"BITNER","KMT",1,5540,"PLN",0.23,null,null,null,null,null,null,null,"n95"]
[388,null,"STEROWNICZE","BS0962",5902956100801,"BiT 1000®(St) FR","4G0,75",null,"BITNER","KMT",1,6830,"PLN",0.23,null,null,null,null,null,null,null,"n95"]
[389,null,"STEROWNICZE","BS0964",5902956100825,"BiT 1000®(St) FR","5G0,75",null,"BITNER","KMT",1,8190,"PLN",0.23,null,null,null,null,null,null,null,"n95"]
[390,null,"STEROWNICZE","BS0966",5902956100849,"BiT 1000®(St) FR","6G0,75",null,"BITNER","KMT",1,9500,"PLN",0.23,null,null,null,null,null,null,null,"n95"]
[391,null,"STEROWNICZE","BS0968",5902956100863,"BiT 1000®(St) FR","7G0,75",null,"BITNER","KMT",1,10370,"PLN",0.23,null,null,null,null,null,null,null,"n95"]
[392,null,"STEROWNICZE","BS0970",5902956100887,"BiT 1000®(St) FR","8G0,75",null,"BITNER","KMT",1,11980,"PLN",0.23,null,null,null,null,null,null,null,"n95"]
[393,null,"STEROWNICZE","BS0972",5902956100900,"BiT 1000®(St) FR","10G0,75",null,"BITNER","KMT",1,14960,"PLN",0.23,null,null,null,null,null,null,null,"n95"]
[394,null,"STEROWNICZE","BS0973",5902956100917,"BiT 1000®(St) FR","12G0,75",null,"BITNER","KMT",1,15860,"PLN",0.23,null,null,null,null,null,null,null,"n95"]
[395,null,"STEROWNICZE","BS0975",5902956100931,"BiT 1000®(St) FR","14G0,75",null,"BITNER","KMT",1,18100,"PLN",0.23,null,null,null,null,null,null,null,"n95"]
[396,null,"STEROWNICZE","BS0976",5902956100948,"BiT 1000®(St) FR","16G0,75",null,"BITNER","KMT",1,20480,"PLN",0.23,null,null,null,null,null,null,null,"n95"]
[397,null,"STEROWNICZE","BS0977",5902956100955,"BiT 1000®(St) FR","18G0,75",null,"BITNER","KMT",1,22790,"PLN",0.23,null,null,null,null,null,null,null,"n95"]
[398,null,"STEROWNICZE","BS0979",5902956100979,"BiT 1000®(St) FR","21G0,75",null,"BITNER","KMT",1,26090,"PLN",0.23,null,null,null,null,null,null,null,"n95"]
[399,null,"STEROWNICZE","BS0980",5902956100986,"BiT 1000®(St) FR","25G0,75",null,"BITNER","KMT",1,30950,"PLN",0.23,null,null,null,null,null,null,null,"n95"]
[400,null,"STEROWNICZE","BS0982",5902956101006,"BiT 1000®(St) FR","30G0,75",null,"BITNER","KMT",1,36120,"PLN",0.23,null,null,null,null,null,null,null,"n95"]
[401,null,"STEROWNICZE","BS0983",5902956101013,"BiT 1000®(St) FR","34G0,75",null,"BITNER","KMT",1,41090,"PLN",0.23,null,null,null,null,null,null,null,"n95"]
[402,null,"STEROWNICZE","BS0984",5902956101020,"BiT 1000®(St) FR","37G0,75",null,"BITNER","KMT",1,43860,"PLN",0.23,null,null,null,null,null,null,null,"n95"]
[403,null,"STEROWNICZE","BS0986",5902956101044,"BiT 1000®(St) FR","42G0,75",null,"BITNER","KMT",1,50230,"PLN",0.23,null,null,null,null,null,null,null,"n95"]
[404,null,"STEROWNICZE","BS0987",5902956101051,"BiT 1000®(St) FR","52G0,75",null,"BITNER","KMT",1,61050,"PLN",0.23,null,null,null,null,null,null,null,"n95"]
[405,null,"STEROWNICZE","BS0988",5902956101068,"BiT 1000®(St) FR","61G0,75",null,"BITNER","KMT",1,70890,"PLN",0.23,null,null,null,null,null,null,null,"n95"]
[406,null,"STEROWNICZE","BS0989",5902956101075,"BiT 1000®(St) FR","2x1",null,"BITNER","KMT",1,5630,"PLN",0.23,null,null,null,null,null,null,null,"n95"]
[407,null,"STEROWNICZE","BS0990",5902956101082,"BiT 1000®(St) FR","3G1",null,"BITNER","KMT",1,6950,"PLN",0.23,null,null,null,null,null,null,null,"n95"]
[408,null,"STEROWNICZE","BS0992",5902956101105,"BiT 1000®(St) FR","4G1",null,"BITNER","KMT",1,8650,"PLN",0.23,null,null,null,null,null,null,null,"n95"]
[409,null,"STEROWNICZE","BS0994",5902956101129,"BiT 1000®(St) FR","5G1",null,"BITNER","KMT",1,10310,"PLN",0.23,null,null,null,null,null,null,null,"n95"]
[410,null,"STEROWNICZE","BS0996",5902956101143,"BiT 1000®(St) FR","6G1",null,"BITNER","KMT",1,12040,"PLN",0.23,null,null,null,null,null,null,null,"n95"]
[411,null,"STEROWNICZE","BS0998",5902956101167,"BiT 1000®(St) FR","7G1",null,"BITNER","KMT",1,13320,"PLN",0.23,null,null,null,null,null,null,null,"n95"]
[412,null,"STEROWNICZE","BS1000",5902956101181,"BiT 1000®(St) FR","8G1",null,"BITNER","KMT",1,14300,"PLN",0.23,null,null,null,null,null,null,null,"n95"]
[413,null,"STEROWNICZE","BS1001",5902956101198,"BiT 1000®(St) FR","10G1",null,"BITNER","KMT",1,17690,"PLN",0.23,null,null,null,null,null,null,null,"n95"]
[414,null,"STEROWNICZE","BS1003",5902956101211,"BiT 1000®(St) FR","12G1",null,"BITNER","KMT",1,20100,"PLN",0.23,null,null,null,null,null,null,null,"n95"]
[415,null,"STEROWNICZE","BS1005",5902956101235,"BiT 1000®(St) FR","14G1",null,"BITNER","KMT",1,23000,"PLN",0.23,null,null,null,null,null,null,null,"n95"]
[416,null,"STEROWNICZE","BS1006",5902956101242,"BiT 1000®(St) FR","16G1",null,"BITNER","KMT",1,26150,"PLN",0.23,null,null,null,null,null,null,null,"n95"]
[417,null,"STEROWNICZE","BS1007",5902956101259,"BiT 1000®(St) FR","18G1",null,"BITNER","KMT",1,29000,"PLN",0.23,null,null,null,null,null,null,null,"n95"]
[418,null,"STEROWNICZE","BS1010",5902956101280,"BiT 1000®(St) FR","21G1",null,"BITNER","KMT",1,33230,"PLN",0.23,null,null,null,null,null,null,null,"n95"]
[419,null,"STEROWNICZE","BS1011",5902956101297,"BiT 1000®(St) FR","25G1",null,"BITNER","KMT",1,39450,"PLN",0.23,null,null,null,null,null,null,null,"n95"]
[420,null,"STEROWNICZE","BS1013",5902956101310,"BiT 1000®(St) FR","30G1",null,"BITNER","KMT",1,46110,"PLN",0.23,null,null,null,null,null,null,null,"n95"]
[421,null,"STEROWNICZE","BS1014",5902956101327,"BiT 1000®(St) FR","34G1",null,"BITNER","KMT",1,52700,"PLN",0.23,null,null,null,null,null,null,null,"n95"]
[422,null,"STEROWNICZE","BS1015",5902956101334,"BiT 1000®(St) FR","37G1",null,"BITNER","KMT",1,56310,"PLN",0.23,null,null,null,null,null,null,null,"n95"]
[423,null,"STEROWNICZE","BS1017",5902956101358,"BiT 1000®(St) FR","42G1",null,"BITNER","KMT",1,64440,"PLN",0.23,null,null,null,null,null,null,null,"n95"]
[424,null,"STEROWNICZE","BS1018",5902956101365,"BiT 1000®(St) FR","52G1",null,"BITNER","KMT",1,78030,"PLN",0.23,null,null,null,null,null,null,null,"n95"]
[425,null,"STEROWNICZE","BS1019",5902956101372,"BiT 1000®(St) FR","61G1",null,"BITNER","KMT",1,90570,"PLN",0.23,null,null,null,null,null,null,null,"n95"]
[426,null,"STEROWNICZE","BS1020",5902956101389,"BiT 1000®(St) FR","2x1,5",null,"BITNER","KMT",1,7180,"PLN",0.23,null,null,null,null,null,null,null,"n95"]
[427,null,"STEROWNICZE","BS1021",5902956101396,"BiT 1000®(St) FR","3G1,5",null,"BITNER","KMT",1,8990,"PLN",0.23,null,null,null,null,null,null,null,"n95"]
[428,null,"STEROWNICZE","BS1023",5902956101419,"BiT 1000®(St) FR","4G1,5",null,"BITNER","KMT",1,11350,"PLN",0.23,null,null,null,null,null,null,null,"n95"]
[429,null,"STEROWNICZE","BS1025",5902956101433,"BiT 1000®(St) FR","5G1,5",null,"BITNER","KMT",1,13660,"PLN",0.23,null,null,null,null,null,null,null,"n95"]
[430,null,"STEROWNICZE","BS1027",5902956101457,"BiT 1000®(St) FR","6G1,5",null,"BITNER","KMT",1,15150,"PLN",0.23,null,null,null,null,null,null,null,"n95"]
[431,null,"STEROWNICZE","BS1029",5902956101471,"BiT 1000®(St) FR","7G1,5",null,"BITNER","KMT",1,16890,"PLN",0.23,null,null,null,null,null,null,null,"n95"]
[432,null,"STEROWNICZE","BS1031",5902956101495,"BiT 1000®(St) FR","8G1,5",null,"BITNER","KMT",1,19320,"PLN",0.23,null,null,null,null,null,null,null,"n95"]
[433,null,"STEROWNICZE","BS1032",5902956101501,"BiT 1000®(St) FR","10G1,5",null,"BITNER","KMT",1,23910,"PLN",0.23,null,null,null,null,null,null,null,"n95"]
[434,null,"STEROWNICZE","BS1034",5902956101525,"BiT 1000®(St) FR","12G1,5",null,"BITNER","KMT",1,27380,"PLN",0.23,null,null,null,null,null,null,null,"n95"]
[435,null,"STEROWNICZE","BS1036",5902956101549,"BiT 1000®(St) FR","14G1,5",null,"BITNER","KMT",1,31110,"PLN",0.23,null,null,null,null,null,null,null,"n95"]
[436,null,"STEROWNICZE","BS1037",5902956101556,"BiT 1000®(St) FR","16G1,5",null,"BITNER","KMT",1,35670,"PLN",0.23,null,null,null,null,null,null,null,"n95"]
[437,null,"STEROWNICZE","BS1038",5902956101563,"BiT 1000®(St) FR","18G1,5",null,"BITNER","KMT",1,39860,"PLN",0.23,null,null,null,null,null,null,null,"n95"]
[438,null,"STEROWNICZE","BS1040",5902956101587,"BiT 1000®(St) FR","21G1,5",null,"BITNER","KMT",1,45900,"PLN",0.23,null,null,null,null,null,null,null,"n95"]
[439,null,"STEROWNICZE","BS1041",5902956101594,"BiT 1000®(St) FR","25G1,5",null,"BITNER","KMT",1,54720,"PLN",0.23,null,null,null,null,null,null,null,"n95"]
[440,null,"STEROWNICZE","BS1043",5902956101617,"BiT 1000®(St) FR","30G1,5",null,"BITNER","KMT",1,64230,"PLN",0.23,null,null,null,null,null,null,null,"n95"]
[441,null,"STEROWNICZE","BS1044",5902956101624,"BiT 1000®(St) FR","34G1,5",null,"BITNER","KMT",1,73350,"PLN",0.23,null,null,null,null,null,null,null,"n95"]
[442,null,"STEROWNICZE","BS1045",5902956101631,"BiT 1000®(St) FR","37G1,5",null,"BITNER","KMT",1,76810,"PLN",0.23,null,null,null,null,null,null,null,"n95"]
[443,null,"STEROWNICZE","BS1047",5902956101655,"BiT 1000®(St) FR","42G1,5",null,"BITNER","KMT",1,88040,"PLN",0.23,null,null,null,null,null,null,null,"n95"]
[444,null,"STEROWNICZE","BS1048",5902956101662,"BiT 1000®(St) FR","52G1,5",null,"BITNER","KMT",1,107480,"PLN",0.23,null,null,null,null,null,null,null,"n95"]
[445,null,"STEROWNICZE","BS1049",5902956101679,"BiT 1000®(St) FR","61G1,5",null,"BITNER","KMT",1,125780,"PLN",0.23,null,null,null,null,null,null,null,"n95"]
[446,null,"STEROWNICZE","BS1050",5902956101686,"BiT 1000®(St) FR","2x2,5",null,"BITNER","KMT",1,9880,"PLN",0.23,null,null,null,null,null,null,null,"n95"]
[447,null,"STEROWNICZE","BS1051",5902956101693,"BiT 1000®(St) FR","3G2,5",null,"BITNER","KMT",1,13110,"PLN",0.23,null,null,null,null,null,null,null,"n95"]
[448,null,"STEROWNICZE","BS1053",5902956101716,"BiT 1000®(St) FR","4G2,5",null,"BITNER","KMT",1,16030,"PLN",0.23,null,null,null,null,null,null,null,"n95"]
[449,null,"STEROWNICZE","BS1055",5902956101730,"BiT 1000®(St) FR","5G2,5",null,"BITNER","KMT",1,19370,"PLN",0.23,null,null,null,null,null,null,null,"n95"]
[450,null,"STEROWNICZE","BS1057",5902956101754,"BiT 1000®(St) FR","6G2,5",null,"BITNER","KMT",1,22830,"PLN",0.23,null,null,null,null,null,null,null,"n95"]
[451,null,"STEROWNICZE","BS1059",5902956101778,"BiT 1000®(St) FR","7G2,5",null,"BITNER","KMT",1,25770,"PLN",0.23,null,null,null,null,null,null,null,"n95"]
[452,null,"STEROWNICZE","BS1061",5902956101792,"BiT 1000®(St) FR","10G2,5",null,"BITNER","KMT",1,36600,"PLN",0.23,null,null,null,null,null,null,null,"n95"]
[453,null,"STEROWNICZE","BS1062",5902956101808,"BiT 1000®(St) FR","12G2,5",null,"BITNER","KMT",1,42480,"PLN",0.23,null,null,null,null,null,null,null,"n95"]
[454,null,"STEROWNICZE","BS1064",5902956101822,"BiT 1000®(St) FR","14G2,5",null,"BITNER","KMT",1,49010,"PLN",0.23,null,null,null,null,null,null,null,"n95"]
[455,null,"STEROWNICZE","BS1065",5902956101839,"BiT 1000®(St) FR","16G2,5",null,"BITNER","KMT",1,55770,"PLN",0.23,null,null,null,null,null,null,null,"n95"]
[456,null,"STEROWNICZE","BS1066",5902956101846,"BiT 1000®(St) FR","18G2,5",null,"BITNER","KMT",1,62390,"PLN",0.23,null,null,null,null,null,null,null,"n95"]
[457,null,"STEROWNICZE","BS1067",5902956101853,"BiT 1000®(St) FR","21G2,5",null,"BITNER","KMT",1,72330,"PLN",0.23,null,null,null,null,null,null,null,"n95"]
[458,null,"STEROWNICZE","BS1068",5902956101860,"BiT 1000®(St) FR","25G2,5",null,"BITNER","KMT",1,86230,"PLN",0.23,null,null,null,null,null,null,null,"n95"]
[459,null,"STEROWNICZE","BS1069",5902956101877,"BiT 1000®(St) FR","30G2,5",null,"BITNER","KMT",1,101860,"PLN",0.23,null,null,null,null,null,null,null,"n95"]
[460,null,"STEROWNICZE","BS1080",5902956101914,"BiT 1000®(St) FR","2x2x0,5",null,"BITNER","KMT",1,5940,"PLN",0.23,null,null,null,null,null,null,null,"n95"]
[461,null,"STEROWNICZE","BS1081",5902956101921,"BiT 1000®(St) FR","3x2x0,5",null,"BITNER","KMT",1,7440,"PLN",0.23,null,null,null,null,null,null,null,"n95"]
[462,null,"STEROWNICZE","BS1082",5902956101938,"BiT 1000®(St) FR","4x2x0,5",null,"BITNER","KMT",1,9100,"PLN",0.23,null,null,null,null,null,null,null,"n95"]
[463,null,"STEROWNICZE","BS1083",5902956101945,"BiT 1000®(St) FR","5x2x0,5",null,"BITNER","KMT",1,11100,"PLN",0.23,null,null,null,null,null,null,null,"n95"]
[464,null,"STEROWNICZE","BS1084",5902956101952,"BiT 1000®(St) FR","6x2x0,5",null,"BITNER","KMT",1,12560,"PLN",0.23,null,null,null,null,null,null,null,"n95"]
[465,null,"STEROWNICZE","BS1085",5902956101969,"BiT 1000®(St) FR","7x2x0,5",null,"BITNER","KMT",1,14150,"PLN",0.23,null,null,null,null,null,null,null,"n95"]
[466,null,"STEROWNICZE","BS1086",5902956101976,"BiT 1000®(St) FR","8x2x0,5",null,"BITNER","KMT",1,15830,"PLN",0.23,null,null,null,null,null,null,null,"n95"]
[467,null,"STEROWNICZE","BS1087",5902956101983,"BiT 1000®(St) FR","10x2x0,5",null,"BITNER","KMT",1,19130,"PLN",0.23,null,null,null,null,null,null,null,"n95"]
[468,null,"STEROWNICZE","BS1088",5902956101990,"BiT 1000®(St) FR","12x2x0,5",null,"BITNER","KMT",1,22460,"PLN",0.23,null,null,null,null,null,null,null,"n95"]
[469,null,"STEROWNICZE","BS1089",5902956102003,"BiT 1000®(St) FR","14x2x0,5",null,"BITNER","KMT",1,25710,"PLN",0.23,null,null,null,null,null,null,null,"n95"]
[470,null,"STEROWNICZE","BS1090",5902956102010,"BiT 1000®(St) FR","16x2x0,5",null,"BITNER","KMT",1,28990,"PLN",0.23,null,null,null,null,null,null,null,"n95"]
[471,null,"STEROWNICZE","BS1091",5902956102027,"BiT 1000®(St) FR","18x2x0,5",null,"BITNER","KMT",1,31940,"PLN",0.23,null,null,null,null,null,null,null,"n95"]
[472,null,"STEROWNICZE","BS1092",5902956102034,"BiT 1000®(St) FR","20x2x0,5",null,"BITNER","KMT",1,35100,"PLN",0.23,null,null,null,null,null,null,null,"n95"]
[473,null,"STEROWNICZE","BS1093",5902956102041,"BiT 1000®(St) FR","24x2x0,5",null,"BITNER","KMT",1,41270,"PLN",0.23,null,null,null,null,null,null,null,"n95"]
[474,null,"STEROWNICZE","BS1094",5902956102058,"BiT 1000®(St) FR","2x2x0,75",null,"BITNER","KMT",1,7680,"PLN",0.23,null,null,null,null,null,null,null,"n95"]
[475,null,"STEROWNICZE","BS1095",5902956102065,"BiT 1000®(St) FR","3x2x0,75",null,"BITNER","KMT",1,9510,"PLN",0.23,null,null,null,null,null,null,null,"n95"]
[476,null,"STEROWNICZE","BS1096",5902956102072,"BiT 1000®(St) FR","4x2x0,75",null,"BITNER","KMT",1,11940,"PLN",0.23,null,null,null,null,null,null,null,"n95"]
[477,null,"STEROWNICZE","BS1097",5902956102089,"BiT 1000®(St) FR","5x2x0,75",null,"BITNER","KMT",1,14480,"PLN",0.23,null,null,null,null,null,null,null,"n95"]
[478,null,"STEROWNICZE","BS1098",5902956102096,"BiT 1000®(St) FR","6x2x0,75",null,"BITNER","KMT",1,16460,"PLN",0.23,null,null,null,null,null,null,null,"n95"]
[479,null,"STEROWNICZE","BS1099",5902956102102,"BiT 1000®(St) FR","7x2x0,75",null,"BITNER","KMT",1,18990,"PLN",0.23,null,null,null,null,null,null,null,"n95"]
[480,null,"STEROWNICZE","BS1100",5902956102119,"BiT 1000®(St) FR","8x2x0,75",null,"BITNER","KMT",1,21340,"PLN",0.23,null,null,null,null,null,null,null,"n95"]
[481,null,"STEROWNICZE","BS1101",5902956102126,"BiT 1000®(St) FR","10x2x0,75",null,"BITNER","KMT",1,25970,"PLN",0.23,null,null,null,null,null,null,null,"n95"]
[482,null,"STEROWNICZE","BS1102",5902956102133,"BiT 1000®(St) FR","12x2x0,75",null,"BITNER","KMT",1,30050,"PLN",0.23,null,null,null,null,null,null,null,"n95"]
[483,null,"STEROWNICZE","BS1103",5902956102140,"BiT 1000®(St) FR","14x2x0,75",null,"BITNER","KMT",1,34810,"PLN",0.23,null,null,null,null,null,null,null,"n95"]
[484,null,"STEROWNICZE","BS1104",5902956102157,"BiT 1000®(St) FR","16x2x0,75",null,"BITNER","KMT",1,39730,"PLN",0.23,null,null,null,null,null,null,null,"n95"]
[485,null,"STEROWNICZE","BS1105",5902956102164,"BiT 1000®(St) FR","18x2x0,75",null,"BITNER","KMT",1,43930,"PLN",0.23,null,null,null,null,null,null,null,"n95"]
[486,null,"STEROWNICZE","BS1106",5902956102171,"BiT 1000®(St) FR","20x2x0,75",null,"BITNER","KMT",1,48640,"PLN",0.23,null,null,null,null,null,null,null,"n95"]
[487,null,"STEROWNICZE","BS1107",5902956102188,"BiT 1000®(St) FR","24x2x0,75",null,"BITNER","KMT",1,57330,"PLN",0.23,null,null,null,null,null,null,null,"n95"]
[488,null,"STEROWNICZE","BS1108",5902956102195,"BiT 1000®(St) FR","2x2x1",null,"BITNER","KMT",1,9350,"PLN",0.23,null,null,null,null,null,null,null,"n95"]
[489,null,"STEROWNICZE","BS1109",5902956102201,"BiT 1000®(St) FR","3x2x1",null,"BITNER","KMT",1,12030,"PLN",0.23,null,null,null,null,null,null,null,"n95"]
[490,null,"STEROWNICZE","BS1110",5902956102218,"BiT 1000®(St) FR","4x2x1",null,"BITNER","KMT",1,14840,"PLN",0.23,null,null,null,null,null,null,null,"n95"]
[491,null,"STEROWNICZE","BS1111",5902956102225,"BiT 1000®(St) FR","5x2x1",null,"BITNER","KMT",1,18250,"PLN",0.23,null,null,null,null,null,null,null,"n95"]
[492,null,"STEROWNICZE","BS1112",5902956102232,"BiT 1000®(St) FR","6x2x1",null,"BITNER","KMT",1,20840,"PLN",0.23,null,null,null,null,null,null,null,"n95"]
[493,null,"STEROWNICZE","BS1113",5902956102249,"BiT 1000®(St) FR","7x2x1",null,"BITNER","KMT",1,24100,"PLN",0.23,null,null,null,null,null,null,null,"n95"]
[494,null,"STEROWNICZE","BS1114",5902956102256,"BiT 1000®(St) FR","8x2x1",null,"BITNER","KMT",1,26570,"PLN",0.23,null,null,null,null,null,null,null,"n95"]
[495,null,"STEROWNICZE","BS1115",5902956102263,"BiT 1000®(St) FR","10x2x1",null,"BITNER","KMT",1,32410,"PLN",0.23,null,null,null,null,null,null,null,"n95"]
[496,null,"STEROWNICZE","BS1116",5902956102270,"BiT 1000®(St) FR","12x2x1",null,"BITNER","KMT",1,38240,"PLN",0.23,null,null,null,null,null,null,null,"n95"]
[497,null,"STEROWNICZE","BS1117",5902956102287,"BiT 1000®(St) FR","14x2x1",null,"BITNER","KMT",1,44320,"PLN",0.23,null,null,null,null,null,null,null,"n95"]
[498,null,"STEROWNICZE","BS1118",5902956102294,"BiT 1000®(St) FR","16x2x1",null,"BITNER","KMT",1,50800,"PLN",0.23,null,null,null,null,null,null,null,"n95"]
[499,null,"STEROWNICZE","BS1119",5902956102300,"BiT 1000®(St) FR","18x2x1",null,"BITNER","KMT",1,56270,"PLN",0.23,null,null,null,null,null,null,null,"n95"]
[500,null,"STEROWNICZE","BS1120",5902956102317,"BiT 1000®(St) FR","20x2x1",null,"BITNER","KMT",1,62030,"PLN",0.23,null,null,null,null,null,null,null,"n95"]
[501,null,"STEROWNICZE","BS1121",5902956102324,"BiT 1000®(St) FR","24x2x1",null,"BITNER","KMT",1,73380,"PLN",0.23,null,null,null,null,null,null,null,"n95"]
[502,null,"STEROWNICZE","BS1122",5902956102331,"BiT 1000®(St) FR","2x2x1,5",null,"BITNER","KMT",1,12100,"PLN",0.23,null,null,null,null,null,null,null,"n95"]
[503,null,"STEROWNICZE","BS1123",5902956102348,"BiT 1000®(St) FR","3x2x1,5",null,"BITNER","KMT",1,15720,"PLN",0.23,null,null,null,null,null,null,null,"n95"]
[504,null,"STEROWNICZE","BS1124",5902956102355,"BiT 1000®(St) FR","4x2x1,5",null,"BITNER","KMT",1,19990,"PLN",0.23,null,null,null,null,null,null,null,"n95"]
[505,null,"STEROWNICZE","BS1125",5902956102362,"BiT 1000®(St) FR","5x2x1,5",null,"BITNER","KMT",1,24760,"PLN",0.23,null,null,null,null,null,null,null,"n95"]
[506,null,"STEROWNICZE","BS1126",5902956102379,"BiT 1000®(St) FR","6x2x1,5",null,"BITNER","KMT",1,27880,"PLN",0.23,null,null,null,null,null,null,null,"n95"]
[507,null,"STEROWNICZE","BS1127",5902956102386,"BiT 1000®(St) FR","7x2x1,5",null,"BITNER","KMT",1,32260,"PLN",0.23,null,null,null,null,null,null,null,"n95"]
[508,null,"STEROWNICZE","BS1128",5902956102393,"BiT 1000®(St) FR","8x2x1,5",null,"BITNER","KMT",1,36380,"PLN",0.23,null,null,null,null,null,null,null,"n95"]
[509,null,"STEROWNICZE","BS1129",5902956102409,"BiT 1000®(St) FR","10x2x1,5",null,"BITNER","KMT",1,44800,"PLN",0.23,null,null,null,null,null,null,null,"n95"]
[510,null,"STEROWNICZE","BS1130",5902956102416,"BiT 1000®(St) FR","12x2x1,5",null,"BITNER","KMT",1,53010,"PLN",0.23,null,null,null,null,null,null,null,"n95"]
[511,null,"STEROWNICZE","BS1131",5902956102423,"BiT 1000®(St) FR","14x2x1,5",null,"BITNER","KMT",1,61480,"PLN",0.23,null,null,null,null,null,null,null,"n95"]
[512,null,"STEROWNICZE","BS1132",5902956102430,"BiT 1000®(St) FR","16x2x1,5",null,"BITNER","KMT",1,70540,"PLN",0.23,null,null,null,null,null,null,null,"n95"]
[513,null,"STEROWNICZE","BS1133",5902956102447,"BiT 1000®(St) FR","18x2x1,5",null,"BITNER","KMT",1,76450,"PLN",0.23,null,null,null,null,null,null,null,"n95"]
[514,null,"STEROWNICZE","BS1134",5902956102454,"BiT 1000®(St) FR","20x2x1,5",null,"BITNER","KMT",1,84550,"PLN",0.23,null,null,null,null,null,null,null,"n95"]
[515,null,"STEROWNICZE","BS1135",5902956102461,"BiT 1000®(St) FR","24x2x1,5",null,"BITNER","KMT",1,100910,"PLN",0.23,null,null,null,null,null,null,null,"n95"]
[516,null,"STEROWNICZE","BS1136",5902956102478,"BiT 1000®(St) FR","2x2x2,5",null,"BITNER","KMT",1,17480,"PLN",0.23,null,null,null,null,null,null,null,"n95"]
[517,null,"STEROWNICZE","BS1137",5902956102485,"BiT 1000®(St) FR","3x2x2,5",null,"BITNER","KMT",1,23720,"PLN",0.23,null,null,null,null,null,null,null,"n95"]
[518,null,"STEROWNICZE","BS1138",5902956102492,"BiT 1000®(St) FR","4x2x2,5",null,"BITNER","KMT",1,30050,"PLN",0.23,null,null,null,null,null,null,null,"n95"]
[519,null,"STEROWNICZE","BS1139",5902956102508,"BiT 1000®(St) FR","5x2x2,5",null,"BITNER","KMT",1,37430,"PLN",0.23,null,null,null,null,null,null,null,"n95"]
[520,null,"STEROWNICZE","BS1140",5902956102515,"BiT 1000®(St) FR","6x2x2,5",null,"BITNER","KMT",1,43430,"PLN",0.23,null,null,null,null,null,null,null,"n95"]
[521,null,"STEROWNICZE","BS1141",5902956102522,"BiT 1000®(St) FR","7x2x2,5",null,"BITNER","KMT",1,50600,"PLN",0.23,null,null,null,null,null,null,null,"n95"]
[522,null,"STEROWNICZE","BS1142",5902956102539,"BiT 1000®(St) FR","8x2x2,5",null,"BITNER","KMT",1,57310,"PLN",0.23,null,null,null,null,null,null,null,"n95"]
[523,null,"STEROWNICZE","BS1143",5902956102546,"BiT 1000®(St) FR","10x2x2,5",null,"BITNER","KMT",1,70890,"PLN",0.23,null,null,null,null,null,null,null,"n95"]
[524,null,"STEROWNICZE","BS1144",5902956102553,"BiT 1000®(St) FR","12x2x2,5",null,"BITNER","KMT",1,84490,"PLN",0.23,null,null,null,null,null,null,null,"n95"]
[525,null,"STEROWNICZE","BS1145",5902956102560,"BiT 1000®(St) FR","14x2x2,5",null,"BITNER","KMT",1,97850,"PLN",0.23,null,null,null,null,null,null,null,"n95"]
[526,null,"STEROWNICZE","BS1146",5902956102577,"BiT 1000®(St) FR","16x2x2,5",null,"BITNER","KMT",1,112230,"PLN",0.23,null,null,null,null,null,null,null,"n95"]
[527,null,"STEROWNICZE","H61800",5902956118424,"BiT 1000®(St)H","2x0,5",null,"BITNER","KMT",1,4500,"PLN",0.23,null,null,null,null,null,null,null,"n95"]
[528,null,"STEROWNICZE","H61801",5902956118431,"BiT 1000®(St)H","3G0,5",null,"BITNER","KMT",1,5390,"PLN",0.23,null,null,null,null,null,null,null,"n95"]
[529,null,"STEROWNICZE","H61802",5902956118448,"BiT 1000®(St)H","4G0,5",null,"BITNER","KMT",1,6480,"PLN",0.23,null,null,null,null,null,null,null,"n95"]
[530,null,"STEROWNICZE","H61803",5902956118455,"BiT 1000®(St)H","5G0,5",null,"BITNER","KMT",1,7190,"PLN",0.23,null,null,null,null,null,null,null,"n95"]
[531,null,"STEROWNICZE","H61804",5902956118462,"BiT 1000®(St)H","6G0,5",null,"BITNER","KMT",1,8310,"PLN",0.23,null,null,null,null,null,null,null,"n95"]
[532,null,"STEROWNICZE","H61805",5902956118479,"BiT 1000®(St)H","7G0,5",null,"BITNER","KMT",1,9020,"PLN",0.23,null,null,null,null,null,null,null,"n95"]
[533,null,"STEROWNICZE","H61806",5902956118486,"BiT 1000®(St)H","8G0,5",null,"BITNER","KMT",1,10240,"PLN",0.23,null,null,null,null,null,null,null,"n95"]
[534,null,"STEROWNICZE","H61807",5902956118493,"BiT 1000®(St)H","10G0,5",null,"BITNER","KMT",1,12630,"PLN",0.23,null,null,null,null,null,null,null,"n95"]
[535,null,"STEROWNICZE","H61808",5902956118509,"BiT 1000®(St)H","12G0,5",null,"BITNER","KMT",1,14060,"PLN",0.23,null,null,null,null,null,null,null,"n95"]
[536,null,"STEROWNICZE","H61809",5902956118516,"BiT 1000®(St)H","14G0,5",null,"BITNER","KMT",1,15280,"PLN",0.23,null,null,null,null,null,null,null,"n95"]
[537,null,"STEROWNICZE","H61810",5902956118523,"BiT 1000®(St)H","16G0,5",null,"BITNER","KMT",1,17210,"PLN",0.23,null,null,null,null,null,null,null,"n95"]
[538,null,"STEROWNICZE","H61811",5902956118530,"BiT 1000®(St)H","18G0,5",null,"BITNER","KMT",1,19120,"PLN",0.23,null,null,null,null,null,null,null,"n95"]
[539,null,"STEROWNICZE","H61812",5902956118547,"BiT 1000®(St)H","21G0,5",null,"BITNER","KMT",1,21740,"PLN",0.23,null,null,null,null,null,null,null,"n95"]
[540,null,"STEROWNICZE","H61813",5902956118554,"BiT 1000®(St)H","25G0,5",null,"BITNER","KMT",1,25780,"PLN",0.23,null,null,null,null,null,null,null,"n95"]
[541,null,"STEROWNICZE","H61814",5902956118561,"BiT 1000®(St)H","30G0,5",null,"BITNER","KMT",1,29110,"PLN",0.23,null,null,null,null,null,null,null,"n95"]
[542,null,"STEROWNICZE","H61815",5902956118578,"BiT 1000®(St)H","34G0,5",null,"BITNER","KMT",1,33170,"PLN",0.23,null,null,null,null,null,null,null,"n95"]
[543,null,"STEROWNICZE","H61816",5902956118714,"BiT 1000®(St)H","2x0,75",null,"BITNER","KMT",1,5460,"PLN",0.23,null,null,null,null,null,null,null,"n95"]
[544,null,"STEROWNICZE","H61817",5902956118721,"BiT 1000®(St)H","3G0,75",null,"BITNER","KMT",1,6730,"PLN",0.23,null,null,null,null,null,null,null,"n95"]
[545,null,"STEROWNICZE","H61818",5902956118745,"BiT 1000®(St)H","4G0,75",null,"BITNER","KMT",1,7670,"PLN",0.23,null,null,null,null,null,null,null,"n95"]
[546,null,"STEROWNICZE","H61819",5902956118769,"BiT 1000®(St)H","5G0,75",null,"BITNER","KMT",1,9200,"PLN",0.23,null,null,null,null,null,null,null,"n95"]
[547,null,"STEROWNICZE","H61820",5902956118783,"BiT 1000®(St)H","6G0,75",null,"BITNER","KMT",1,10670,"PLN",0.23,null,null,null,null,null,null,null,"n95"]
[548,null,"STEROWNICZE","H61821",5902956118806,"BiT 1000®(St)H","7G0,75",null,"BITNER","KMT",1,11660,"PLN",0.23,null,null,null,null,null,null,null,"n95"]
[549,null,"STEROWNICZE","H61822",5902956118820,"BiT 1000®(St)H","8G0,75",null,"BITNER","KMT",1,13450,"PLN",0.23,null,null,null,null,null,null,null,"n95"]
[550,null,"STEROWNICZE","H61823",5902956118844,"BiT 1000®(St)H","10G0,75",null,"BITNER","KMT",1,15910,"PLN",0.23,null,null,null,null,null,null,null,"n95"]
[551,null,"STEROWNICZE","H61769",5902956118851,"BiT 1000®(St)H","12G0,75",null,"BITNER","KMT",1,18020,"PLN",0.23,null,null,null,null,null,null,null,"n95"]
[552,null,"STEROWNICZE","H61825",5902956118875,"BiT 1000®(St)H","14G0,75",null,"BITNER","KMT",1,20570,"PLN",0.23,null,null,null,null,null,null,null,"n95"]
[553,null,"STEROWNICZE","H61826",5902956118882,"BiT 1000®(St)H","16G0,75",null,"BITNER","KMT",1,23270,"PLN",0.23,null,null,null,null,null,null,null,"n95"]
[554,null,"STEROWNICZE","H61827",5902956118899,"BiT 1000®(St)H","18G0,75",null,"BITNER","KMT",1,25890,"PLN",0.23,null,null,null,null,null,null,null,"n95"]
[555,null,"STEROWNICZE","H61828",5902956118912,"BiT 1000®(St)H","21G0,75",null,"BITNER","KMT",1,28940,"PLN",0.23,null,null,null,null,null,null,null,"n95"]
[556,null,"STEROWNICZE","H61829",5902956118929,"BiT 1000®(St)H","25G0,75",null,"BITNER","KMT",1,34340,"PLN",0.23,null,null,null,null,null,null,null,"n95"]
[557,null,"STEROWNICZE","H61830",5902956118943,"BiT 1000®(St)H","30G0,75",null,"BITNER","KMT",1,40060,"PLN",0.23,null,null,null,null,null,null,null,"n95"]
[558,null,"STEROWNICZE","H61831",5902956118950,"BiT 1000®(St)H","34G0,75",null,"BITNER","KMT",1,45570,"PLN",0.23,null,null,null,null,null,null,null,"n95"]
[559,null,"STEROWNICZE","H61832",5902956118967,"BiT 1000®(St)H","37G0,75",null,"BITNER","KMT",1,48640,"PLN",0.23,null,null,null,null,null,null,null,"n95"]
[560,null,"STEROWNICZE","H61833",5902956118981,"BiT 1000®(St)H","42G0,75",null,"BITNER","KMT",1,55710,"PLN",0.23,null,null,null,null,null,null,null,"n95"]
[561,null,"STEROWNICZE","H61834",5902956118998,"BiT 1000®(St)H","52G0,75",null,"BITNER","KMT",1,67700,"PLN",0.23,null,null,null,null,null,null,null,"n95"]
[562,null,"STEROWNICZE","H61835",5902956119001,"BiT 1000®(St)H","61G0,75",null,"BITNER","KMT",1,78610,"PLN",0.23,null,null,null,null,null,null,null,"n95"]
[563,null,"STEROWNICZE","H61836",5902956119018,"BiT 1000®(St)H","2x1",null,"BITNER","KMT",1,6850,"PLN",0.23,null,null,null,null,null,null,null,"n95"]
[564,null,"STEROWNICZE","H61837",5902956119025,"BiT 1000®(St)H","3G1",null,"BITNER","KMT",1,7810,"PLN",0.23,null,null,null,null,null,null,null,"n95"]
[565,null,"STEROWNICZE","H61838",5902956119049,"BiT 1000®(St)H","4G1",null,"BITNER","KMT",1,9710,"PLN",0.23,null,null,null,null,null,null,null,"n95"]
[566,null,"STEROWNICZE","H61839",5902956119063,"BiT 1000®(St)H","5G1",null,"BITNER","KMT",1,11570,"PLN",0.23,null,null,null,null,null,null,null,"n95"]
[567,null,"STEROWNICZE","H61840",5902956119087,"BiT 1000®(St)H","6G1",null,"BITNER","KMT",1,13520,"PLN",0.23,null,null,null,null,null,null,null,"n95"]
[568,null,"STEROWNICZE","H61841",5902956119100,"BiT 1000®(St)H","7G1",null,"BITNER","KMT",1,14960,"PLN",0.23,null,null,null,null,null,null,null,"n95"]
[569,null,"STEROWNICZE","H61842",5902956119124,"BiT 1000®(St)H","8G1",null,"BITNER","KMT",1,16250,"PLN",0.23,null,null,null,null,null,null,null,"n95"]
[570,null,"STEROWNICZE","H61843",5902956119131,"BiT 1000®(St)H","10G1",null,"BITNER","KMT",1,20110,"PLN",0.23,null,null,null,null,null,null,null,"n95"]
[571,null,"STEROWNICZE","H61844",5902956119155,"BiT 1000®(St)H","12G1",null,"BITNER","KMT",1,22840,"PLN",0.23,null,null,null,null,null,null,null,"n95"]
[572,null,"STEROWNICZE","H61845",5902956119179,"BiT 1000®(St)H","14G1",null,"BITNER","KMT",1,26130,"PLN",0.23,null,null,null,null,null,null,null,"n95"]
[573,null,"STEROWNICZE","H61846",5902956119186,"BiT 1000®(St)H","16G1",null,"BITNER","KMT",1,29000,"PLN",0.23,null,null,null,null,null,null,null,"n95"]
[574,null,"STEROWNICZE","H61847",5902956119193,"BiT 1000®(St)H","18G1",null,"BITNER","KMT",1,32160,"PLN",0.23,null,null,null,null,null,null,null,"n95"]
[575,null,"STEROWNICZE","H61848",5902956119223,"BiT 1000®(St)H","21G1",null,"BITNER","KMT",1,36860,"PLN",0.23,null,null,null,null,null,null,null,"n95"]
[576,null,"STEROWNICZE","H61849",5902956119230,"BiT 1000®(St)H","25G1",null,"BITNER","KMT",1,43740,"PLN",0.23,null,null,null,null,null,null,null,"n95"]
[577,null,"STEROWNICZE","H61850",5902956119254,"BiT 1000®(St)H","30G1",null,"BITNER","KMT",1,51140,"PLN",0.23,null,null,null,null,null,null,null,"n95"]
[578,null,"STEROWNICZE","H61851",5902956119261,"BiT 1000®(St)H","34G1",null,"BITNER","KMT",1,58450,"PLN",0.23,null,null,null,null,null,null,null,"n95"]
[579,null,"STEROWNICZE","H61852",5902956119278,"BiT 1000®(St)H","37G1",null,"BITNER","KMT",1,62450,"PLN",0.23,null,null,null,null,null,null,null,"n95"]
[580,null,"STEROWNICZE","H61853",5902956119292,"BiT 1000®(St)H","42G1",null,"BITNER","KMT",1,71460,"PLN",0.23,null,null,null,null,null,null,null,"n95"]
[581,null,"STEROWNICZE","H61854",5902956119308,"BiT 1000®(St)H","52G1",null,"BITNER","KMT",1,86530,"PLN",0.23,null,null,null,null,null,null,null,"n95"]
[582,null,"STEROWNICZE","H61855",5902956119315,"BiT 1000®(St)H","61G1",null,"BITNER","KMT",1,100450,"PLN",0.23,null,null,null,null,null,null,null,"n95"]
[583,null,"STEROWNICZE","H61856",5902956119322,"BiT 1000®(St)H","2x1,5",null,"BITNER","KMT",1,8060,"PLN",0.23,null,null,null,null,null,null,null,"n95"]
[584,null,"STEROWNICZE","H61857",5902956119339,"BiT 1000®(St)H","3G1,5",null,"BITNER","KMT",1,10090,"PLN",0.23,null,null,null,null,null,null,null,"n95"]
[585,null,"STEROWNICZE","H61858",5902956119353,"BiT 1000®(St)H","4G1,5",null,"BITNER","KMT",1,12740,"PLN",0.23,null,null,null,null,null,null,null,"n95"]
[586,null,"STEROWNICZE","H61859",5902956119377,"BiT 1000®(St)H","5G1,5",null,"BITNER","KMT",1,15330,"PLN",0.23,null,null,null,null,null,null,null,"n95"]
[587,null,"STEROWNICZE","H61860",5902956119391,"BiT 1000®(St)H","6G1,5",null,"BITNER","KMT",1,17220,"PLN",0.23,null,null,null,null,null,null,null,"n95"]
[588,null,"STEROWNICZE","H61861",5902956119414,"BiT 1000®(St)H","7G1,5",null,"BITNER","KMT",1,19200,"PLN",0.23,null,null,null,null,null,null,null,"n95"]
[589,null,"STEROWNICZE","H61862",5902956119438,"BiT 1000®(St)H","8G1,5",null,"BITNER","KMT",1,21960,"PLN",0.23,null,null,null,null,null,null,null,"n95"]
[590,null,"STEROWNICZE","H61863",5902956119445,"BiT 1000®(St)H","10G1,5",null,"BITNER","KMT",1,27170,"PLN",0.23,null,null,null,null,null,null,null,"n95"]
[591,null,"STEROWNICZE","H61864",5902956119469,"BiT 1000®(St)H","12G1,5",null,"BITNER","KMT",1,30380,"PLN",0.23,null,null,null,null,null,null,null,"n95"]
[592,null,"STEROWNICZE","H61865",5902956119483,"BiT 1000®(St)H","14G1,5",null,"BITNER","KMT",1,34510,"PLN",0.23,null,null,null,null,null,null,null,"n95"]
[593,null,"STEROWNICZE","H61866",5902956119490,"BiT 1000®(St)H","16G1,5",null,"BITNER","KMT",1,39550,"PLN",0.23,null,null,null,null,null,null,null,"n95"]
[594,null,"STEROWNICZE","H61867",5902956119506,"BiT 1000®(St)H","18G1,5",null,"BITNER","KMT",1,44210,"PLN",0.23,null,null,null,null,null,null,null,"n95"]
[595,null,"STEROWNICZE","H61868",5902956119520,"BiT 1000®(St)H","21G1,5",null,"BITNER","KMT",1,50900,"PLN",0.23,null,null,null,null,null,null,null,"n95"]
[596,null,"STEROWNICZE","H61869",5902956119537,"BiT 1000®(St)H","25G1,5",null,"BITNER","KMT",1,60680,"PLN",0.23,null,null,null,null,null,null,null,"n95"]
[597,null,"STEROWNICZE","H61870",5902956119551,"BiT 1000®(St)H","30G1,5",null,"BITNER","KMT",1,71230,"PLN",0.23,null,null,null,null,null,null,null,"n95"]
[598,null,"STEROWNICZE","H61871",5902956119568,"BiT 1000®(St)H","34G1,5",null,"BITNER","KMT",1,81350,"PLN",0.23,null,null,null,null,null,null,null,"n95"]
[599,null,"STEROWNICZE","H61872",5902956119575,"BiT 1000®(St)H","37G1,5",null,"BITNER","KMT",1,85190,"PLN",0.23,null,null,null,null,null,null,null,"n95"]
[600,null,"STEROWNICZE","H61873",5902956119599,"BiT 1000®(St)H","42G1,5",null,"BITNER","KMT",1,97650,"PLN",0.23,null,null,null,null,null,null,null,"n95"]
[601,null,"STEROWNICZE","H61874",5902956119605,"BiT 1000®(St)H","52G1,5",null,"BITNER","KMT",1,119200,"PLN",0.23,null,null,null,null,null,null,null,"n95"]
[602,null,"STEROWNICZE","H61875",5902956119612,"BiT 1000®(St)H","61G1,5",null,"BITNER","KMT",1,139500,"PLN",0.23,null,null,null,null,null,null,null,"n95"]
[603,null,"STEROWNICZE","H61876",5902956119629,"BiT 1000®(St)H","2x2,5",null,"BITNER","KMT",1,11090,"PLN",0.23,null,null,null,null,null,null,null,"n95"]
[604,null,"STEROWNICZE","H61877",5902956119636,"BiT 1000®(St)H","3G2,5",null,"BITNER","KMT",1,14730,"PLN",0.23,null,null,null,null,null,null,null,"n95"]
[605,null,"STEROWNICZE","H61878",5902956119650,"BiT 1000®(St)H","4G2,5",null,"BITNER","KMT",1,18220,"PLN",0.23,null,null,null,null,null,null,null,"n95"]
[606,null,"STEROWNICZE","H61879",5902956119674,"BiT 1000®(St)H","5G2,5",null,"BITNER","KMT",1,22010,"PLN",0.23,null,null,null,null,null,null,null,"n95"]
[607,null,"STEROWNICZE","H61880",5902956119698,"BiT 1000®(St)H","6G2,5",null,"BITNER","KMT",1,25940,"PLN",0.23,null,null,null,null,null,null,null,"n95"]
[608,null,"STEROWNICZE","H61881",5902956119711,"BiT 1000®(St)H","7G2,5",null,"BITNER","KMT",1,29280,"PLN",0.23,null,null,null,null,null,null,null,"n95"]
[609,null,"STEROWNICZE","H61883",5902956119735,"BiT 1000®(St)H","10G2,5",null,"BITNER","KMT",1,40590,"PLN",0.23,null,null,null,null,null,null,null,"n95"]
[610,null,"STEROWNICZE","H61884",5902956119742,"BiT 1000®(St)H","12G2,5",null,"BITNER","KMT",1,47110,"PLN",0.23,null,null,null,null,null,null,null,"n95"]
[611,null,"STEROWNICZE","H61885",5902956119766,"BiT 1000®(St)H","14G2,5",null,"BITNER","KMT",1,54370,"PLN",0.23,null,null,null,null,null,null,null,"n95"]
[612,null,"STEROWNICZE","H61886",5902956119773,"BiT 1000®(St)H","16G2,5",null,"BITNER","KMT",1,61850,"PLN",0.23,null,null,null,null,null,null,null,"n95"]
[613,null,"STEROWNICZE","H61887",5902956119780,"BiT 1000®(St)H","18G2,5",null,"BITNER","KMT",1,69200,"PLN",0.23,null,null,null,null,null,null,null,"n95"]
[614,null,"STEROWNICZE","H61888",5902956119797,"BiT 1000®(St)H","21G2,5",null,"BITNER","KMT",1,80230,"PLN",0.23,null,null,null,null,null,null,null,"n95"]
[615,null,"STEROWNICZE","H61889",5902956119803,"BiT 1000®(St)H","25G2,5",null,"BITNER","KMT",1,95620,"PLN",0.23,null,null,null,null,null,null,null,"n95"]
[616,null,"STEROWNICZE","H61890",5902956119810,"BiT 1000®(St)H","30G2,5",null,"BITNER","KMT",1,112970,"PLN",0.23,null,null,null,null,null,null,null,"n95"]
[617,null,"STEROWNICZE","H61900",5902956119858,"BiT 1000®(St)H","2x2x0,5",null,"BITNER","KMT",1,6900,"PLN",0.23,null,null,null,null,null,null,null,"n95"]
[618,null,"STEROWNICZE","H61901",5902956119865,"BiT 1000®(St)H","3x2x0,5",null,"BITNER","KMT",1,8640,"PLN",0.23,null,null,null,null,null,null,null,"n95"]
[619,null,"STEROWNICZE","H61902",5902956119872,"BiT 1000®(St)H","4x2x0,5",null,"BITNER","KMT",1,10560,"PLN",0.23,null,null,null,null,null,null,null,"n95"]
[620,null,"STEROWNICZE","H61903",5902956119889,"BiT 1000®(St)H","5x2x0,5",null,"BITNER","KMT",1,12880,"PLN",0.23,null,null,null,null,null,null,null,"n95"]
[621,null,"STEROWNICZE","H61904",5902956119896,"BiT 1000®(St)H","6x2x0,5",null,"BITNER","KMT",1,14570,"PLN",0.23,null,null,null,null,null,null,null,"n95"]
[622,null,"STEROWNICZE","H61905",5902956119902,"BiT 1000®(St)H","7x2x0,5",null,"BITNER","KMT",1,16860,"PLN",0.23,null,null,null,null,null,null,null,"n95"]
[623,null,"STEROWNICZE","H61906",5902956119919,"BiT 1000®(St)H","8x2x0,5",null,"BITNER","KMT",1,17520,"PLN",0.23,null,null,null,null,null,null,null,"n95"]
[624,null,"STEROWNICZE","H61907",5902956119926,"BiT 1000®(St)H","10x2x0,5",null,"BITNER","KMT",1,21180,"PLN",0.23,null,null,null,null,null,null,null,"n95"]
[625,null,"STEROWNICZE","H61908",5902956119933,"BiT 1000®(St)H","12x2x0,5",null,"BITNER","KMT",1,24860,"PLN",0.23,null,null,null,null,null,null,null,"n95"]
[626,null,"STEROWNICZE","H61909",5902956119940,"BiT 1000®(St)H","14x2x0,5",null,"BITNER","KMT",1,28480,"PLN",0.23,null,null,null,null,null,null,null,"n95"]
[627,null,"STEROWNICZE","H61910",5902956119957,"BiT 1000®(St)H","16x2x0,5",null,"BITNER","KMT",1,31630,"PLN",0.23,null,null,null,null,null,null,null,"n95"]
[628,null,"STEROWNICZE","H61911",5902956119964,"BiT 1000®(St)H","18x2x0,5",null,"BITNER","KMT",1,34840,"PLN",0.23,null,null,null,null,null,null,null,"n95"]
[629,null,"STEROWNICZE","H61912",5902956119971,"BiT 1000®(St)H","20x2x0,5",null,"BITNER","KMT",1,38290,"PLN",0.23,null,null,null,null,null,null,null,"n95"]
[630,null,"STEROWNICZE","H61913",5902956119988,"BiT 1000®(St)H","24x2x0,5",null,"BITNER","KMT",1,45020,"PLN",0.23,null,null,null,null,null,null,null,"n95"]
[631,null,"STEROWNICZE","H61914",5902956119995,"BiT 1000®(St)H","2x2x0,75",null,"BITNER","KMT",1,8700,"PLN",0.23,null,null,null,null,null,null,null,"n95"]
[632,null,"STEROWNICZE","H61915",5902956120007,"BiT 1000®(St)H","3x2x0,75",null,"BITNER","KMT",1,11050,"PLN",0.23,null,null,null,null,null,null,null,"n95"]
[633,null,"STEROWNICZE","H61916",5902956120014,"BiT 1000®(St)H","4x2x0,75",null,"BITNER","KMT",1,13860,"PLN",0.23,null,null,null,null,null,null,null,"n95"]
[634,null,"STEROWNICZE","H61917",5902956120021,"BiT 1000®(St)H","5x2x0,75",null,"BITNER","KMT",1,17180,"PLN",0.23,null,null,null,null,null,null,null,"n95"]
[635,null,"STEROWNICZE","H61918",5902956120038,"BiT 1000®(St)H","6x2x0,75",null,"BITNER","KMT",1,18230,"PLN",0.23,null,null,null,null,null,null,null,"n95"]
[636,null,"STEROWNICZE","H61919",5902956120045,"BiT 1000®(St)H","7x2x0,75",null,"BITNER","KMT",1,21030,"PLN",0.23,null,null,null,null,null,null,null,"n95"]
[637,null,"STEROWNICZE","H61920",5902956120052,"BiT 1000®(St)H","8x2x0,75",null,"BITNER","KMT",1,23610,"PLN",0.23,null,null,null,null,null,null,null,"n95"]
[638,null,"STEROWNICZE","H61921",5902956120069,"BiT 1000®(St)H","10x2x0,75",null,"BITNER","KMT",1,28750,"PLN",0.23,null,null,null,null,null,null,null,"n95"]
[639,null,"STEROWNICZE","H61922",5902956120076,"BiT 1000®(St)H","12x2x0,75",null,"BITNER","KMT",1,32780,"PLN",0.23,null,null,null,null,null,null,null,"n95"]
[640,null,"STEROWNICZE","H61923",5902956120083,"BiT 1000®(St)H","14x2x0,75",null,"BITNER","KMT",1,37980,"PLN",0.23,null,null,null,null,null,null,null,"n95"]
[641,null,"STEROWNICZE","H61924",5902956120090,"BiT 1000®(St)H","16x2x0,75",null,"BITNER","KMT",1,43340,"PLN",0.23,null,null,null,null,null,null,null,"n95"]
[642,null,"STEROWNICZE","H61925",5902956120106,"BiT 1000®(St)H","18x2x0,75",null,"BITNER","KMT",1,47930,"PLN",0.23,null,null,null,null,null,null,null,"n95"]
[643,null,"STEROWNICZE","H61926",5902956120113,"BiT 1000®(St)H","20x2x0,75",null,"BITNER","KMT",1,53060,"PLN",0.23,null,null,null,null,null,null,null,"n95"]
[644,null,"STEROWNICZE","H61927",5902956120120,"BiT 1000®(St)H","24x2x0,75",null,"BITNER","KMT",1,62550,"PLN",0.23,null,null,null,null,null,null,null,"n95"]
[645,null,"STEROWNICZE","H61928",5902956120137,"BiT 1000®(St)H","2x2x1",null,"BITNER","KMT",1,10860,"PLN",0.23,null,null,null,null,null,null,null,"n95"]
[646,null,"STEROWNICZE","H61929",5902956120144,"BiT 1000®(St)H","3x2x1",null,"BITNER","KMT",1,13970,"PLN",0.23,null,null,null,null,null,null,null,"n95"]
[647,null,"STEROWNICZE","H61930",5902956120151,"BiT 1000®(St)H","4x2x1",null,"BITNER","KMT",1,16430,"PLN",0.23,null,null,null,null,null,null,null,"n95"]
[648,null,"STEROWNICZE","H61931",5902956120168,"BiT 1000®(St)H","5x2x1",null,"BITNER","KMT",1,20200,"PLN",0.23,null,null,null,null,null,null,null,"n95"]
[649,null,"STEROWNICZE","H61932",5902956120175,"BiT 1000®(St)H","6x2x1",null,"BITNER","KMT",1,23070,"PLN",0.23,null,null,null,null,null,null,null,"n95"]
[650,null,"STEROWNICZE","H61933",5902956120182,"BiT 1000®(St)H","7x2x1",null,"BITNER","KMT",1,26680,"PLN",0.23,null,null,null,null,null,null,null,"n95"]
[651,null,"STEROWNICZE","H61934",5902956120199,"BiT 1000®(St)H","8x2x1",null,"BITNER","KMT",1,28980,"PLN",0.23,null,null,null,null,null,null,null,"n95"]
[652,null,"STEROWNICZE","H61935",5902956120205,"BiT 1000®(St)H","10x2x1",null,"BITNER","KMT",1,35350,"PLN",0.23,null,null,null,null,null,null,null,"n95"]
[653,null,"STEROWNICZE","H61936",5902956120212,"BiT 1000®(St)H","12x2x1",null,"BITNER","KMT",1,41720,"PLN",0.23,null,null,null,null,null,null,null,"n95"]
[654,null,"STEROWNICZE","H61937",5902956120229,"BiT 1000®(St)H","14x2x1",null,"BITNER","KMT",1,48340,"PLN",0.23,null,null,null,null,null,null,null,"n95"]
[655,null,"STEROWNICZE","H61938",5902956120236,"BiT 1000®(St)H","16x2x1",null,"BITNER","KMT",1,55420,"PLN",0.23,null,null,null,null,null,null,null,"n95"]
[656,null,"STEROWNICZE","H61939",5902956120243,"BiT 1000®(St)H","18x2x1",null,"BITNER","KMT",1,61380,"PLN",0.23,null,null,null,null,null,null,null,"n95"]
[657,null,"STEROWNICZE","H61940",5902956120250,"BiT 1000®(St)H","20x2x1",null,"BITNER","KMT",1,67670,"PLN",0.23,null,null,null,null,null,null,null,"n95"]
[658,null,"STEROWNICZE","H61941",5902956120267,"BiT 1000®(St)H","24x2x1",null,"BITNER","KMT",1,80060,"PLN",0.23,null,null,null,null,null,null,null,"n95"]
[659,null,"STEROWNICZE","H61942",5902956120274,"BiT 1000®(St)H","2x2x1,5",null,"BITNER","KMT",1,14050,"PLN",0.23,null,null,null,null,null,null,null,"n95"]
[660,null,"STEROWNICZE","H61943",5902956120281,"BiT 1000®(St)H","3x2x1,5",null,"BITNER","KMT",1,17410,"PLN",0.23,null,null,null,null,null,null,null,"n95"]
[661,null,"STEROWNICZE","H61944",5902956120298,"BiT 1000®(St)H","4x2x1,5",null,"BITNER","KMT",1,22130,"PLN",0.23,null,null,null,null,null,null,null,"n95"]
[662,null,"STEROWNICZE","H61945",5902956120304,"BiT 1000®(St)H","5x2x1,5",null,"BITNER","KMT",1,27410,"PLN",0.23,null,null,null,null,null,null,null,"n95"]
[663,null,"STEROWNICZE","H61946",5902956120311,"BiT 1000®(St)H","6x2x1,5",null,"BITNER","KMT",1,30420,"PLN",0.23,null,null,null,null,null,null,null,"n95"]
[664,null,"STEROWNICZE","H61947",5902956120328,"BiT 1000®(St)H","7x2x1,5",null,"BITNER","KMT",1,35200,"PLN",0.23,null,null,null,null,null,null,null,"n95"]
[665,null,"STEROWNICZE","H61948",5902956120335,"BiT 1000®(St)H","8x2x1,5",null,"BITNER","KMT",1,39690,"PLN",0.23,null,null,null,null,null,null,null,"n95"]
[666,null,"STEROWNICZE","H61949",5902956120342,"BiT 1000®(St)H","10x2x1,5",null,"BITNER","KMT",1,48880,"PLN",0.23,null,null,null,null,null,null,null,"n95"]
[667,null,"STEROWNICZE","H61950",5902956120359,"BiT 1000®(St)H","12x2x1,5",null,"BITNER","KMT",1,57830,"PLN",0.23,null,null,null,null,null,null,null,"n95"]
[668,null,"STEROWNICZE","H61951",5902956120366,"BiT 1000®(St)H","14x2x1,5",null,"BITNER","KMT",1,67070,"PLN",0.23,null,null,null,null,null,null,null,"n95"]
[669,null,"STEROWNICZE","H61952",5902956120373,"BiT 1000®(St)H","16x2x1,5",null,"BITNER","KMT",1,76940,"PLN",0.23,null,null,null,null,null,null,null,"n95"]
[670,null,"STEROWNICZE","H61953",5902956120380,"BiT 1000®(St)H","18x2x1,5",null,"BITNER","KMT",1,83400,"PLN",0.23,null,null,null,null,null,null,null,"n95"]
[671,null,"STEROWNICZE","H61954",5902956120397,"BiT 1000®(St)H","20x2x1,5",null,"BITNER","KMT",1,92230,"PLN",0.23,null,null,null,null,null,null,null,"n95"]
[672,null,"STEROWNICZE","H61955",5902956120403,"BiT 1000®(St)H","24x2x1,5",null,"BITNER","KMT",1,110070,"PLN",0.23,null,null,null,null,null,null,null,"n95"]
[673,null,"STEROWNICZE","H61956",5902956120410,"BiT 1000®(St)H","2x2x2,5",null,"BITNER","KMT",1,19360,"PLN",0.23,null,null,null,null,null,null,null,"n95"]
[674,null,"STEROWNICZE","H61957",5902956120427,"BiT 1000®(St)H","3x2x2,5",null,"BITNER","KMT",1,26260,"PLN",0.23,null,null,null,null,null,null,null,"n95"]
[675,null,"STEROWNICZE","H61958",5902956120434,"BiT 1000®(St)H","4x2x2,5",null,"BITNER","KMT",1,32780,"PLN",0.23,null,null,null,null,null,null,null,"n95"]
[676,null,"STEROWNICZE","H61959",5902956120441,"BiT 1000®(St)H","5x2x2,5",null,"BITNER","KMT",1,40830,"PLN",0.23,null,null,null,null,null,null,null,"n95"]
[677,null,"STEROWNICZE","H61960",5902956120458,"BiT 1000®(St)H","6x2x2,5",null,"BITNER","KMT",1,47380,"PLN",0.23,null,null,null,null,null,null,null,"n95"]
[678,null,"STEROWNICZE","H61961",5902956120465,"BiT 1000®(St)H","7x2x2,5",null,"BITNER","KMT",1,55200,"PLN",0.23,null,null,null,null,null,null,null,"n95"]
[679,null,"STEROWNICZE","H61962",5902956120472,"BiT 1000®(St)H","8x2x2,5",null,"BITNER","KMT",1,62520,"PLN",0.23,null,null,null,null,null,null,null,"n95"]
[680,null,"STEROWNICZE","H61963",5902956120489,"BiT 1000®(St)H","10x2x2,5",null,"BITNER","KMT",1,77320,"PLN",0.23,null,null,null,null,null,null,null,"n95"]
[681,null,"STEROWNICZE","H61964",5902956120496,"BiT 1000®(St)H","12x2x2,5",null,"BITNER","KMT",1,92170,"PLN",0.23,null,null,null,null,null,null,null,"n95"]
[682,null,"STEROWNICZE","H61965",5902956120502,"BiT 1000®(St)H","14x2x2,5",null,"BITNER","KMT",1,106740,"PLN",0.23,null,null,null,null,null,null,null,"n95"]
[683,null,"STEROWNICZE","H61966",5902956120519,"BiT 1000®(St)H","16x2x2,5",null,"BITNER","KMT",1,122430,"PLN",0.23,null,null,null,null,null,null,null,"n95"]
[684,null,"STEROWNICZE","BS1550",5902956109453,"BiT 1000®(St) OR","2x0,5",null,"BITNER","KMT",1,5070,"PLN",0.23,null,null,null,null,null,null,null,"n95"]
[685,null,"STEROWNICZE","BS1551",5902956109460,"BiT 1000®(St) OR","3G0,5",null,"BITNER","KMT",1,6070,"PLN",0.23,null,null,null,null,null,null,null,"n95"]
[686,null,"STEROWNICZE","BS1553",5902956109484,"BiT 1000®(St) OR","4G0,5",null,"BITNER","KMT",1,7300,"PLN",0.23,null,null,null,null,null,null,null,"n95"]
[687,null,"STEROWNICZE","BS1555",5902956109507,"BiT 1000®(St) OR","5G0,5",null,"BITNER","KMT",1,7860,"PLN",0.23,null,null,null,null,null,null,null,"n95"]
[688,null,"STEROWNICZE","BS1557",5902956109521,"BiT 1000®(St) OR","6G0,5",null,"BITNER","KMT",1,9080,"PLN",0.23,null,null,null,null,null,null,null,"n95"]
[689,null,"STEROWNICZE","BS1558",5902956109538,"BiT 1000®(St) OR","7G0,5",null,"BITNER","KMT",1,9860,"PLN",0.23,null,null,null,null,null,null,null,"n95"]
[690,null,"STEROWNICZE","BS1560",5902956109552,"BiT 1000®(St) OR","8G0,5",null,"BITNER","KMT",1,11200,"PLN",0.23,null,null,null,null,null,null,null,"n95"]
[691,null,"STEROWNICZE","BS1562",5902956109576,"BiT 1000®(St) OR","10G0,5",null,"BITNER","KMT",1,13820,"PLN",0.23,null,null,null,null,null,null,null,"n95"]
[692,null,"STEROWNICZE","BS1563",5902956109583,"BiT 1000®(St) OR","12G0,5",null,"BITNER","KMT",1,15370,"PLN",0.23,null,null,null,null,null,null,null,"n95"]
[693,null,"STEROWNICZE","BS1565",5902956109606,"BiT 1000®(St) OR","14G0,5",null,"BITNER","KMT",1,17620,"PLN",0.23,null,null,null,null,null,null,null,"n95"]
[694,null,"STEROWNICZE","BS1566",5902956109613,"BiT 1000®(St) OR","16G0,5",null,"BITNER","KMT",1,17890,"PLN",0.23,null,null,null,null,null,null,null,"n95"]
[695,null,"STEROWNICZE","BS1567",5902956109620,"BiT 1000®(St) OR","18G0,5",null,"BITNER","KMT",1,19890,"PLN",0.23,null,null,null,null,null,null,null,"n95"]
[696,null,"STEROWNICZE","BS1569",5902956109644,"BiT 1000®(St) OR","21G0,5",null,"BITNER","KMT",1,22610,"PLN",0.23,null,null,null,null,null,null,null,"n95"]
[697,null,"STEROWNICZE","BS1570",5902956109651,"BiT 1000®(St) OR","25G0,5",null,"BITNER","KMT",1,26810,"PLN",0.23,null,null,null,null,null,null,null,"n95"]
[698,null,"STEROWNICZE","BS1572",5902956109675,"BiT 1000®(St) OR","30G0,5",null,"BITNER","KMT",1,31020,"PLN",0.23,null,null,null,null,null,null,null,"n95"]
[699,null,"STEROWNICZE","BS1573",5902956109682,"BiT 1000®(St) OR","34G0,5",null,"BITNER","KMT",1,35340,"PLN",0.23,null,null,null,null,null,null,null,"n95"]
[700,null,"STEROWNICZE","BS1579",5902956109743,"BiT 1000®(St) OR","2x0,75",null,"BITNER","KMT",1,6140,"PLN",0.23,null,null,null,null,null,null,null,"n95"]
[701,null,"STEROWNICZE","BS1580",5902956109750,"BiT 1000®(St) OR","3G0,75",null,"BITNER","KMT",1,7590,"PLN",0.23,null,null,null,null,null,null,null,"n95"]
[702,null,"STEROWNICZE","BS1582",5902956109774,"BiT 1000®(St) OR","4G0,75",null,"BITNER","KMT",1,8380,"PLN",0.23,null,null,null,null,null,null,null,"n95"]
[703,null,"STEROWNICZE","BS1584",5902956109798,"BiT 1000®(St) OR","5G0,75",null,"BITNER","KMT",1,10060,"PLN",0.23,null,null,null,null,null,null,null,"n95"]
[704,null,"STEROWNICZE","BS1586",5902956109811,"BiT 1000®(St) OR","6G0,75",null,"BITNER","KMT",1,11680,"PLN",0.23,null,null,null,null,null,null,null,"n95"]
[705,null,"STEROWNICZE","BS1588",5902956109835,"BiT 1000®(St) OR","7G0,75",null,"BITNER","KMT",1,12750,"PLN",0.23,null,null,null,null,null,null,null,"n95"]
[706,null,"STEROWNICZE","BS1590",5902956109859,"BiT 1000®(St) OR","8G0,75",null,"BITNER","KMT",1,14710,"PLN",0.23,null,null,null,null,null,null,null,"n95"]
[707,null,"STEROWNICZE","BS1592",5902956109873,"BiT 1000®(St) OR","10G0,75",null,"BITNER","KMT",1,18360,"PLN",0.23,null,null,null,null,null,null,null,"n95"]
[708,null,"STEROWNICZE","BS1593",5902956109880,"BiT 1000®(St) OR","12G0,75",null,"BITNER","KMT",1,18740,"PLN",0.23,null,null,null,null,null,null,null,"n95"]
[709,null,"STEROWNICZE","BS1595",5902956109903,"BiT 1000®(St) OR","14G0,75",null,"BITNER","KMT",1,21390,"PLN",0.23,null,null,null,null,null,null,null,"n95"]
[710,null,"STEROWNICZE","BS1596",5902956109910,"BiT 1000®(St) OR","16G0,75",null,"BITNER","KMT",1,24200,"PLN",0.23,null,null,null,null,null,null,null,"n95"]
[711,null,"STEROWNICZE","BS1597",5902956109927,"BiT 1000®(St) OR","18G0,75",null,"BITNER","KMT",1,26930,"PLN",0.23,null,null,null,null,null,null,null,"n95"]
[712,null,"STEROWNICZE","BS1599",5902956109941,"BiT 1000®(St) OR","21G0,75",null,"BITNER","KMT",1,30840,"PLN",0.23,null,null,null,null,null,null,null,"n95"]
[713,null,"STEROWNICZE","BS1600",5902956109958,"BiT 1000®(St) OR","25G0,75",null,"BITNER","KMT",1,36580,"PLN",0.23,null,null,null,null,null,null,null,"n95"]
[714,null,"STEROWNICZE","BS1602",5902956109972,"BiT 1000®(St) OR","30G0,75",null,"BITNER","KMT",1,42680,"PLN",0.23,null,null,null,null,null,null,null,"n95"]
[715,null,"STEROWNICZE","BS1603",5902956109989,"BiT 1000®(St) OR","34G0,75",null,"BITNER","KMT",1,48550,"PLN",0.23,null,null,null,null,null,null,null,"n95"]
[716,null,"STEROWNICZE","BS1604",5902956109996,"BiT 1000®(St) OR","37G0,75",null,"BITNER","KMT",1,51830,"PLN",0.23,null,null,null,null,null,null,null,"n95"]
[717,null,"STEROWNICZE","BS1606",5902956110015,"BiT 1000®(St) OR","42G0,75",null,"BITNER","KMT",1,59370,"PLN",0.23,null,null,null,null,null,null,null,"n95"]
[718,null,"STEROWNICZE","BS1607",5902956110022,"BiT 1000®(St) OR","52G0,75",null,"BITNER","KMT",1,72150,"PLN",0.23,null,null,null,null,null,null,null,"n95"]
[719,null,"STEROWNICZE","BS1608",5902956110039,"BiT 1000®(St) OR","61G0,75",null,"BITNER","KMT",1,83770,"PLN",0.23,null,null,null,null,null,null,null,"n95"]
[720,null,"STEROWNICZE","BS1609",5902956110046,"BiT 1000®(St) OR","2x1",null,"BITNER","KMT",1,7710,"PLN",0.23,null,null,null,null,null,null,null,"n95"]
[721,null,"STEROWNICZE","BS1610",5902956110053,"BiT 1000®(St) OR","3G1",null,"BITNER","KMT",1,8540,"PLN",0.23,null,null,null,null,null,null,null,"n95"]
[722,null,"STEROWNICZE","BS1612",5902956110077,"BiT 1000®(St) OR","4G1",null,"BITNER","KMT",1,10630,"PLN",0.23,null,null,null,null,null,null,null,"n95"]
[723,null,"STEROWNICZE","BS1614",5902956110091,"BiT 1000®(St) OR","5G1",null,"BITNER","KMT",1,12650,"PLN",0.23,null,null,null,null,null,null,null,"n95"]
[724,null,"STEROWNICZE","BS1616",5902956110114,"BiT 1000®(St) OR","6G1",null,"BITNER","KMT",1,14780,"PLN",0.23,null,null,null,null,null,null,null,"n95"]
[725,null,"STEROWNICZE","BS1618",5902956110138,"BiT 1000®(St) OR","7G1",null,"BITNER","KMT",1,16360,"PLN",0.23,null,null,null,null,null,null,null,"n95"]
[726,null,"STEROWNICZE","BS1620",5902956110152,"BiT 1000®(St) OR","8G1",null,"BITNER","KMT",1,16890,"PLN",0.23,null,null,null,null,null,null,null,"n95"]
[727,null,"STEROWNICZE","BS1621",5902956110169,"BiT 1000®(St) OR","10G1",null,"BITNER","KMT",1,20920,"PLN",0.23,null,null,null,null,null,null,null,"n95"]
[728,null,"STEROWNICZE","BS1623",5902956110183,"BiT 1000®(St) OR","12G1",null,"BITNER","KMT",1,23750,"PLN",0.23,null,null,null,null,null,null,null,"n95"]
[729,null,"STEROWNICZE","BS1625",5902956110206,"BiT 1000®(St) OR","14G1",null,"BITNER","KMT",1,27170,"PLN",0.23,null,null,null,null,null,null,null,"n95"]
[730,null,"STEROWNICZE","BS1626",5902956110213,"BiT 1000®(St) OR","16G1",null,"BITNER","KMT",1,30900,"PLN",0.23,null,null,null,null,null,null,null,"n95"]
[731,null,"STEROWNICZE","BS1627",5902956110220,"BiT 1000®(St) OR","18G1",null,"BITNER","KMT",1,34270,"PLN",0.23,null,null,null,null,null,null,null,"n95"]
[732,null,"STEROWNICZE","BS1630",5902956110251,"BiT 1000®(St) OR","21G1",null,"BITNER","KMT",1,39270,"PLN",0.23,null,null,null,null,null,null,null,"n95"]
[733,null,"STEROWNICZE","BS1631",5902956110268,"BiT 1000®(St) OR","25G1",null,"BITNER","KMT",1,46620,"PLN",0.23,null,null,null,null,null,null,null,"n95"]
[734,null,"STEROWNICZE","BS1633",5902956110282,"BiT 1000®(St) OR","30G1",null,"BITNER","KMT",1,54500,"PLN",0.23,null,null,null,null,null,null,null,"n95"]
[735,null,"STEROWNICZE","BS1634",5902956110299,"BiT 1000®(St) OR","34G1",null,"BITNER","KMT",1,62290,"PLN",0.23,null,null,null,null,null,null,null,"n95"]
[736,null,"STEROWNICZE","BS1635",5902956110305,"BiT 1000®(St) OR","37G1",null,"BITNER","KMT",1,66550,"PLN",0.23,null,null,null,null,null,null,null,"n95"]
[737,null,"STEROWNICZE","BS1637",5902956110329,"BiT 1000®(St) OR","42G1",null,"BITNER","KMT",1,76160,"PLN",0.23,null,null,null,null,null,null,null,"n95"]
[738,null,"STEROWNICZE","BS1638",5902956110336,"BiT 1000®(St) OR","52G1",null,"BITNER","KMT",1,92210,"PLN",0.23,null,null,null,null,null,null,null,"n95"]
[739,null,"STEROWNICZE","BS1639",5902956110343,"BiT 1000®(St) OR","61G1",null,"BITNER","KMT",1,107050,"PLN",0.23,null,null,null,null,null,null,null,"n95"]
[740,null,"STEROWNICZE","BS1640",5902956110350,"BiT 1000®(St) OR","2x1,5",null,"BITNER","KMT",1,8820,"PLN",0.23,null,null,null,null,null,null,null,"n95"]
[741,null,"STEROWNICZE","BS1641",5902956110367,"BiT 1000®(St) OR","3G1,5",null,"BITNER","KMT",1,11040,"PLN",0.23,null,null,null,null,null,null,null,"n95"]
[742,null,"STEROWNICZE","BS1643",5902956110381,"BiT 1000®(St) OR","4G1,5",null,"BITNER","KMT",1,13930,"PLN",0.23,null,null,null,null,null,null,null,"n95"]
[743,null,"STEROWNICZE","BS1645",5902956110404,"BiT 1000®(St) OR","5G1,5",null,"BITNER","KMT",1,16770,"PLN",0.23,null,null,null,null,null,null,null,"n95"]
[744,null,"STEROWNICZE","BS1647",5902956110428,"BiT 1000®(St) OR","6G1,5",null,"BITNER","KMT",1,17910,"PLN",0.23,null,null,null,null,null,null,null,"n95"]
[745,null,"STEROWNICZE","BS1649",5902956110442,"BiT 1000®(St) OR","7G1,5",null,"BITNER","KMT",1,19970,"PLN",0.23,null,null,null,null,null,null,null,"n95"]
[746,null,"STEROWNICZE","BS1651",5902956110466,"BiT 1000®(St) OR","8G1,5",null,"BITNER","KMT",1,22840,"PLN",0.23,null,null,null,null,null,null,null,"n95"]
[747,null,"STEROWNICZE","BS1652",5902956110473,"BiT 1000®(St) OR","10G1,5",null,"BITNER","KMT",1,28260,"PLN",0.23,null,null,null,null,null,null,null,"n95"]
[748,null,"STEROWNICZE","BS1654",5902956110497,"BiT 1000®(St) OR","12G1,5",null,"BITNER","KMT",1,32360,"PLN",0.23,null,null,null,null,null,null,null,"n95"]
[749,null,"STEROWNICZE","BS1656",5902956110510,"BiT 1000®(St) OR","14G1,5",null,"BITNER","KMT",1,36770,"PLN",0.23,null,null,null,null,null,null,null,"n95"]
[750,null,"STEROWNICZE","BS1657",5902956110527,"BiT 1000®(St) OR","16G1,5",null,"BITNER","KMT",1,42150,"PLN",0.23,null,null,null,null,null,null,null,"n95"]
[751,null,"STEROWNICZE","BS1658",5902956110534,"BiT 1000®(St) OR","18G1,5",null,"BITNER","KMT",1,47100,"PLN",0.23,null,null,null,null,null,null,null,"n95"]
[752,null,"STEROWNICZE","BS1660",5902956110558,"BiT 1000®(St) OR","21G1,5",null,"BITNER","KMT",1,54240,"PLN",0.23,null,null,null,null,null,null,null,"n95"]
[753,null,"STEROWNICZE","BS1661",5902956110565,"BiT 1000®(St) OR","25G1,5",null,"BITNER","KMT",1,64660,"PLN",0.23,null,null,null,null,null,null,null,"n95"]
[754,null,"STEROWNICZE","BS1663",5902956110589,"BiT 1000®(St) OR","30G1,5",null,"BITNER","KMT",1,75900,"PLN",0.23,null,null,null,null,null,null,null,"n95"]
[755,null,"STEROWNICZE","BS1664",5902956110596,"BiT 1000®(St) OR","34G1,5",null,"BITNER","KMT",1,86690,"PLN",0.23,null,null,null,null,null,null,null,"n95"]
[756,null,"STEROWNICZE","BS1665",5902956110602,"BiT 1000®(St) OR","37G1,5",null,"BITNER","KMT",1,90770,"PLN",0.23,null,null,null,null,null,null,null,"n95"]
[757,null,"STEROWNICZE","BS1667",5902956110626,"BiT 1000®(St) OR","42G1,5",null,"BITNER","KMT",1,104060,"PLN",0.23,null,null,null,null,null,null,null,"n95"]
[758,null,"STEROWNICZE","BS1668",5902956110633,"BiT 1000®(St) OR","52G1,5",null,"BITNER","KMT",1,127020,"PLN",0.23,null,null,null,null,null,null,null,"n95"]
[759,null,"STEROWNICZE","BS1669",5902956110640,"BiT 1000®(St) OR","61G1,5",null,"BITNER","KMT",1,148650,"PLN",0.23,null,null,null,null,null,null,null,"n95"]
[760,null,"STEROWNICZE","BS1670",5902956110657,"BiT 1000®(St) OR","2x2,5",null,"BITNER","KMT",1,12130,"PLN",0.23,null,null,null,null,null,null,null,"n95"]
[761,null,"STEROWNICZE","BS1671",5902956110664,"BiT 1000®(St) OR","3G2,5",null,"BITNER","KMT",1,16110,"PLN",0.23,null,null,null,null,null,null,null,"n95"]
[762,null,"STEROWNICZE","BS1673",5902956110688,"BiT 1000®(St) OR","4G2,5",null,"BITNER","KMT",1,18940,"PLN",0.23,null,null,null,null,null,null,null,"n95"]
[763,null,"STEROWNICZE","BS1675",5902956110701,"BiT 1000®(St) OR","5G2,5",null,"BITNER","KMT",1,22890,"PLN",0.23,null,null,null,null,null,null,null,"n95"]
[764,null,"STEROWNICZE","BS1677",5902956110725,"BiT 1000®(St) OR","6G2,5",null,"BITNER","KMT",1,26970,"PLN",0.23,null,null,null,null,null,null,null,"n95"]
[765,null,"STEROWNICZE","BS1679",5902956110749,"BiT 1000®(St) OR","7G2,5",null,"BITNER","KMT",1,30450,"PLN",0.23,null,null,null,null,null,null,null,"n95"]
[766,null,"STEROWNICZE","BS1681",5902956110763,"BiT 1000®(St) OR","10G2,5",null,"BITNER","KMT",1,43260,"PLN",0.23,null,null,null,null,null,null,null,"n95"]
[767,null,"STEROWNICZE","BS1682",5902956110770,"BiT 1000®(St) OR","12G2,5",null,"BITNER","KMT",1,50200,"PLN",0.23,null,null,null,null,null,null,null,"n95"]
[768,null,"STEROWNICZE","BS1684",5902956110794,"BiT 1000®(St) OR","14G2,5",null,"BITNER","KMT",1,57930,"PLN",0.23,null,null,null,null,null,null,null,"n95"]
[769,null,"STEROWNICZE","BS1685",5902956110800,"BiT 1000®(St) OR","16G2,5",null,"BITNER","KMT",1,65900,"PLN",0.23,null,null,null,null,null,null,null,"n95"]
[770,null,"STEROWNICZE","BS1686",5902956110817,"BiT 1000®(St) OR","18G2,5",null,"BITNER","KMT",1,73740,"PLN",0.23,null,null,null,null,null,null,null,"n95"]
[771,null,"STEROWNICZE","BS1687",5902956110824,"BiT 1000®(St) OR","21G2,5",null,"BITNER","KMT",1,85490,"PLN",0.23,null,null,null,null,null,null,null,"n95"]
[772,null,"STEROWNICZE","BS1688",5902956110831,"BiT 1000®(St) OR","25G2,5",null,"BITNER","KMT",1,101900,"PLN",0.23,null,null,null,null,null,null,null,"n95"]
[773,null,"STEROWNICZE","BS1689",5902956110848,"BiT 1000®(St) OR","30G2,5",null,"BITNER","KMT",1,120380,"PLN",0.23,null,null,null,null,null,null,null,"n95"]
[774,null,"STEROWNICZE","BS1750",5902956110886,"BiT 1000®(St) OR","2x2x0,5",null,"BITNER","KMT",1,7420,"PLN",0.23,null,null,null,null,null,null,null,"n95"]
[775,null,"STEROWNICZE","BS1751",5902956110893,"BiT 1000®(St) OR","3x2x0,5",null,"BITNER","KMT",1,9300,"PLN",0.23,null,null,null,null,null,null,null,"n95"]
[776,null,"STEROWNICZE","BS1752",5902956110909,"BiT 1000®(St) OR","4x2x0,5",null,"BITNER","KMT",1,11380,"PLN",0.23,null,null,null,null,null,null,null,"n95"]
[777,null,"STEROWNICZE","BS1753",5902956110916,"BiT 1000®(St) OR","5x2x0,5",null,"BITNER","KMT",1,13880,"PLN",0.23,null,null,null,null,null,null,null,"n95"]
[778,null,"STEROWNICZE","BS1754",5902956110923,"BiT 1000®(St) OR","6x2x0,5",null,"BITNER","KMT",1,15700,"PLN",0.23,null,null,null,null,null,null,null,"n95"]
[779,null,"STEROWNICZE","BS1755",5902956110930,"BiT 1000®(St) OR","7x2x0,5",null,"BITNER","KMT",1,18150,"PLN",0.23,null,null,null,null,null,null,null,"n95"]
[780,null,"STEROWNICZE","BS1756",5902956110947,"BiT 1000®(St) OR","8x2x0,5",null,"BITNER","KMT",1,18380,"PLN",0.23,null,null,null,null,null,null,null,"n95"]
[781,null,"STEROWNICZE","BS1757",5902956110954,"BiT 1000®(St) OR","10x2x0,5",null,"BITNER","KMT",1,22210,"PLN",0.23,null,null,null,null,null,null,null,"n95"]
[782,null,"STEROWNICZE","BS1758",5902956110961,"BiT 1000®(St) OR","12x2x0,5",null,"BITNER","KMT",1,26070,"PLN",0.23,null,null,null,null,null,null,null,"n95"]
[783,null,"STEROWNICZE","BS1759",5902956110978,"BiT 1000®(St) OR","14x2x0,5",null,"BITNER","KMT",1,29850,"PLN",0.23,null,null,null,null,null,null,null,"n95"]
[784,null,"STEROWNICZE","BS1760",5902956110985,"BiT 1000®(St) OR","16x2x0,5",null,"BITNER","KMT",1,34260,"PLN",0.23,null,null,null,null,null,null,null,"n95"]
[785,null,"STEROWNICZE","BS1761",5902956110992,"BiT 1000®(St) OR","18x2x0,5",null,"BITNER","KMT",1,37750,"PLN",0.23,null,null,null,null,null,null,null,"n95"]
[786,null,"STEROWNICZE","BS1762",5902956111005,"BiT 1000®(St) OR","20x2x0,5",null,"BITNER","KMT",1,41490,"PLN",0.23,null,null,null,null,null,null,null,"n95"]
[787,null,"STEROWNICZE","BS1763",5902956111012,"BiT 1000®(St) OR","24x2x0,5",null,"BITNER","KMT",1,48770,"PLN",0.23,null,null,null,null,null,null,null,"n95"]
[788,null,"STEROWNICZE","BS1764",5902956111029,"BiT 1000®(St) OR","2x2x0,75",null,"BITNER","KMT",1,9380,"PLN",0.23,null,null,null,null,null,null,null,"n95"]
[789,null,"STEROWNICZE","BS1765",5902956111036,"BiT 1000®(St) OR","3x2x0,75",null,"BITNER","KMT",1,11900,"PLN",0.23,null,null,null,null,null,null,null,"n95"]
[790,null,"STEROWNICZE","BS1766",5902956111043,"BiT 1000®(St) OR","4x2x0,75",null,"BITNER","KMT",1,14920,"PLN",0.23,null,null,null,null,null,null,null,"n95"]
[791,null,"STEROWNICZE","BS1767",5902956111050,"BiT 1000®(St) OR","5x2x0,75",null,"BITNER","KMT",1,18500,"PLN",0.23,null,null,null,null,null,null,null,"n95"]
[792,null,"STEROWNICZE","BS1768",5902956111067,"BiT 1000®(St) OR","6x2x0,75",null,"BITNER","KMT",1,19110,"PLN",0.23,null,null,null,null,null,null,null,"n95"]
[793,null,"STEROWNICZE","BS1769",5902956111074,"BiT 1000®(St) OR","7x2x0,75",null,"BITNER","KMT",1,22050,"PLN",0.23,null,null,null,null,null,null,null,"n95"]
[794,null,"STEROWNICZE","BS1770",5902956111081,"BiT 1000®(St) OR","8x2x0,75",null,"BITNER","KMT",1,24760,"PLN",0.23,null,null,null,null,null,null,null,"n95"]
[795,null,"STEROWNICZE","BS1771",5902956111098,"BiT 1000®(St) OR","10x2x0,75",null,"BITNER","KMT",1,30140,"PLN",0.23,null,null,null,null,null,null,null,"n95"]
[796,null,"STEROWNICZE","BS1772",5902956111104,"BiT 1000®(St) OR","12x2x0,75",null,"BITNER","KMT",1,35520,"PLN",0.23,null,null,null,null,null,null,null,"n95"]
[797,null,"STEROWNICZE","BS1773",5902956111111,"BiT 1000®(St) OR","14x2x0,75",null,"BITNER","KMT",1,41140,"PLN",0.23,null,null,null,null,null,null,null,"n95"]
[798,null,"STEROWNICZE","BS1774",5902956111128,"BiT 1000®(St) OR","16x2x0,75",null,"BITNER","KMT",1,46960,"PLN",0.23,null,null,null,null,null,null,null,"n95"]
[799,null,"STEROWNICZE","BS1775",5902956111135,"BiT 1000®(St) OR","18x2x0,75",null,"BITNER","KMT",1,51920,"PLN",0.23,null,null,null,null,null,null,null,"n95"]
[800,null,"STEROWNICZE","BS1776",5902956111142,"BiT 1000®(St) OR","20x2x0,75",null,"BITNER","KMT",1,57480,"PLN",0.23,null,null,null,null,null,null,null,"n95"]
[801,null,"STEROWNICZE","BS1777",5902956111159,"BiT 1000®(St) OR","24x2x0,75",null,"BITNER","KMT",1,64110,"PLN",0.23,null,null,null,null,null,null,null,"n95"]
[802,null,"STEROWNICZE","BS1778",5902956111166,"BiT 1000®(St) OR","2x2x1",null,"BITNER","KMT",1,11690,"PLN",0.23,null,null,null,null,null,null,null,"n95"]
[803,null,"STEROWNICZE","BS1779",5902956111173,"BiT 1000®(St) OR","3x2x1",null,"BITNER","KMT",1,15040,"PLN",0.23,null,null,null,null,null,null,null,"n95"]
[804,null,"STEROWNICZE","BS1780",5902956111180,"BiT 1000®(St) OR","4x2x1",null,"BITNER","KMT",1,17230,"PLN",0.23,null,null,null,null,null,null,null,"n95"]
[805,null,"STEROWNICZE","BS1781",5902956111197,"BiT 1000®(St) OR","5x2x1",null,"BITNER","KMT",1,21190,"PLN",0.23,null,null,null,null,null,null,null,"n95"]
[806,null,"STEROWNICZE","BS1782",5902956111203,"BiT 1000®(St) OR","6x2x1",null,"BITNER","KMT",1,24190,"PLN",0.23,null,null,null,null,null,null,null,"n95"]
[807,null,"STEROWNICZE","BS1783",5902956111210,"BiT 1000®(St) OR","7x2x1",null,"BITNER","KMT",1,27970,"PLN",0.23,null,null,null,null,null,null,null,"n95"]
[808,null,"STEROWNICZE","BS1784",5902956111227,"BiT 1000®(St) OR","8x2x1",null,"BITNER","KMT",1,31400,"PLN",0.23,null,null,null,null,null,null,null,"n95"]
[809,null,"STEROWNICZE","BS1785",5902956111234,"BiT 1000®(St) OR","10x2x1",null,"BITNER","KMT",1,38300,"PLN",0.23,null,null,null,null,null,null,null,"n95"]
[810,null,"STEROWNICZE","BS1786",5902956111241,"BiT 1000®(St) OR","12x2x1",null,"BITNER","KMT",1,45190,"PLN",0.23,null,null,null,null,null,null,null,"n95"]
[811,null,"STEROWNICZE","BS1787",5902956111258,"BiT 1000®(St) OR","14x2x1",null,"BITNER","KMT",1,52370,"PLN",0.23,null,null,null,null,null,null,null,"n95"]
[812,null,"STEROWNICZE","BS1788",5902956111265,"BiT 1000®(St) OR","16x2x1",null,"BITNER","KMT",1,60030,"PLN",0.23,null,null,null,null,null,null,null,"n95"]
[813,null,"STEROWNICZE","BS1789",5902956111272,"BiT 1000®(St) OR","18x2x1",null,"BITNER","KMT",1,62930,"PLN",0.23,null,null,null,null,null,null,null,"n95"]
[814,null,"STEROWNICZE","BS1790",5902956111289,"BiT 1000®(St) OR","20x2x1",null,"BITNER","KMT",1,69360,"PLN",0.23,null,null,null,null,null,null,null,"n95"]
[815,null,"STEROWNICZE","BS1791",5902956111296,"BiT 1000®(St) OR","24x2x1",null,"BITNER","KMT",1,82060,"PLN",0.23,null,null,null,null,null,null,null,"n95"]
[816,null,"STEROWNICZE","BS1792",5902956111302,"BiT 1000®(St) OR","2x2x1,5",null,"BITNER","KMT",1,15130,"PLN",0.23,null,null,null,null,null,null,null,"n95"]
[817,null,"STEROWNICZE","BS1793",5902956111319,"BiT 1000®(St) OR","3x2x1,5",null,"BITNER","KMT",1,18250,"PLN",0.23,null,null,null,null,null,null,null,"n95"]
[818,null,"STEROWNICZE","BS1794",5902956111326,"BiT 1000®(St) OR","4x2x1,5",null,"BITNER","KMT",1,23210,"PLN",0.23,null,null,null,null,null,null,null,"n95"]
[819,null,"STEROWNICZE","BS1795",5902956111333,"BiT 1000®(St) OR","5x2x1,5",null,"BITNER","KMT",1,28740,"PLN",0.23,null,null,null,null,null,null,null,"n95"]
[820,null,"STEROWNICZE","BS1796",5902956111340,"BiT 1000®(St) OR","6x2x1,5",null,"BITNER","KMT",1,32950,"PLN",0.23,null,null,null,null,null,null,null,"n95"]
[821,null,"STEROWNICZE","BS1797",5902956111357,"BiT 1000®(St) OR","7x2x1,5",null,"BITNER","KMT",1,38130,"PLN",0.23,null,null,null,null,null,null,null,"n95"]
[822,null,"STEROWNICZE","BS1798",5902956111364,"BiT 1000®(St) OR","8x2x1,5",null,"BITNER","KMT",1,43000,"PLN",0.23,null,null,null,null,null,null,null,"n95"]
[823,null,"STEROWNICZE","BS1799",5902956111371,"BiT 1000®(St) OR","10x2x1,5",null,"BITNER","KMT",1,52950,"PLN",0.23,null,null,null,null,null,null,null,"n95"]
[824,null,"STEROWNICZE","BS1800",5902956111388,"BiT 1000®(St) OR","12x2x1,5",null,"BITNER","KMT",1,59280,"PLN",0.23,null,null,null,null,null,null,null,"n95"]
[825,null,"STEROWNICZE","BS1801",5902956111395,"BiT 1000®(St) OR","14x2x1,5",null,"BITNER","KMT",1,68740,"PLN",0.23,null,null,null,null,null,null,null,"n95"]
[826,null,"STEROWNICZE","BS1802",5902956111401,"BiT 1000®(St) OR","16x2x1,5",null,"BITNER","KMT",1,78880,"PLN",0.23,null,null,null,null,null,null,null,"n95"]
[827,null,"STEROWNICZE","BS1803",5902956111418,"BiT 1000®(St) OR","18x2x1,5",null,"BITNER","KMT",1,85480,"PLN",0.23,null,null,null,null,null,null,null,"n95"]
[828,null,"STEROWNICZE","BS1804",5902956111425,"BiT 1000®(St) OR","20x2x1,5",null,"BITNER","KMT",1,94540,"PLN",0.23,null,null,null,null,null,null,null,"n95"]
[829,null,"STEROWNICZE","BS1805",5902956111432,"BiT 1000®(St) OR","24x2x1,5",null,"BITNER","KMT",1,112820,"PLN",0.23,null,null,null,null,null,null,null,"n95"]
[830,null,"STEROWNICZE","BS1806",5902956111449,"BiT 1000®(St) OR","2x2x2,5",null,"BITNER","KMT",1,20300,"PLN",0.23,null,null,null,null,null,null,null,"n95"]
[831,null,"STEROWNICZE","BS1807",5902956111456,"BiT 1000®(St) OR","3x2x2,5",null,"BITNER","KMT",1,27530,"PLN",0.23,null,null,null,null,null,null,null,"n95"]
[832,null,"STEROWNICZE","BS1808",5902956111463,"BiT 1000®(St) OR","4x2x2,5",null,"BITNER","KMT",1,35520,"PLN",0.23,null,null,null,null,null,null,null,"n95"]
[833,null,"STEROWNICZE","BS1809",5902956111470,"BiT 1000®(St) OR","5x2x2,5",null,"BITNER","KMT",1,44240,"PLN",0.23,null,null,null,null,null,null,null,"n95"]
[834,null,"STEROWNICZE","BS1810",5902956111487,"BiT 1000®(St) OR","6x2x2,5",null,"BITNER","KMT",1,51320,"PLN",0.23,null,null,null,null,null,null,null,"n95"]
[835,null,"STEROWNICZE","BS1811",5902956111494,"BiT 1000®(St) OR","7x2x2,5",null,"BITNER","KMT",1,59800,"PLN",0.23,null,null,null,null,null,null,null,"n95"]
[836,null,"STEROWNICZE","BS1812",5902956111500,"BiT 1000®(St) OR","8x2x2,5",null,"BITNER","KMT",1,64080,"PLN",0.23,null,null,null,null,null,null,null,"n95"]
[837,null,"STEROWNICZE","BS1813",5902956111517,"BiT 1000®(St) OR","10x2x2,5",null,"BITNER","KMT",1,79260,"PLN",0.23,null,null,null,null,null,null,null,"n95"]
[838,null,"STEROWNICZE","BS1814",5902956111524,"BiT 1000®(St) OR","12x2x2,5",null,"BITNER","KMT",1,94470,"PLN",0.23,null,null,null,null,null,null,null,"n95"]
[839,null,"STEROWNICZE","BS1815",5902956111531,"BiT 1000®(St) OR","14x2x2,5",null,"BITNER","KMT",1,109420,"PLN",0.23,null,null,null,null,null,null,null,"n95"]
[840,null,"STEROWNICZE","BS1816",5902956111548,"BiT 1000®(St) OR","16x2x2,5",null,"BITNER","KMT",1,125500,"PLN",0.23,null,null,null,null,null,null,null,"n95"]
[841,null,"STEROWNICZE","BS0630",5902956093615,"BiT 1000®2(St)","2x2x0,5",null,"BITNER","KMT",1,6770,"PLN",0.23,null,null,null,null,null,null,null,"n95"]
[842,null,"STEROWNICZE","BS0631",5902956093622,"BiT 1000®2(St)","3x2x0,5",null,"BITNER","KMT",1,9120,"PLN",0.23,null,null,null,null,null,null,null,"n95"]
[843,null,"STEROWNICZE","BS0632",5902956093639,"BiT 1000®2(St)","4x2x0,5",null,"BITNER","KMT",1,11510,"PLN",0.23,null,null,null,null,null,null,null,"n95"]
[844,null,"STEROWNICZE","BS0633",5902956093646,"BiT 1000®2(St)","5x2x0,5",null,"BITNER","KMT",1,14010,"PLN",0.23,null,null,null,null,null,null,null,"n95"]
[845,null,"STEROWNICZE","BS0634",5902956093653,"BiT 1000®2(St)","6x2x0,5",null,"BITNER","KMT",1,16010,"PLN",0.23,null,null,null,null,null,null,null,"n95"]
[846,null,"STEROWNICZE","BS0635",5902956093660,"BiT 1000®2(St)","7x2x0,5",null,"BITNER","KMT",1,18450,"PLN",0.23,null,null,null,null,null,null,null,"n95"]
[847,null,"STEROWNICZE","BS0636",5902956093677,"BiT 1000®2(St)","8x2x0,5",null,"BITNER","KMT",1,20760,"PLN",0.23,null,null,null,null,null,null,null,"n95"]
[848,null,"STEROWNICZE","BS0637",5902956093684,"BiT 1000®2(St)","10x2x0,5",null,"BITNER","KMT",1,25000,"PLN",0.23,null,null,null,null,null,null,null,"n95"]
[849,null,"STEROWNICZE","BS0638",5902956093691,"BiT 1000®2(St)","12x2x0,5",null,"BITNER","KMT",1,29530,"PLN",0.23,null,null,null,null,null,null,null,"n95"]
[850,null,"STEROWNICZE","BS0639",5902956093707,"BiT 1000®2(St)","14x2x0,5",null,"BITNER","KMT",1,34040,"PLN",0.23,null,null,null,null,null,null,null,"n95"]
[851,null,"STEROWNICZE","BS0640",5902956093714,"BiT 1000®2(St)","16x2x0,5",null,"BITNER","KMT",1,39030,"PLN",0.23,null,null,null,null,null,null,null,"n95"]
[852,null,"STEROWNICZE","BS0641",5902956093721,"BiT 1000®2(St)","18x2x0,5",null,"BITNER","KMT",1,43280,"PLN",0.23,null,null,null,null,null,null,null,"n95"]
[853,null,"STEROWNICZE","BS0642",5902956093738,"BiT 1000®2(St)","20x2x0,5",null,"BITNER","KMT",1,47720,"PLN",0.23,null,null,null,null,null,null,null,"n95"]
[854,null,"STEROWNICZE","BS0643",5902956093745,"BiT 1000®2(St)","24x2x0,5",null,"BITNER","KMT",1,56490,"PLN",0.23,null,null,null,null,null,null,null,"n95"]
[855,null,"STEROWNICZE","BS0644",5902956093752,"BiT 1000®2(St)","2x2x0,75",null,"BITNER","KMT",1,8390,"PLN",0.23,null,null,null,null,null,null,null,"n95"]
[856,null,"STEROWNICZE","BS0645",5902956093769,"BiT 1000®2(St)","3x2x0,75",null,"BITNER","KMT",1,11140,"PLN",0.23,null,null,null,null,null,null,null,"n95"]
[857,null,"STEROWNICZE","BS0646",5902956093776,"BiT 1000®2(St)","4x2x0,75",null,"BITNER","KMT",1,13980,"PLN",0.23,null,null,null,null,null,null,null,"n95"]
[858,null,"STEROWNICZE","BS0647",5902956093783,"BiT 1000®2(St)","5x2x0,75",null,"BITNER","KMT",1,17240,"PLN",0.23,null,null,null,null,null,null,null,"n95"]
[859,null,"STEROWNICZE","BS0648",5902956093790,"BiT 1000®2(St)","6x2x0,75",null,"BITNER","KMT",1,19860,"PLN",0.23,null,null,null,null,null,null,null,"n95"]
[860,null,"STEROWNICZE","BS0649",5902956093806,"BiT 1000®2(St)","7x2x0,75",null,"BITNER","KMT",1,22970,"PLN",0.23,null,null,null,null,null,null,null,"n95"]
[861,null,"STEROWNICZE","BS0650",5902956093813,"BiT 1000®2(St)","8x2x0,75",null,"BITNER","KMT",1,25580,"PLN",0.23,null,null,null,null,null,null,null,"n95"]
[862,null,"STEROWNICZE","BS0651",5902956093820,"BiT 1000®2(St)","10x2x0,75",null,"BITNER","KMT",1,31330,"PLN",0.23,null,null,null,null,null,null,null,"n95"]
[863,null,"STEROWNICZE","BS0652",5902956093837,"BiT 1000®2(St)","12x2x0,75",null,"BITNER","KMT",1,37100,"PLN",0.23,null,null,null,null,null,null,null,"n95"]
[864,null,"STEROWNICZE","BS0653",5902956093844,"BiT 1000®2(St)","14x2x0,75",null,"BITNER","KMT",1,43040,"PLN",0.23,null,null,null,null,null,null,null,"n95"]
[865,null,"STEROWNICZE","BS0654",5902956093851,"BiT 1000®2(St)","16x2x0,75",null,"BITNER","KMT",1,49140,"PLN",0.23,null,null,null,null,null,null,null,"n95"]
[866,null,"STEROWNICZE","BS0655",5902956093868,"BiT 1000®2(St)","18x2x0,75",null,"BITNER","KMT",1,54590,"PLN",0.23,null,null,null,null,null,null,null,"n95"]
[867,null,"STEROWNICZE","BS0656",5902956093875,"BiT 1000®2(St)","20x2x0,75",null,"BITNER","KMT",1,60490,"PLN",0.23,null,null,null,null,null,null,null,"n95"]
[868,null,"STEROWNICZE","BS0657",5902956093882,"BiT 1000®2(St)","24x2x0,75",null,"BITNER","KMT",1,71720,"PLN",0.23,null,null,null,null,null,null,null,"n95"]
[869,null,"STEROWNICZE","BS0658",5902956093899,"BiT 1000®2(St)","2x2x1",null,"BITNER","KMT",1,10830,"PLN",0.23,null,null,null,null,null,null,null,"n95"]
[870,null,"STEROWNICZE","BS0659",5902956093905,"BiT 1000®2(St)","3x2x1",null,"BITNER","KMT",1,14240,"PLN",0.23,null,null,null,null,null,null,null,"n95"]
[871,null,"STEROWNICZE","BS0660",5902956093912,"BiT 1000®2(St)","4x2x1",null,"BITNER","KMT",1,18140,"PLN",0.23,null,null,null,null,null,null,null,"n95"]
[872,null,"STEROWNICZE","BS0661",5902956093929,"BiT 1000®2(St)","5x2x1",null,"BITNER","KMT",1,22280,"PLN",0.23,null,null,null,null,null,null,null,"n95"]
[873,null,"STEROWNICZE","BS0662",5902956093936,"BiT 1000®2(St)","6x2x1",null,"BITNER","KMT",1,25420,"PLN",0.23,null,null,null,null,null,null,null,"n95"]
[874,null,"STEROWNICZE","BS0663",5902956093943,"BiT 1000®2(St)","7x2x1",null,"BITNER","KMT",1,29520,"PLN",0.23,null,null,null,null,null,null,null,"n95"]
[875,null,"STEROWNICZE","BS0664",5902956093950,"BiT 1000®2(St)","8x2x1",null,"BITNER","KMT",1,33330,"PLN",0.23,null,null,null,null,null,null,null,"n95"]
[876,null,"STEROWNICZE","BS0665",5902956093967,"BiT 1000®2(St)","10x2x1",null,"BITNER","KMT",1,40800,"PLN",0.23,null,null,null,null,null,null,null,"n95"]
[877,null,"STEROWNICZE","BS0666",5902956093974,"BiT 1000®2(St)","12x2x1",null,"BITNER","KMT",1,48460,"PLN",0.23,null,null,null,null,null,null,null,"n95"]
[878,null,"STEROWNICZE","BS0667",5902956093981,"BiT 1000®2(St)","14x2x1",null,"BITNER","KMT",1,56150,"PLN",0.23,null,null,null,null,null,null,null,"n95"]
[879,null,"STEROWNICZE","BS0668",5902956093998,"BiT 1000®2(St)","16x2x1",null,"BITNER","KMT",1,64540,"PLN",0.23,null,null,null,null,null,null,null,"n95"]
[880,null,"STEROWNICZE","BS0669",5902956094001,"BiT 1000®2(St)","18x2x1",null,"BITNER","KMT",1,71550,"PLN",0.23,null,null,null,null,null,null,null,"n95"]
[881,null,"STEROWNICZE","BS0670",5902956094018,"BiT 1000®2(St)","20x2x1",null,"BITNER","KMT",1,79040,"PLN",0.23,null,null,null,null,null,null,null,"n95"]
[882,null,"STEROWNICZE","BS0671",5902956094025,"BiT 1000®2(St)","24x2x1",null,"BITNER","KMT",1,93890,"PLN",0.23,null,null,null,null,null,null,null,"n95"]
[883,null,"STEROWNICZE","BS0672",5902956094032,"BiT 1000®2(St)","2x2x1,5",null,"BITNER","KMT",1,13220,"PLN",0.23,null,null,null,null,null,null,null,"n95"]
[884,null,"STEROWNICZE","BS0673",5902956094049,"BiT 1000®2(St)","3x2x1,5",null,"BITNER","KMT",1,17790,"PLN",0.23,null,null,null,null,null,null,null,"n95"]
[885,null,"STEROWNICZE","BS0674",5902956094056,"BiT 1000®2(St)","4x2x1,5",null,"BITNER","KMT",1,22850,"PLN",0.23,null,null,null,null,null,null,null,"n95"]
[886,null,"STEROWNICZE","BS0675",5902956094063,"BiT 1000®2(St)","5x2x1,5",null,"BITNER","KMT",1,27980,"PLN",0.23,null,null,null,null,null,null,null,"n95"]
[887,null,"STEROWNICZE","BS0676",5902956094070,"BiT 1000®2(St)","6x2x1,5",null,"BITNER","KMT",1,32430,"PLN",0.23,null,null,null,null,null,null,null,"n95"]
[888,null,"STEROWNICZE","BS0677",5902956094087,"BiT 1000®2(St)","7x2x1,5",null,"BITNER","KMT",1,37590,"PLN",0.23,null,null,null,null,null,null,null,"n95"]
[889,null,"STEROWNICZE","BS0678",5902956094094,"BiT 1000®2(St)","8x2x1,5",null,"BITNER","KMT",1,42460,"PLN",0.23,null,null,null,null,null,null,null,"n95"]
[890,null,"STEROWNICZE","BS0679",5902956094100,"BiT 1000®2(St)","10x2x1,5",null,"BITNER","KMT",1,52470,"PLN",0.23,null,null,null,null,null,null,null,"n95"]
[891,null,"STEROWNICZE","BS0680",5902956094117,"BiT 1000®2(St)","12x2x1,5",null,"BITNER","KMT",1,62430,"PLN",0.23,null,null,null,null,null,null,null,"n95"]
[892,null,"STEROWNICZE","BS0681",5902956094124,"BiT 1000®2(St)","14x2x1,5",null,"BITNER","KMT",1,72500,"PLN",0.23,null,null,null,null,null,null,null,"n95"]
[893,null,"STEROWNICZE","BS0682",5902956094131,"BiT 1000®2(St)","16x2x1,5",null,"BITNER","KMT",1,83090,"PLN",0.23,null,null,null,null,null,null,null,"n95"]
[894,null,"STEROWNICZE","BS0683",5902956094148,"BiT 1000®2(St)","18x2x1,5",null,"BITNER","KMT",1,92480,"PLN",0.23,null,null,null,null,null,null,null,"n95"]
[895,null,"STEROWNICZE","BS0684",5902956094155,"BiT 1000®2(St)","20x2x1,5",null,"BITNER","KMT",1,102250,"PLN",0.23,null,null,null,null,null,null,null,"n95"]
[896,null,"STEROWNICZE","BS0685",5902956094162,"BiT 1000®2(St)","24x2x1,5",null,"BITNER","KMT",1,120020,"PLN",0.23,null,null,null,null,null,null,null,"n95"]
[897,null,"STEROWNICZE","BS0687",5902956094186,"BiT 1000®2(St)","2x2x2,5",null,"BITNER","KMT",1,18360,"PLN",0.23,null,null,null,null,null,null,null,"n95"]
[898,null,"STEROWNICZE","BS0688",5902956094193,"BiT 1000®2(St)","3x2x2,5",null,"BITNER","KMT",1,24910,"PLN",0.23,null,null,null,null,null,null,null,"n95"]
[899,null,"STEROWNICZE","BS0689",5902956094209,"BiT 1000®2(St)","4x2x2,5",null,"BITNER","KMT",1,32280,"PLN",0.23,null,null,null,null,null,null,null,"n95"]
[900,null,"STEROWNICZE","BS0690",5902956094216,"BiT 1000®2(St)","5x2x2,5",null,"BITNER","KMT",1,40240,"PLN",0.23,null,null,null,null,null,null,null,"n95"]
[901,null,"STEROWNICZE","BS0691",5902956094223,"BiT 1000®2(St)","6x2x2,5",null,"BITNER","KMT",1,46900,"PLN",0.23,null,null,null,null,null,null,null,"n95"]
[902,null,"STEROWNICZE","BS0692",5902956094230,"BiT 1000®2(St)","7x2x2,5",null,"BITNER","KMT",1,54660,"PLN",0.23,null,null,null,null,null,null,null,"n95"]
[903,null,"STEROWNICZE","BS0693",5902956094247,"BiT 1000®2(St)","8x2x2,5",null,"BITNER","KMT",1,61990,"PLN",0.23,null,null,null,null,null,null,null,"n95"]
[904,null,"STEROWNICZE","BS0694",5902956094254,"BiT 1000®2(St)","10x2x2,5",null,"BITNER","KMT",1,76800,"PLN",0.23,null,null,null,null,null,null,null,"n95"]
[905,null,"STEROWNICZE","BS0695",5902956094261,"BiT 1000®2(St)","12x2x2,5",null,"BITNER","KMT",1,91630,"PLN",0.23,null,null,null,null,null,null,null,"n95"]
[906,null,"STEROWNICZE","BS0696",5902956094278,"BiT 1000®2(St)","14x2x2,5",null,"BITNER","KMT",1,106240,"PLN",0.23,null,null,null,null,null,null,null,"n95"]
[907,null,"STEROWNICZE","BS0697",5902956094285,"BiT 1000®2(St)","16x2x2,5",null,"BITNER","KMT",1,121780,"PLN",0.23,null,null,null,null,null,null,null,"n95"]
[908,null,"STEROWNICZE","BS1160",5902956102584,"BiT 1000®2(St) FR","2x2x0,5",null,"BITNER","KMT",1,7580,"PLN",0.23,null,null,null,null,null,null,null,"n95"]
[909,null,"STEROWNICZE","BS1161",5902956102591,"BiT 1000®2(St) FR","3x2x0,5",null,"BITNER","KMT",1,10220,"PLN",0.23,null,null,null,null,null,null,null,"n95"]
[910,null,"STEROWNICZE","BS1162",5902956102607,"BiT 1000®2(St) FR","4x2x0,5",null,"BITNER","KMT",1,12890,"PLN",0.23,null,null,null,null,null,null,null,"n95"]
[911,null,"STEROWNICZE","BS1163",5902956102614,"BiT 1000®2(St) FR","5x2x0,5",null,"BITNER","KMT",1,15690,"PLN",0.23,null,null,null,null,null,null,null,"n95"]
[912,null,"STEROWNICZE","BS1164",5902956102621,"BiT 1000®2(St) FR","6x2x0,5",null,"BITNER","KMT",1,17930,"PLN",0.23,null,null,null,null,null,null,null,"n95"]
[913,null,"STEROWNICZE","BS1165",5902956102638,"BiT 1000®2(St) FR","7x2x0,5",null,"BITNER","KMT",1,20660,"PLN",0.23,null,null,null,null,null,null,null,"n95"]
[914,null,"STEROWNICZE","BS1166",5902956102645,"BiT 1000®2(St) FR","8x2x0,5",null,"BITNER","KMT",1,23250,"PLN",0.23,null,null,null,null,null,null,null,"n95"]
[915,null,"STEROWNICZE","BS1167",5902956102652,"BiT 1000®2(St) FR","10x2x0,5",null,"BITNER","KMT",1,27500,"PLN",0.23,null,null,null,null,null,null,null,"n95"]
[916,null,"STEROWNICZE","BS1168",5902956102669,"BiT 1000®2(St) FR","12x2x0,5",null,"BITNER","KMT",1,32480,"PLN",0.23,null,null,null,null,null,null,null,"n95"]
[917,null,"STEROWNICZE","BS1169",5902956102676,"BiT 1000®2(St) FR","14x2x0,5",null,"BITNER","KMT",1,37440,"PLN",0.23,null,null,null,null,null,null,null,"n95"]
[918,null,"STEROWNICZE","BS1170",5902956102683,"BiT 1000®2(St) FR","16x2x0,5",null,"BITNER","KMT",1,42930,"PLN",0.23,null,null,null,null,null,null,null,"n95"]
[919,null,"STEROWNICZE","BS1171",5902956102690,"BiT 1000®2(St) FR","18x2x0,5",null,"BITNER","KMT",1,47610,"PLN",0.23,null,null,null,null,null,null,null,"n95"]
[920,null,"STEROWNICZE","BS1172",5902956102706,"BiT 1000®2(St) FR","20x2x0,5",null,"BITNER","KMT",1,52500,"PLN",0.23,null,null,null,null,null,null,null,"n95"]
[921,null,"STEROWNICZE","BS1173",5902956102713,"BiT 1000®2(St) FR","24x2x0,5",null,"BITNER","KMT",1,62140,"PLN",0.23,null,null,null,null,null,null,null,"n95"]
[922,null,"STEROWNICZE","BS1174",5902956102720,"BiT 1000®2(St) FR","2x2x0,75",null,"BITNER","KMT",1,9400,"PLN",0.23,null,null,null,null,null,null,null,"n95"]
[923,null,"STEROWNICZE","BS1175",5902956102737,"BiT 1000®2(St) FR","3x2x0,75",null,"BITNER","KMT",1,12470,"PLN",0.23,null,null,null,null,null,null,null,"n95"]
[924,null,"STEROWNICZE","BS1176",5902956102744,"BiT 1000®2(St) FR","4x2x0,75",null,"BITNER","KMT",1,15660,"PLN",0.23,null,null,null,null,null,null,null,"n95"]
[925,null,"STEROWNICZE","BS1177",5902956102751,"BiT 1000®2(St) FR","5x2x0,75",null,"BITNER","KMT",1,19310,"PLN",0.23,null,null,null,null,null,null,null,"n95"]
[926,null,"STEROWNICZE","BS1178",5902956102768,"BiT 1000®2(St) FR","6x2x0,75",null,"BITNER","KMT",1,22240,"PLN",0.23,null,null,null,null,null,null,null,"n95"]
[927,null,"STEROWNICZE","BS1179",5902956102775,"BiT 1000®2(St) FR","7x2x0,75",null,"BITNER","KMT",1,25740,"PLN",0.23,null,null,null,null,null,null,null,"n95"]
[928,null,"STEROWNICZE","BS1180",5902956102782,"BiT 1000®2(St) FR","8x2x0,75",null,"BITNER","KMT",1,28140,"PLN",0.23,null,null,null,null,null,null,null,"n95"]
[929,null,"STEROWNICZE","BS1181",5902956102799,"BiT 1000®2(St) FR","10x2x0,75",null,"BITNER","KMT",1,34460,"PLN",0.23,null,null,null,null,null,null,null,"n95"]
[930,null,"STEROWNICZE","BS1182",5902956102805,"BiT 1000®2(St) FR","12x2x0,75",null,"BITNER","KMT",1,40800,"PLN",0.23,null,null,null,null,null,null,null,"n95"]
[931,null,"STEROWNICZE","BS1183",5902956102812,"BiT 1000®2(St) FR","14x2x0,75",null,"BITNER","KMT",1,47340,"PLN",0.23,null,null,null,null,null,null,null,"n95"]
[932,null,"STEROWNICZE","BS1184",5902956102829,"BiT 1000®2(St) FR","16x2x0,75",null,"BITNER","KMT",1,54050,"PLN",0.23,null,null,null,null,null,null,null,"n95"]
[933,null,"STEROWNICZE","BS1185",5902956102836,"BiT 1000®2(St) FR","18x2x0,75",null,"BITNER","KMT",1,60050,"PLN",0.23,null,null,null,null,null,null,null,"n95"]
[934,null,"STEROWNICZE","BS1186",5902956102843,"BiT 1000®2(St) FR","20x2x0,75",null,"BITNER","KMT",1,66540,"PLN",0.23,null,null,null,null,null,null,null,"n95"]
[935,null,"STEROWNICZE","BS1187",5902956102850,"BiT 1000®2(St) FR","24x2x0,75",null,"BITNER","KMT",1,78890,"PLN",0.23,null,null,null,null,null,null,null,"n95"]
[936,null,"STEROWNICZE","BS1188",5902956102867,"BiT 1000®2(St) FR","2x2x1",null,"BITNER","KMT",1,12130,"PLN",0.23,null,null,null,null,null,null,null,"n95"]
[937,null,"STEROWNICZE","BS1189",5902956102874,"BiT 1000®2(St) FR","3x2x1",null,"BITNER","KMT",1,15950,"PLN",0.23,null,null,null,null,null,null,null,"n95"]
[938,null,"STEROWNICZE","BS1190",5902956102881,"BiT 1000®2(St) FR","4x2x1",null,"BITNER","KMT",1,20320,"PLN",0.23,null,null,null,null,null,null,null,"n95"]
[939,null,"STEROWNICZE","BS1191",5902956102898,"BiT 1000®2(St) FR","5x2x1",null,"BITNER","KMT",1,24960,"PLN",0.23,null,null,null,null,null,null,null,"n95"]
[940,null,"STEROWNICZE","BS1192",5902956102904,"BiT 1000®2(St) FR","6x2x1",null,"BITNER","KMT",1,27960,"PLN",0.23,null,null,null,null,null,null,null,"n95"]
[941,null,"STEROWNICZE","BS1193",5902956102911,"BiT 1000®2(St) FR","7x2x1",null,"BITNER","KMT",1,32470,"PLN",0.23,null,null,null,null,null,null,null,"n95"]
[942,null,"STEROWNICZE","BS1194",5902956102928,"BiT 1000®2(St) FR","8x2x1",null,"BITNER","KMT",1,36660,"PLN",0.23,null,null,null,null,null,null,null,"n95"]
[943,null,"STEROWNICZE","BS1195",5902956102935,"BiT 1000®2(St) FR","10x2x1",null,"BITNER","KMT",1,44890,"PLN",0.23,null,null,null,null,null,null,null,"n95"]
[944,null,"STEROWNICZE","BS1196",5902956102942,"BiT 1000®2(St) FR","12x2x1",null,"BITNER","KMT",1,53310,"PLN",0.23,null,null,null,null,null,null,null,"n95"]
[945,null,"STEROWNICZE","BS1197",5902956102959,"BiT 1000®2(St) FR","14x2x1",null,"BITNER","KMT",1,61770,"PLN",0.23,null,null,null,null,null,null,null,"n95"]
[946,null,"STEROWNICZE","BS1198",5902956102966,"BiT 1000®2(St) FR","16x2x1",null,"BITNER","KMT",1,71000,"PLN",0.23,null,null,null,null,null,null,null,"n95"]
[947,null,"STEROWNICZE","BS1199",5902956102973,"BiT 1000®2(St) FR","18x2x1",null,"BITNER","KMT",1,78700,"PLN",0.23,null,null,null,null,null,null,null,"n95"]
[948,null,"STEROWNICZE","BS1200",5902956102980,"BiT 1000®2(St) FR","20x2x1",null,"BITNER","KMT",1,86950,"PLN",0.23,null,null,null,null,null,null,null,"n95"]
[949,null,"STEROWNICZE","BS1201",5902956102997,"BiT 1000®2(St) FR","24x2x1",null,"BITNER","KMT",1,103280,"PLN",0.23,null,null,null,null,null,null,null,"n95"]
[950,null,"STEROWNICZE","BS1202",5902956103000,"BiT 1000®2(St) FR","2x2x1,5",null,"BITNER","KMT",1,14810,"PLN",0.23,null,null,null,null,null,null,null,"n95"]
[951,null,"STEROWNICZE","BS1203",5902956103017,"BiT 1000®2(St) FR","3x2x1,5",null,"BITNER","KMT",1,19920,"PLN",0.23,null,null,null,null,null,null,null,"n95"]
[952,null,"STEROWNICZE","BS1204",5902956103024,"BiT 1000®2(St) FR","4x2x1,5",null,"BITNER","KMT",1,25590,"PLN",0.23,null,null,null,null,null,null,null,"n95"]
[953,null,"STEROWNICZE","BS1205",5902956103031,"BiT 1000®2(St) FR","5x2x1,5",null,"BITNER","KMT",1,30790,"PLN",0.23,null,null,null,null,null,null,null,"n95"]
[954,null,"STEROWNICZE","BS1206",5902956103048,"BiT 1000®2(St) FR","6x2x1,5",null,"BITNER","KMT",1,35680,"PLN",0.23,null,null,null,null,null,null,null,"n95"]
[955,null,"STEROWNICZE","BS1207",5902956103055,"BiT 1000®2(St) FR","7x2x1,5",null,"BITNER","KMT",1,41350,"PLN",0.23,null,null,null,null,null,null,null,"n95"]
[956,null,"STEROWNICZE","BS1208",5902956103062,"BiT 1000®2(St) FR","8x2x1,5",null,"BITNER","KMT",1,46700,"PLN",0.23,null,null,null,null,null,null,null,"n95"]
[957,null,"STEROWNICZE","BS1209",5902956103079,"BiT 1000®2(St) FR","10x2x1,5",null,"BITNER","KMT",1,57720,"PLN",0.23,null,null,null,null,null,null,null,"n95"]
[958,null,"STEROWNICZE","BS1210",5902956103086,"BiT 1000®2(St) FR","12x2x1,5",null,"BITNER","KMT",1,68680,"PLN",0.23,null,null,null,null,null,null,null,"n95"]
[959,null,"STEROWNICZE","BS1211",5902956103093,"BiT 1000®2(St) FR","14x2x1,5",null,"BITNER","KMT",1,79760,"PLN",0.23,null,null,null,null,null,null,null,"n95"]
[960,null,"STEROWNICZE","BS1212",5902956103109,"BiT 1000®2(St) FR","16x2x1,5",null,"BITNER","KMT",1,91390,"PLN",0.23,null,null,null,null,null,null,null,"n95"]
[961,null,"STEROWNICZE","BS1213",5902956103116,"BiT 1000®2(St) FR","18x2x1,5",null,"BITNER","KMT",1,101730,"PLN",0.23,null,null,null,null,null,null,null,"n95"]
[962,null,"STEROWNICZE","BS1214",5902956103123,"BiT 1000®2(St) FR","20x2x1,5",null,"BITNER","KMT",1,112480,"PLN",0.23,null,null,null,null,null,null,null,"n95"]
[963,null,"STEROWNICZE","BS1215",5902956103130,"BiT 1000®2(St) FR","24x2x1,5",null,"BITNER","KMT",1,132020,"PLN",0.23,null,null,null,null,null,null,null,"n95"]
[964,null,"STEROWNICZE","BS1217",5902956103154,"BiT 1000®2(St) FR","2x2x2,5",null,"BITNER","KMT",1,20570,"PLN",0.23,null,null,null,null,null,null,null,"n95"]
[965,null,"STEROWNICZE","BS1218",5902956103161,"BiT 1000®2(St) FR","3x2x2,5",null,"BITNER","KMT",1,27390,"PLN",0.23,null,null,null,null,null,null,null,"n95"]
[966,null,"STEROWNICZE","BS1219",5902956103178,"BiT 1000®2(St) FR","4x2x2,5",null,"BITNER","KMT",1,35500,"PLN",0.23,null,null,null,null,null,null,null,"n95"]
[967,null,"STEROWNICZE","BS1220",5902956103185,"BiT 1000®2(St) FR","5x2x2,5",null,"BITNER","KMT",1,44260,"PLN",0.23,null,null,null,null,null,null,null,"n95"]
[968,null,"STEROWNICZE","BS1221",5902956103192,"BiT 1000®2(St) FR","6x2x2,5",null,"BITNER","KMT",1,51600,"PLN",0.23,null,null,null,null,null,null,null,"n95"]
[969,null,"STEROWNICZE","BS1222",5902956103208,"BiT 1000®2(St) FR","7x2x2,5",null,"BITNER","KMT",1,60130,"PLN",0.23,null,null,null,null,null,null,null,"n95"]
[970,null,"STEROWNICZE","BS1223",5902956103215,"BiT 1000®2(St) FR","8x2x2,5",null,"BITNER","KMT",1,68190,"PLN",0.23,null,null,null,null,null,null,null,"n95"]
[971,null,"STEROWNICZE","BS1224",5902956103222,"BiT 1000®2(St) FR","10x2x2,5",null,"BITNER","KMT",1,84470,"PLN",0.23,null,null,null,null,null,null,null,"n95"]
[972,null,"STEROWNICZE","BS1225",5902956103239,"BiT 1000®2(St) FR","12x2x2,5",null,"BITNER","KMT",1,100800,"PLN",0.23,null,null,null,null,null,null,null,"n95"]
[973,null,"STEROWNICZE","BS1226",5902956103246,"BiT 1000®2(St) FR","14x2x2,5",null,"BITNER","KMT",1,116870,"PLN",0.23,null,null,null,null,null,null,null,"n95"]
[974,null,"STEROWNICZE","BS1227",5902956103253,"BiT 1000®2(St) FR","16x2x2,5",null,"BITNER","KMT",1,133960,"PLN",0.23,null,null,null,null,null,null,null,"n95"]
[975,null,"STEROWNICZE","H62010",5902956121202,"BiT 1000®2(St)H","2x2x0,5",null,"BITNER","KMT",1,8810,"PLN",0.23,null,null,null,null,null,null,null,"n95"]
[976,null,"STEROWNICZE","H62011",5902956121219,"BiT 1000®2(St)H","3x2x0,5",null,"BITNER","KMT",1,11870,"PLN",0.23,null,null,null,null,null,null,null,"n95"]
[977,null,"STEROWNICZE","H62012",5902956121226,"BiT 1000®2(St)H","4x2x0,5",null,"BITNER","KMT",1,14960,"PLN",0.23,null,null,null,null,null,null,null,"n95"]
[978,null,"STEROWNICZE","H62013",5902956121233,"BiT 1000®2(St)H","5x2x0,5",null,"BITNER","KMT",1,17370,"PLN",0.23,null,null,null,null,null,null,null,"n95"]
[979,null,"STEROWNICZE","H62014",5902956121240,"BiT 1000®2(St)H","6x2x0,5",null,"BITNER","KMT",1,19860,"PLN",0.23,null,null,null,null,null,null,null,"n95"]
[980,null,"STEROWNICZE","H62015",5902956121257,"BiT 1000®2(St)H","7x2x0,5",null,"BITNER","KMT",1,22880,"PLN",0.23,null,null,null,null,null,null,null,"n95"]
[981,null,"STEROWNICZE","H62016",5902956121264,"BiT 1000®2(St)H","8x2x0,5",null,"BITNER","KMT",1,25740,"PLN",0.23,null,null,null,null,null,null,null,"n95"]
[982,null,"STEROWNICZE","H62017",5902956121271,"BiT 1000®2(St)H","10x2x0,5",null,"BITNER","KMT",1,30000,"PLN",0.23,null,null,null,null,null,null,null,"n95"]
[983,null,"STEROWNICZE","H62018",5902956121288,"BiT 1000®2(St)H","12x2x0,5",null,"BITNER","KMT",1,35430,"PLN",0.23,null,null,null,null,null,null,null,"n95"]
[984,null,"STEROWNICZE","H62019",5902956121295,"BiT 1000®2(St)H","14x2x0,5",null,"BITNER","KMT",1,40850,"PLN",0.23,null,null,null,null,null,null,null,"n95"]
[985,null,"STEROWNICZE","H62020",5902956121301,"BiT 1000®2(St)H","16x2x0,5",null,"BITNER","KMT",1,46830,"PLN",0.23,null,null,null,null,null,null,null,"n95"]
[986,null,"STEROWNICZE","H62021",5902956121318,"BiT 1000®2(St)H","18x2x0,5",null,"BITNER","KMT",1,51930,"PLN",0.23,null,null,null,null,null,null,null,"n95"]
[987,null,"STEROWNICZE","H62022",5902956121325,"BiT 1000®2(St)H","20x2x0,5",null,"BITNER","KMT",1,57270,"PLN",0.23,null,null,null,null,null,null,null,"n95"]
[988,null,"STEROWNICZE","H62023",5902956121332,"BiT 1000®2(St)H","24x2x0,5",null,"BITNER","KMT",1,67790,"PLN",0.23,null,null,null,null,null,null,null,"n95"]
[989,null,"STEROWNICZE","H62024",5902956121349,"BiT 1000®2(St)H","2x2x0,75",null,"BITNER","KMT",1,10910,"PLN",0.23,null,null,null,null,null,null,null,"n95"]
[990,null,"STEROWNICZE","H62025",5902956121356,"BiT 1000®2(St)H","3x2x0,75",null,"BITNER","KMT",1,14480,"PLN",0.23,null,null,null,null,null,null,null,"n95"]
[991,null,"STEROWNICZE","H62026",5902956121363,"BiT 1000®2(St)H","4x2x0,75",null,"BITNER","KMT",1,17330,"PLN",0.23,null,null,null,null,null,null,null,"n95"]
[992,null,"STEROWNICZE","H62027",5902956121370,"BiT 1000®2(St)H","5x2x0,75",null,"BITNER","KMT",1,21380,"PLN",0.23,null,null,null,null,null,null,null,"n95"]
[993,null,"STEROWNICZE","H62028",5902956121387,"BiT 1000®2(St)H","6x2x0,75",null,"BITNER","KMT",1,24620,"PLN",0.23,null,null,null,null,null,null,null,"n95"]
[994,null,"STEROWNICZE","H62029",5902956121394,"BiT 1000®2(St)H","7x2x0,75",null,"BITNER","KMT",1,28490,"PLN",0.23,null,null,null,null,null,null,null,"n95"]
[995,null,"STEROWNICZE","H62030",5902956121400,"BiT 1000®2(St)H","8x2x0,75",null,"BITNER","KMT",1,30690,"PLN",0.23,null,null,null,null,null,null,null,"n95"]
[996,null,"STEROWNICZE","H62031",5902956121417,"BiT 1000®2(St)H","10x2x0,75",null,"BITNER","KMT",1,37600,"PLN",0.23,null,null,null,null,null,null,null,"n95"]
[997,null,"STEROWNICZE","H62032",5902956121424,"BiT 1000®2(St)H","12x2x0,75",null,"BITNER","KMT",1,44520,"PLN",0.23,null,null,null,null,null,null,null,"n95"]
[998,null,"STEROWNICZE","H62033",5902956121431,"BiT 1000®2(St)H","14x2x0,75",null,"BITNER","KMT",1,51650,"PLN",0.23,null,null,null,null,null,null,null,"n95"]
[999,null,"STEROWNICZE","H62034",5902956121448,"BiT 1000®2(St)H","16x2x0,75",null,"BITNER","KMT",1,58970,"PLN",0.23,null,null,null,null,null,null,null,"n95"]
[1000,null,"STEROWNICZE","H62035",5902956121455,"BiT 1000®2(St)H","18x2x0,75",null,"BITNER","KMT",1,65510,"PLN",0.23,null,null,null,null,null,null,null,"n95"]
[1001,null,"STEROWNICZE","H62036",5902956121462,"BiT 1000®2(St)H","20x2x0,75",null,"BITNER","KMT",1,72590,"PLN",0.23,null,null,null,null,null,null,null,"n95"]
[1002,null,"STEROWNICZE","H62037",5902956121479,"BiT 1000®2(St)H","24x2x0,75",null,"BITNER","KMT",1,86060,"PLN",0.23,null,null,null,null,null,null,null,"n95"]
[1003,null,"STEROWNICZE","H62038",5902956121486,"BiT 1000®2(St)H","2x2x1",null,"BITNER","KMT",1,14070,"PLN",0.23,null,null,null,null,null,null,null,"n95"]
[1004,null,"STEROWNICZE","H62039",5902956121493,"BiT 1000®2(St)H","3x2x1",null,"BITNER","KMT",1,17650,"PLN",0.23,null,null,null,null,null,null,null,"n95"]
[1005,null,"STEROWNICZE","H62040",5902956121509,"BiT 1000®2(St)H","4x2x1",null,"BITNER","KMT",1,22500,"PLN",0.23,null,null,null,null,null,null,null,"n95"]
[1006,null,"STEROWNICZE","H62041",5902956121516,"BiT 1000®2(St)H","5x2x1",null,"BITNER","KMT",1,27630,"PLN",0.23,null,null,null,null,null,null,null,"n95"]
[1007,null,"STEROWNICZE","H62042",5902956121523,"BiT 1000®2(St)H","6x2x1",null,"BITNER","KMT",1,30500,"PLN",0.23,null,null,null,null,null,null,null,"n95"]
[1008,null,"STEROWNICZE","H62043",5902956121530,"BiT 1000®2(St)H","7x2x1",null,"BITNER","KMT",1,35420,"PLN",0.23,null,null,null,null,null,null,null,"n95"]
[1009,null,"STEROWNICZE","H62044",5902956121547,"BiT 1000®2(St)H","8x2x1",null,"BITNER","KMT",1,39990,"PLN",0.23,null,null,null,null,null,null,null,"n95"]
[1010,null,"STEROWNICZE","H62045",5902956121554,"BiT 1000®2(St)H","10x2x1",null,"BITNER","KMT",1,48960,"PLN",0.23,null,null,null,null,null,null,null,"n95"]
[1011,null,"STEROWNICZE","H62046",5902956121561,"BiT 1000®2(St)H","12x2x1",null,"BITNER","KMT",1,58150,"PLN",0.23,null,null,null,null,null,null,null,"n95"]
[1012,null,"STEROWNICZE","H62047",5902956121578,"BiT 1000®2(St)H","14x2x1",null,"BITNER","KMT",1,67390,"PLN",0.23,null,null,null,null,null,null,null,"n95"]
[1013,null,"STEROWNICZE","H62048",5902956121585,"BiT 1000®2(St)H","16x2x1",null,"BITNER","KMT",1,77450,"PLN",0.23,null,null,null,null,null,null,null,"n95"]
[1014,null,"STEROWNICZE","H62049",5902956121592,"BiT 1000®2(St)H","18x2x1",null,"BITNER","KMT",1,85860,"PLN",0.23,null,null,null,null,null,null,null,"n95"]
[1015,null,"STEROWNICZE","H62050",5902956121608,"BiT 1000®2(St)H","20x2x1",null,"BITNER","KMT",1,94860,"PLN",0.23,null,null,null,null,null,null,null,"n95"]
[1016,null,"STEROWNICZE","H62051",5902956121615,"BiT 1000®2(St)H","24x2x1",null,"BITNER","KMT",1,112670,"PLN",0.23,null,null,null,null,null,null,null,"n95"]
[1017,null,"STEROWNICZE","H62052",5902956121622,"BiT 1000®2(St)H","2x2x1,5",null,"BITNER","KMT",1,16390,"PLN",0.23,null,null,null,null,null,null,null,"n95"]
[1018,null,"STEROWNICZE","H62053",5902956121639,"BiT 1000®2(St)H","3x2x1,5",null,"BITNER","KMT",1,22060,"PLN",0.23,null,null,null,null,null,null,null,"n95"]
[1019,null,"STEROWNICZE","H62054",5902956121646,"BiT 1000®2(St)H","4x2x1,5",null,"BITNER","KMT",1,28330,"PLN",0.23,null,null,null,null,null,null,null,"n95"]
[1020,null,"STEROWNICZE","H62055",5902956121653,"BiT 1000®2(St)H","5x2x1,5",null,"BITNER","KMT",1,33580,"PLN",0.23,null,null,null,null,null,null,null,"n95"]
[1021,null,"STEROWNICZE","H62056",5902956121660,"BiT 1000®2(St)H","6x2x1,5",null,"BITNER","KMT",1,38920,"PLN",0.23,null,null,null,null,null,null,null,"n95"]
[1022,null,"STEROWNICZE","H62057",5902956121677,"BiT 1000®2(St)H","7x2x1,5",null,"BITNER","KMT",1,45110,"PLN",0.23,null,null,null,null,null,null,null,"n95"]
[1023,null,"STEROWNICZE","H62058",5902956121684,"BiT 1000®2(St)H","8x2x1,5",null,"BITNER","KMT",1,50960,"PLN",0.23,null,null,null,null,null,null,null,"n95"]
[1024,null,"STEROWNICZE","H62059",5902956121691,"BiT 1000®2(St)H","10x2x1,5",null,"BITNER","KMT",1,62960,"PLN",0.23,null,null,null,null,null,null,null,"n95"]
[1025,null,"STEROWNICZE","H62060",5902956121707,"BiT 1000®2(St)H","12x2x1,5",null,"BITNER","KMT",1,74920,"PLN",0.23,null,null,null,null,null,null,null,"n95"]
[1026,null,"STEROWNICZE","H62061",5902956121714,"BiT 1000®2(St)H","14x2x1,5",null,"BITNER","KMT",1,87000,"PLN",0.23,null,null,null,null,null,null,null,"n95"]
[1027,null,"STEROWNICZE","H62062",5902956121721,"BiT 1000®2(St)H","16x2x1,5",null,"BITNER","KMT",1,99710,"PLN",0.23,null,null,null,null,null,null,null,"n95"]
[1028,null,"STEROWNICZE","H62063",5902956121738,"BiT 1000®2(St)H","18x2x1,5",null,"BITNER","KMT",1,110990,"PLN",0.23,null,null,null,null,null,null,null,"n95"]
[1029,null,"STEROWNICZE","H62064",5902956121745,"BiT 1000®2(St)H","20x2x1,5",null,"BITNER","KMT",1,122700,"PLN",0.23,null,null,null,null,null,null,null,"n95"]
[1030,null,"STEROWNICZE","H62065",5902956121752,"BiT 1000®2(St)H","24x2x1,5",null,"BITNER","KMT",1,144020,"PLN",0.23,null,null,null,null,null,null,null,"n95"]
[1031,null,"STEROWNICZE","H62066",5902956121776,"BiT 1000®2(St)H","2x2x2,5",null,"BITNER","KMT",1,22770,"PLN",0.23,null,null,null,null,null,null,null,"n95"]
[1032,null,"STEROWNICZE","H62067",5902956121783,"BiT 1000®2(St)H","3x2x2,5",null,"BITNER","KMT",1,29880,"PLN",0.23,null,null,null,null,null,null,null,"n95"]
[1033,null,"STEROWNICZE","H62068",5902956121790,"BiT 1000®2(St)H","4x2x2,5",null,"BITNER","KMT",1,38730,"PLN",0.23,null,null,null,null,null,null,null,"n95"]
[1034,null,"STEROWNICZE","H62069",5902956121806,"BiT 1000®2(St)H","5x2x2,5",null,"BITNER","KMT",1,48280,"PLN",0.23,null,null,null,null,null,null,null,"n95"]
[1035,null,"STEROWNICZE","H62070",5902956121813,"BiT 1000®2(St)H","6x2x2,5",null,"BITNER","KMT",1,56280,"PLN",0.23,null,null,null,null,null,null,null,"n95"]
[1036,null,"STEROWNICZE","H62071",5902956121820,"BiT 1000®2(St)H","7x2x2,5",null,"BITNER","KMT",1,65590,"PLN",0.23,null,null,null,null,null,null,null,"n95"]
[1037,null,"STEROWNICZE","H62072",5902956121837,"BiT 1000®2(St)H","8x2x2,5",null,"BITNER","KMT",1,74390,"PLN",0.23,null,null,null,null,null,null,null,"n95"]
[1038,null,"STEROWNICZE","H62073",5902956121844,"BiT 1000®2(St)H","10x2x2,5",null,"BITNER","KMT",1,92160,"PLN",0.23,null,null,null,null,null,null,null,"n95"]
[1039,null,"STEROWNICZE","H62074",5902956121851,"BiT 1000®2(St)H","12x2x2,5",null,"BITNER","KMT",1,109960,"PLN",0.23,null,null,null,null,null,null,null,"n95"]
[1040,null,"STEROWNICZE","H62075",5902956121868,"BiT 1000®2(St)H","14x2x2,5",null,"BITNER","KMT",1,127490,"PLN",0.23,null,null,null,null,null,null,null,"n95"]
[1041,null,"STEROWNICZE","H62076",5902956121875,"BiT 1000®2(St)H","16x2x2,5",null,"BITNER","KMT",1,146140,"PLN",0.23,null,null,null,null,null,null,null,"n95"]
[1042,null,"STEROWNICZE","BS1850",5902956111555,"BiT 1000®2(St) OR","2x2x0,5",null,"BITNER","KMT",1,9480,"PLN",0.23,null,null,null,null,null,null,null,"n95"]
[1043,null,"STEROWNICZE","BS1851",5902956111562,"BiT 1000®2(St) OR","3x2x0,5",null,"BITNER","KMT",1,12780,"PLN",0.23,null,null,null,null,null,null,null,"n95"]
[1044,null,"STEROWNICZE","BS1852",5902956111579,"BiT 1000®2(St) OR","4x2x0,5",null,"BITNER","KMT",1,16110,"PLN",0.23,null,null,null,null,null,null,null,"n95"]
[1045,null,"STEROWNICZE","BS1853",5902956111586,"BiT 1000®2(St) OR","5x2x0,5",null,"BITNER","KMT",1,18210,"PLN",0.23,null,null,null,null,null,null,null,"n95"]
[1046,null,"STEROWNICZE","BS1854",5902956111593,"BiT 1000®2(St) OR","6x2x0,5",null,"BITNER","KMT",1,20820,"PLN",0.23,null,null,null,null,null,null,null,"n95"]
[1047,null,"STEROWNICZE","BS1855",5902956111609,"BiT 1000®2(St) OR","7x2x0,5",null,"BITNER","KMT",1,23980,"PLN",0.23,null,null,null,null,null,null,null,"n95"]
[1048,null,"STEROWNICZE","BS1856",5902956111616,"BiT 1000®2(St) OR","8x2x0,5",null,"BITNER","KMT",1,26990,"PLN",0.23,null,null,null,null,null,null,null,"n95"]
[1049,null,"STEROWNICZE","BS1857",5902956111623,"BiT 1000®2(St) OR","10x2x0,5",null,"BITNER","KMT",1,32500,"PLN",0.23,null,null,null,null,null,null,null,"n95"]
[1050,null,"STEROWNICZE","BS1858",5902956111630,"BiT 1000®2(St) OR","12x2x0,5",null,"BITNER","KMT",1,38390,"PLN",0.23,null,null,null,null,null,null,null,"n95"]
[1051,null,"STEROWNICZE","BS1859",5902956111647,"BiT 1000®2(St) OR","14x2x0,5",null,"BITNER","KMT",1,44260,"PLN",0.23,null,null,null,null,null,null,null,"n95"]
[1052,null,"STEROWNICZE","BS1860",5902956111654,"BiT 1000®2(St) OR","16x2x0,5",null,"BITNER","KMT",1,50740,"PLN",0.23,null,null,null,null,null,null,null,"n95"]
[1053,null,"STEROWNICZE","BS1861",5902956111661,"BiT 1000®2(St) OR","18x2x0,5",null,"BITNER","KMT",1,56270,"PLN",0.23,null,null,null,null,null,null,null,"n95"]
[1054,null,"STEROWNICZE","BS1862",5902956111678,"BiT 1000®2(St) OR","20x2x0,5",null,"BITNER","KMT",1,62040,"PLN",0.23,null,null,null,null,null,null,null,"n95"]
[1055,null,"STEROWNICZE","BS1863",5902956111685,"BiT 1000®2(St) OR","24x2x0,5",null,"BITNER","KMT",1,69480,"PLN",0.23,null,null,null,null,null,null,null,"n95"]
[1056,null,"STEROWNICZE","BS1864",5902956111692,"BiT 1000®2(St) OR","2x2x0,75",null,"BITNER","KMT",1,11750,"PLN",0.23,null,null,null,null,null,null,null,"n95"]
[1057,null,"STEROWNICZE","BS1865",5902956111708,"BiT 1000®2(St) OR","3x2x0,75",null,"BITNER","KMT",1,15590,"PLN",0.23,null,null,null,null,null,null,null,"n95"]
[1058,null,"STEROWNICZE","BS1866",5902956111715,"BiT 1000®2(St) OR","4x2x0,75",null,"BITNER","KMT",1,18170,"PLN",0.23,null,null,null,null,null,null,null,"n95"]
[1059,null,"STEROWNICZE","BS1867",5902956111722,"BiT 1000®2(St) OR","5x2x0,75",null,"BITNER","KMT",1,22420,"PLN",0.23,null,null,null,null,null,null,null,"n95"]
[1060,null,"STEROWNICZE","BS1868",5902956111739,"BiT 1000®2(St) OR","6x2x0,75",null,"BITNER","KMT",1,25810,"PLN",0.23,null,null,null,null,null,null,null,"n95"]
[1061,null,"STEROWNICZE","BS1869",5902956111746,"BiT 1000®2(St) OR","7x2x0,75",null,"BITNER","KMT",1,29860,"PLN",0.23,null,null,null,null,null,null,null,"n95"]
[1062,null,"STEROWNICZE","BS1870",5902956111753,"BiT 1000®2(St) OR","8x2x0,75",null,"BITNER","KMT",1,33250,"PLN",0.23,null,null,null,null,null,null,null,"n95"]
[1063,null,"STEROWNICZE","BS1871",5902956111760,"BiT 1000®2(St) OR","10x2x0,75",null,"BITNER","KMT",1,40730,"PLN",0.23,null,null,null,null,null,null,null,"n95"]
[1064,null,"STEROWNICZE","BS1872",5902956111777,"BiT 1000®2(St) OR","12x2x0,75",null,"BITNER","KMT",1,48230,"PLN",0.23,null,null,null,null,null,null,null,"n95"]
[1065,null,"STEROWNICZE","BS1873",5902956111784,"BiT 1000®2(St) OR","14x2x0,75",null,"BITNER","KMT",1,55950,"PLN",0.23,null,null,null,null,null,null,null,"n95"]
[1066,null,"STEROWNICZE","BS1874",5902956111791,"BiT 1000®2(St) OR","16x2x0,75",null,"BITNER","KMT",1,60440,"PLN",0.23,null,null,null,null,null,null,null,"n95"]
[1067,null,"STEROWNICZE","BS1875",5902956111807,"BiT 1000®2(St) OR","18x2x0,75",null,"BITNER","KMT",1,67150,"PLN",0.23,null,null,null,null,null,null,null,"n95"]
[1068,null,"STEROWNICZE","BS1876",5902956111814,"BiT 1000®2(St) OR","20x2x0,75",null,"BITNER","KMT",1,74400,"PLN",0.23,null,null,null,null,null,null,null,"n95"]
[1069,null,"STEROWNICZE","BS1877",5902956111821,"BiT 1000®2(St) OR","24x2x0,75",null,"BITNER","KMT",1,88210,"PLN",0.23,null,null,null,null,null,null,null,"n95"]
[1070,null,"STEROWNICZE","BS1878",5902956111838,"BiT 1000®2(St) OR","2x2x1",null,"BITNER","KMT",1,15150,"PLN",0.23,null,null,null,null,null,null,null,"n95"]
[1071,null,"STEROWNICZE","BS1879",5902956111845,"BiT 1000®2(St) OR","3x2x1",null,"BITNER","KMT",1,18510,"PLN",0.23,null,null,null,null,null,null,null,"n95"]
[1072,null,"STEROWNICZE","BS1880",5902956111852,"BiT 1000®2(St) OR","4x2x1",null,"BITNER","KMT",1,23580,"PLN",0.23,null,null,null,null,null,null,null,"n95"]
[1073,null,"STEROWNICZE","BS1881",5902956111869,"BiT 1000®2(St) OR","5x2x1",null,"BITNER","KMT",1,28970,"PLN",0.23,null,null,null,null,null,null,null,"n95"]
[1074,null,"STEROWNICZE","BS1882",5902956111876,"BiT 1000®2(St) OR","6x2x1",null,"BITNER","KMT",1,33040,"PLN",0.23,null,null,null,null,null,null,null,"n95"]
[1075,null,"STEROWNICZE","BS1883",5902956111883,"BiT 1000®2(St) OR","7x2x1",null,"BITNER","KMT",1,38370,"PLN",0.23,null,null,null,null,null,null,null,"n95"]
[1076,null,"STEROWNICZE","BS1884",5902956111890,"BiT 1000®2(St) OR","8x2x1",null,"BITNER","KMT",1,43320,"PLN",0.23,null,null,null,null,null,null,null,"n95"]
[1077,null,"STEROWNICZE","BS1885",5902956111906,"BiT 1000®2(St) OR","10x2x1",null,"BITNER","KMT",1,53050,"PLN",0.23,null,null,null,null,null,null,null,"n95"]
[1078,null,"STEROWNICZE","BS1886",5902956111913,"BiT 1000®2(St) OR","12x2x1",null,"BITNER","KMT",1,64520,"PLN",0.23,null,null,null,null,null,null,null,"n95"]
[1079,null,"STEROWNICZE","BS1887",5902956111920,"BiT 1000®2(St) OR","14x2x1",null,"BITNER","KMT",1,69070,"PLN",0.23,null,null,null,null,null,null,null,"n95"]
[1080,null,"STEROWNICZE","BS1888",5902956111937,"BiT 1000®2(St) OR","16x2x1",null,"BITNER","KMT",1,79390,"PLN",0.23,null,null,null,null,null,null,null,"n95"]
[1081,null,"STEROWNICZE","BS1889",5902956111944,"BiT 1000®2(St) OR","18x2x1",null,"BITNER","KMT",1,88000,"PLN",0.23,null,null,null,null,null,null,null,"n95"]
[1082,null,"STEROWNICZE","BS1890",5902956111951,"BiT 1000®2(St) OR","20x2x1",null,"BITNER","KMT",1,97220,"PLN",0.23,null,null,null,null,null,null,null,"n95"]
[1083,null,"STEROWNICZE","BS1891",5902956111968,"BiT 1000®2(St) OR","24x2x1",null,"BITNER","KMT",1,115490,"PLN",0.23,null,null,null,null,null,null,null,"n95"]
[1084,null,"STEROWNICZE","BS1892",5902956111975,"BiT 1000®2(St) OR","2x2x1,5",null,"BITNER","KMT",1,17190,"PLN",0.23,null,null,null,null,null,null,null,"n95"]
[1085,null,"STEROWNICZE","BS1893",5902956111982,"BiT 1000®2(St) OR","3x2x1,5",null,"BITNER","KMT",1,23120,"PLN",0.23,null,null,null,null,null,null,null,"n95"]
[1086,null,"STEROWNICZE","BS1894",5902956111999,"BiT 1000®2(St) OR","4x2x1,5",null,"BITNER","KMT",1,29700,"PLN",0.23,null,null,null,null,null,null,null,"n95"]
[1087,null,"STEROWNICZE","BS1895",5902956112002,"BiT 1000®2(St) OR","5x2x1,5",null,"BITNER","KMT",1,36380,"PLN",0.23,null,null,null,null,null,null,null,"n95"]
[1088,null,"STEROWNICZE","BS1896",5902956112019,"BiT 1000®2(St) OR","6x2x1,5",null,"BITNER","KMT",1,42170,"PLN",0.23,null,null,null,null,null,null,null,"n95"]
[1089,null,"STEROWNICZE","BS1897",5902956112026,"BiT 1000®2(St) OR","7x2x1,5",null,"BITNER","KMT",1,48870,"PLN",0.23,null,null,null,null,null,null,null,"n95"]
[1090,null,"STEROWNICZE","BS1898",5902956112033,"BiT 1000®2(St) OR","8x2x1,5",null,"BITNER","KMT",1,55200,"PLN",0.23,null,null,null,null,null,null,null,"n95"]
[1091,null,"STEROWNICZE","BS1899",5902956112040,"BiT 1000®2(St) OR","10x2x1,5",null,"BITNER","KMT",1,64530,"PLN",0.23,null,null,null,null,null,null,null,"n95"]
[1092,null,"STEROWNICZE","BS1900",5902956112057,"BiT 1000®2(St) OR","12x2x1,5",null,"BITNER","KMT",1,76800,"PLN",0.23,null,null,null,null,null,null,null,"n95"]
[1093,null,"STEROWNICZE","BS1901",5902956112064,"BiT 1000®2(St) OR","14x2x1,5",null,"BITNER","KMT",1,89180,"PLN",0.23,null,null,null,null,null,null,null,"n95"]
[1094,null,"STEROWNICZE","BS1902",5902956112071,"BiT 1000®2(St) OR","16x2x1,5",null,"BITNER","KMT",1,102200,"PLN",0.23,null,null,null,null,null,null,null,"n95"]
[1095,null,"STEROWNICZE","BS1903",5902956112088,"BiT 1000®2(St) OR","18x2x1,5",null,"BITNER","KMT",1,113760,"PLN",0.23,null,null,null,null,null,null,null,"n95"]
[1096,null,"STEROWNICZE","BS1904",5902956112095,"BiT 1000®2(St) OR","20x2x1,5",null,"BITNER","KMT",1,125770,"PLN",0.23,null,null,null,null,null,null,null,"n95"]
[1097,null,"STEROWNICZE","BS1905",5902956112101,"BiT 1000®2(St) OR","24x2x1,5",null,"BITNER","KMT",1,147620,"PLN",0.23,null,null,null,null,null,null,null,"n95"]
[1098,null,"STEROWNICZE","BS1907",5902956112125,"BiT 1000®2(St) OR","2x2x2,5",null,"BITNER","KMT",1,23880,"PLN",0.23,null,null,null,null,null,null,null,"n95"]
[1099,null,"STEROWNICZE","BS1908",5902956112132,"BiT 1000®2(St) OR","3x2x2,5",null,"BITNER","KMT",1,32380,"PLN",0.23,null,null,null,null,null,null,null,"n95"]
[1100,null,"STEROWNICZE","BS1909",5902956112149,"BiT 1000®2(St) OR","4x2x2,5",null,"BITNER","KMT",1,41960,"PLN",0.23,null,null,null,null,null,null,null,"n95"]
[1101,null,"STEROWNICZE","BS1910",5902956112156,"BiT 1000®2(St) OR","5x2x2,5",null,"BITNER","KMT",1,52310,"PLN",0.23,null,null,null,null,null,null,null,"n95"]
[1102,null,"STEROWNICZE","BS1911",5902956112163,"BiT 1000®2(St) OR","6x2x2,5",null,"BITNER","KMT",1,60970,"PLN",0.23,null,null,null,null,null,null,null,"n95"]
[1103,null,"STEROWNICZE","BS1912",5902956112170,"BiT 1000®2(St) OR","7x2x2,5",null,"BITNER","KMT",1,67230,"PLN",0.23,null,null,null,null,null,null,null,"n95"]
[1104,null,"STEROWNICZE","BS1913",5902956112187,"BiT 1000®2(St) OR","8x2x2,5",null,"BITNER","KMT",1,76250,"PLN",0.23,null,null,null,null,null,null,null,"n95"]
[1105,null,"STEROWNICZE","BS1914",5902956112194,"BiT 1000®2(St) OR","10x2x2,5",null,"BITNER","KMT",1,94460,"PLN",0.23,null,null,null,null,null,null,null,"n95"]
[1106,null,"STEROWNICZE","BS1915",5902956112200,"BiT 1000®2(St) OR","12x2x2,5",null,"BITNER","KMT",1,112710,"PLN",0.23,null,null,null,null,null,null,null,"n95"]
[1107,null,"STEROWNICZE","BS1916",5902956112217,"BiT 1000®2(St) OR","14x2x2,5",null,"BITNER","KMT",1,130670,"PLN",0.23,null,null,null,null,null,null,null,"n95"]
[1108,null,"STEROWNICZE","BS1917",5902956112224,"BiT 1000®2(St) OR","16x2x2,5",null,"BITNER","KMT",1,149790,"PLN",0.23,null,null,null,null,null,null,null,"n95"]
[1109,null,"STEROWNICZE","BS0245",5902956089458,"BiT 1000®C","2x2x0,5",null,"BITNER","KMT",1,8770,"PLN",0.23,null,null,null,null,null,null,null,"n95"]
[1110,null,"STEROWNICZE","BS0246",5902956089465,"BiT 1000®C","3x2x0,5",null,"BITNER","KMT",1,10500,"PLN",0.23,null,null,null,null,null,null,null,"n95"]
[1111,null,"STEROWNICZE","BS0247",5902956089472,"BiT 1000®C","4x2x0,5",null,"BITNER","KMT",1,12450,"PLN",0.23,null,null,null,null,null,null,null,"n95"]
[1112,null,"STEROWNICZE","BS0248",5902956089489,"BiT 1000®C","5x2x0,5",null,"BITNER","KMT",1,14670,"PLN",0.23,null,null,null,null,null,null,null,"n95"]
[1113,null,"STEROWNICZE","BS0249",5902956089496,"BiT 1000®C","6x2x0,5",null,"BITNER","KMT",1,16110,"PLN",0.23,null,null,null,null,null,null,null,"n95"]
[1114,null,"STEROWNICZE","BS0250",5902956089502,"BiT 1000®C","7x2x0,5",null,"BITNER","KMT",1,18640,"PLN",0.23,null,null,null,null,null,null,null,"n95"]
[1115,null,"STEROWNICZE","BS0251",5902956089519,"BiT 1000®C","8x2x0,5",null,"BITNER","KMT",1,20500,"PLN",0.23,null,null,null,null,null,null,null,"n95"]
[1116,null,"STEROWNICZE","BS0252",5902956089526,"BiT 1000®C","10x2x0,5",null,"BITNER","KMT",1,24110,"PLN",0.23,null,null,null,null,null,null,null,"n95"]
[1117,null,"STEROWNICZE","BS0253",5902956089533,"BiT 1000®C","12x2x0,5",null,"BITNER","KMT",1,27300,"PLN",0.23,null,null,null,null,null,null,null,"n95"]
[1118,null,"STEROWNICZE","BS0254",5902956089540,"BiT 1000®C","14x2x0,5",null,"BITNER","KMT",1,30920,"PLN",0.23,null,null,null,null,null,null,null,"n95"]
[1119,null,"STEROWNICZE","BS0255",5902956089557,"BiT 1000®C","16x2x0,5",null,"BITNER","KMT",1,34980,"PLN",0.23,null,null,null,null,null,null,null,"n95"]
[1120,null,"STEROWNICZE","BS0256",5902956089564,"BiT 1000®C","18x2x0,5",null,"BITNER","KMT",1,38260,"PLN",0.23,null,null,null,null,null,null,null,"n95"]
[1121,null,"STEROWNICZE","BS0257",5902956089571,"BiT 1000®C","20x2x0,5",null,"BITNER","KMT",1,41390,"PLN",0.23,null,null,null,null,null,null,null,"n95"]
[1122,null,"STEROWNICZE","BS0258",5902956089588,"BiT 1000®C","24x2x0,5",null,"BITNER","KMT",1,47470,"PLN",0.23,null,null,null,null,null,null,null,"n95"]
[1123,null,"STEROWNICZE","BS0259",5902956089595,"BiT 1000®C","2x2x0,75",null,"BITNER","KMT",1,10280,"PLN",0.23,null,null,null,null,null,null,null,"n95"]
[1124,null,"STEROWNICZE","BS0260",5902956089601,"BiT 1000®C","3x2x0,75",null,"BITNER","KMT",1,12820,"PLN",0.23,null,null,null,null,null,null,null,"n95"]
[1125,null,"STEROWNICZE","BS0261",5902956089618,"BiT 1000®C","4x2x0,75",null,"BITNER","KMT",1,15460,"PLN",0.23,null,null,null,null,null,null,null,"n95"]
[1126,null,"STEROWNICZE","BS0262",5902956089625,"BiT 1000®C","5x2x0,75",null,"BITNER","KMT",1,18340,"PLN",0.23,null,null,null,null,null,null,null,"n95"]
[1127,null,"STEROWNICZE","BS0263",5902956089632,"BiT 1000®C","6x2x0,75",null,"BITNER","KMT",1,20440,"PLN",0.23,null,null,null,null,null,null,null,"n95"]
[1128,null,"STEROWNICZE","BS0264",5902956089649,"BiT 1000®C","7x2x0,75",null,"BITNER","KMT",1,23580,"PLN",0.23,null,null,null,null,null,null,null,"n95"]
[1129,null,"STEROWNICZE","BS0265",5902956089656,"BiT 1000®C","8x2x0,75",null,"BITNER","KMT",1,25850,"PLN",0.23,null,null,null,null,null,null,null,"n95"]
[1130,null,"STEROWNICZE","BS0266",5902956089663,"BiT 1000®C","10x2x0,75",null,"BITNER","KMT",1,30530,"PLN",0.23,null,null,null,null,null,null,null,"n95"]
[1131,null,"STEROWNICZE","BS0267",5902956089670,"BiT 1000®C","12x2x0,75",null,"BITNER","KMT",1,35400,"PLN",0.23,null,null,null,null,null,null,null,"n95"]
[1132,null,"STEROWNICZE","BS0268",5902956089687,"BiT 1000®C","14x2x0,75",null,"BITNER","KMT",1,40410,"PLN",0.23,null,null,null,null,null,null,null,"n95"]
[1133,null,"STEROWNICZE","BS0269",5902956089694,"BiT 1000®C","16x2x0,75",null,"BITNER","KMT",1,45630,"PLN",0.23,null,null,null,null,null,null,null,"n95"]
[1134,null,"STEROWNICZE","BS0270",5902956089700,"BiT 1000®C","18x2x0,75",null,"BITNER","KMT",1,50210,"PLN",0.23,null,null,null,null,null,null,null,"n95"]
[1135,null,"STEROWNICZE","BS0271",5902956089717,"BiT 1000®C","20x2x0,75",null,"BITNER","KMT",1,54790,"PLN",0.23,null,null,null,null,null,null,null,"n95"]
[1136,null,"STEROWNICZE","BS0272",5902956089724,"BiT 1000®C","24x2x0,75",null,"BITNER","KMT",1,63130,"PLN",0.23,null,null,null,null,null,null,null,"n95"]
[1137,null,"STEROWNICZE","BS0273",5902956089731,"BiT 1000®C","2x2x1",null,"BITNER","KMT",1,11870,"PLN",0.23,null,null,null,null,null,null,null,"n95"]
[1138,null,"STEROWNICZE","BS0274",5902956089748,"BiT 1000®C","3x2x1",null,"BITNER","KMT",1,14830,"PLN",0.23,null,null,null,null,null,null,null,"n95"]
[1139,null,"STEROWNICZE","BS0275",5902956089755,"BiT 1000®C","4x2x1",null,"BITNER","KMT",1,18260,"PLN",0.23,null,null,null,null,null,null,null,"n95"]
[1140,null,"STEROWNICZE","BS0276",5902956089762,"BiT 1000®C","5x2x1",null,"BITNER","KMT",1,21820,"PLN",0.23,null,null,null,null,null,null,null,"n95"]
[1141,null,"STEROWNICZE","BS0277",5902956089779,"BiT 1000®C","6x2x1",null,"BITNER","KMT",1,24450,"PLN",0.23,null,null,null,null,null,null,null,"n95"]
[1142,null,"STEROWNICZE","BS0278",5902956089786,"BiT 1000®C","7x2x1",null,"BITNER","KMT",1,27930,"PLN",0.23,null,null,null,null,null,null,null,"n95"]
[1143,null,"STEROWNICZE","BS0279",5902956089793,"BiT 1000®C","8x2x1",null,"BITNER","KMT",1,31410,"PLN",0.23,null,null,null,null,null,null,null,"n95"]
[1144,null,"STEROWNICZE","BS0280",5902956089809,"BiT 1000®C","10x2x1",null,"BITNER","KMT",1,37110,"PLN",0.23,null,null,null,null,null,null,null,"n95"]
[1145,null,"STEROWNICZE","BS0281",5902956089816,"BiT 1000®C","12x2x1",null,"BITNER","KMT",1,43180,"PLN",0.23,null,null,null,null,null,null,null,"n95"]
[1146,null,"STEROWNICZE","BS0282",5902956089823,"BiT 1000®C","14x2x1",null,"BITNER","KMT",1,49390,"PLN",0.23,null,null,null,null,null,null,null,"n95"]
[1147,null,"STEROWNICZE","BS0283",5902956089830,"BiT 1000®C","16x2x1",null,"BITNER","KMT",1,56100,"PLN",0.23,null,null,null,null,null,null,null,"n95"]
[1148,null,"STEROWNICZE","BS0284",5902956089847,"BiT 1000®C","18x2x1",null,"BITNER","KMT",1,61660,"PLN",0.23,null,null,null,null,null,null,null,"n95"]
[1149,null,"STEROWNICZE","BS0285",5902956089854,"BiT 1000®C","20x2x1",null,"BITNER","KMT",1,67490,"PLN",0.23,null,null,null,null,null,null,null,"n95"]
[1150,null,"STEROWNICZE","BS0286",5902956089861,"BiT 1000®C","24x2x1",null,"BITNER","KMT",1,78490,"PLN",0.23,null,null,null,null,null,null,null,"n95"]
[1151,null,"STEROWNICZE","BS0287",5902956089878,"BiT 1000®C","2x2x1,5",null,"BITNER","KMT",1,14930,"PLN",0.23,null,null,null,null,null,null,null,"n95"]
[1152,null,"STEROWNICZE","BS0288",5902956089885,"BiT 1000®C","3x2x1,5",null,"BITNER","KMT",1,19150,"PLN",0.23,null,null,null,null,null,null,null,"n95"]
[1153,null,"STEROWNICZE","BS0289",5902956089892,"BiT 1000®C","4x2x1,5",null,"BITNER","KMT",1,23700,"PLN",0.23,null,null,null,null,null,null,null,"n95"]
[1154,null,"STEROWNICZE","BS0290",5902956089908,"BiT 1000®C","5x2x1,5",null,"BITNER","KMT",1,28280,"PLN",0.23,null,null,null,null,null,null,null,"n95"]
[1155,null,"STEROWNICZE","BS0291",5902956089915,"BiT 1000®C","6x2x1,5",null,"BITNER","KMT",1,31930,"PLN",0.23,null,null,null,null,null,null,null,"n95"]
[1156,null,"STEROWNICZE","BS0292",5902956089922,"BiT 1000®C","7x2x1,5",null,"BITNER","KMT",1,36990,"PLN",0.23,null,null,null,null,null,null,null,"n95"]
[1157,null,"STEROWNICZE","BS0293",5902956089939,"BiT 1000®C","8x2x1,5",null,"BITNER","KMT",1,41300,"PLN",0.23,null,null,null,null,null,null,null,"n95"]
[1158,null,"STEROWNICZE","BS0294",5902956089946,"BiT 1000®C","10x2x1,5",null,"BITNER","KMT",1,49820,"PLN",0.23,null,null,null,null,null,null,null,"n95"]
[1159,null,"STEROWNICZE","BS0295",5902956089953,"BiT 1000®C","12x2x1,5",null,"BITNER","KMT",1,58240,"PLN",0.23,null,null,null,null,null,null,null,"n95"]
[1160,null,"STEROWNICZE","BS0296",5902956089960,"BiT 1000®C","14x2x1,5",null,"BITNER","KMT",1,66790,"PLN",0.23,null,null,null,null,null,null,null,"n95"]
[1161,null,"STEROWNICZE","BS0297",5902956089977,"BiT 1000®C","16x2x1,5",null,"BITNER","KMT",1,76040,"PLN",0.23,null,null,null,null,null,null,null,"n95"]
[1162,null,"STEROWNICZE","BS0298",5902956089984,"BiT 1000®C","18x2x1,5",null,"BITNER","KMT",1,86850,"PLN",0.23,null,null,null,null,null,null,null,"n95"]
[1163,null,"STEROWNICZE","BS0299",5902956089991,"BiT 1000®C","20x2x1,5",null,"BITNER","KMT",1,95640,"PLN",0.23,null,null,null,null,null,null,null,"n95"]
[1164,null,"STEROWNICZE","BS0300",5902956090003,"BiT 1000®C","24x2x1,5",null,"BITNER","KMT",1,111130,"PLN",0.23,null,null,null,null,null,null,null,"n95"]
[1165,null,"STEROWNICZE","BS0301",5902956090010,"BiT 1000®C","2x2x2,5",null,"BITNER","KMT",1,20900,"PLN",0.23,null,null,null,null,null,null,null,"n95"]
[1166,null,"STEROWNICZE","BS0302",5902956090027,"BiT 1000®C","3x2x2,5",null,"BITNER","KMT",1,27120,"PLN",0.23,null,null,null,null,null,null,null,"n95"]
[1167,null,"STEROWNICZE","BS0303",5902956090034,"BiT 1000®C","4x2x2,5",null,"BITNER","KMT",1,34050,"PLN",0.23,null,null,null,null,null,null,null,"n95"]
[1168,null,"STEROWNICZE","BS0304",5902956090041,"BiT 1000®C","5x2x2,5",null,"BITNER","KMT",1,41530,"PLN",0.23,null,null,null,null,null,null,null,"n95"]
[1169,null,"STEROWNICZE","BS0305",5902956090058,"BiT 1000®C","6x2x2,5",null,"BITNER","KMT",1,47440,"PLN",0.23,null,null,null,null,null,null,null,"n95"]
[1170,null,"STEROWNICZE","BS0306",5902956090065,"BiT 1000®C","7x2x2,5",null,"BITNER","KMT",1,55010,"PLN",0.23,null,null,null,null,null,null,null,"n95"]
[1171,null,"STEROWNICZE","BS0307",5902956090072,"BiT 1000®C","8x2x2,5",null,"BITNER","KMT",1,61980,"PLN",0.23,null,null,null,null,null,null,null,"n95"]
[1172,null,"STEROWNICZE","BS0308",5902956090089,"BiT 1000®C","10x2x2,5",null,"BITNER","KMT",1,75300,"PLN",0.23,null,null,null,null,null,null,null,"n95"]
[1173,null,"STEROWNICZE","BS0309",5902956090096,"BiT 1000®C","12x2x2,5",null,"BITNER","KMT",1,88740,"PLN",0.23,null,null,null,null,null,null,null,"n95"]
[1174,null,"STEROWNICZE","BS0310",5902956090102,"BiT 1000®C","14x2x2,5",null,"BITNER","KMT",1,105560,"PLN",0.23,null,null,null,null,null,null,null,"n95"]
[1175,null,"STEROWNICZE","BS0311",5902956090119,"BiT 1000®C","16x2x2,5",null,"BITNER","KMT",1,119390,"PLN",0.23,null,null,null,null,null,null,null,"n95"]
[1176,null,"STEROWNICZE","BS0850",5902956098429,"BiT 1000®C FR","2x2x0,5",null,"BITNER","KMT",1,9820,"PLN",0.23,null,null,null,null,null,null,null,"n95"]
[1177,null,"STEROWNICZE","BS0851",5902956098436,"BiT 1000®C FR","3x2x0,5",null,"BITNER","KMT",1,11760,"PLN",0.23,null,null,null,null,null,null,null,"n95"]
[1178,null,"STEROWNICZE","BS0852",5902956098443,"BiT 1000®C FR","4x2x0,5",null,"BITNER","KMT",1,13940,"PLN",0.23,null,null,null,null,null,null,null,"n95"]
[1179,null,"STEROWNICZE","BS0853",5902956098450,"BiT 1000®C FR","5x2x0,5",null,"BITNER","KMT",1,16430,"PLN",0.23,null,null,null,null,null,null,null,"n95"]
[1180,null,"STEROWNICZE","BS0854",5902956098467,"BiT 1000®C FR","6x2x0,5",null,"BITNER","KMT",1,18040,"PLN",0.23,null,null,null,null,null,null,null,"n95"]
[1181,null,"STEROWNICZE","BS0855",5902956098474,"BiT 1000®C FR","7x2x0,5",null,"BITNER","KMT",1,20870,"PLN",0.23,null,null,null,null,null,null,null,"n95"]
[1182,null,"STEROWNICZE","BS0856",5902956098481,"BiT 1000®C FR","8x2x0,5",null,"BITNER","KMT",1,22950,"PLN",0.23,null,null,null,null,null,null,null,"n95"]
[1183,null,"STEROWNICZE","BS0857",5902956098498,"BiT 1000®C FR","10x2x0,5",null,"BITNER","KMT",1,27010,"PLN",0.23,null,null,null,null,null,null,null,"n95"]
[1184,null,"STEROWNICZE","BS0858",5902956098504,"BiT 1000®C FR","12x2x0,5",null,"BITNER","KMT",1,30030,"PLN",0.23,null,null,null,null,null,null,null,"n95"]
[1185,null,"STEROWNICZE","BS0859",5902956098511,"BiT 1000®C FR","14x2x0,5",null,"BITNER","KMT",1,34020,"PLN",0.23,null,null,null,null,null,null,null,"n95"]
[1186,null,"STEROWNICZE","BS0860",5902956098528,"BiT 1000®C FR","16x2x0,5",null,"BITNER","KMT",1,38470,"PLN",0.23,null,null,null,null,null,null,null,"n95"]
[1187,null,"STEROWNICZE","BS0861",5902956098535,"BiT 1000®C FR","18x2x0,5",null,"BITNER","KMT",1,42080,"PLN",0.23,null,null,null,null,null,null,null,"n95"]
[1188,null,"STEROWNICZE","BS0862",5902956098542,"BiT 1000®C FR","20x2x0,5",null,"BITNER","KMT",1,45530,"PLN",0.23,null,null,null,null,null,null,null,"n95"]
[1189,null,"STEROWNICZE","BS0863",5902956098559,"BiT 1000®C FR","24x2x0,5",null,"BITNER","KMT",1,52220,"PLN",0.23,null,null,null,null,null,null,null,"n95"]
[1190,null,"STEROWNICZE","BS0864",5902956098566,"BiT 1000®C FR","2x2x0,75",null,"BITNER","KMT",1,11510,"PLN",0.23,null,null,null,null,null,null,null,"n95"]
[1191,null,"STEROWNICZE","BS0865",5902956098573,"BiT 1000®C FR","3x2x0,75",null,"BITNER","KMT",1,14360,"PLN",0.23,null,null,null,null,null,null,null,"n95"]
[1192,null,"STEROWNICZE","BS0866",5902956098580,"BiT 1000®C FR","4x2x0,75",null,"BITNER","KMT",1,17310,"PLN",0.23,null,null,null,null,null,null,null,"n95"]
[1193,null,"STEROWNICZE","BS0867",5902956098597,"BiT 1000®C FR","5x2x0,75",null,"BITNER","KMT",1,20550,"PLN",0.23,null,null,null,null,null,null,null,"n95"]
[1194,null,"STEROWNICZE","BS0868",5902956098603,"BiT 1000®C FR","6x2x0,75",null,"BITNER","KMT",1,22900,"PLN",0.23,null,null,null,null,null,null,null,"n95"]
[1195,null,"STEROWNICZE","BS0869",5902956098610,"BiT 1000®C FR","7x2x0,75",null,"BITNER","KMT",1,26420,"PLN",0.23,null,null,null,null,null,null,null,"n95"]
[1196,null,"STEROWNICZE","BS0870",5902956098627,"BiT 1000®C FR","8x2x0,75",null,"BITNER","KMT",1,28430,"PLN",0.23,null,null,null,null,null,null,null,"n95"]
[1197,null,"STEROWNICZE","BS0871",5902956098634,"BiT 1000®C FR","10x2x0,75",null,"BITNER","KMT",1,33590,"PLN",0.23,null,null,null,null,null,null,null,"n95"]
[1198,null,"STEROWNICZE","BS0872",5902956098641,"BiT 1000®C FR","12x2x0,75",null,"BITNER","KMT",1,38930,"PLN",0.23,null,null,null,null,null,null,null,"n95"]
[1199,null,"STEROWNICZE","BS0873",5902956098658,"BiT 1000®C FR","14x2x0,75",null,"BITNER","KMT",1,44460,"PLN",0.23,null,null,null,null,null,null,null,"n95"]
[1200,null,"STEROWNICZE","BS0874",5902956098665,"BiT 1000®C FR","16x2x0,75",null,"BITNER","KMT",1,50200,"PLN",0.23,null,null,null,null,null,null,null,"n95"]
[1201,null,"STEROWNICZE","BS0875",5902956098672,"BiT 1000®C FR","18x2x0,75",null,"BITNER","KMT",1,55230,"PLN",0.23,null,null,null,null,null,null,null,"n95"]
[1202,null,"STEROWNICZE","BS0876",5902956098689,"BiT 1000®C FR","20x2x0,75",null,"BITNER","KMT",1,60270,"PLN",0.23,null,null,null,null,null,null,null,"n95"]
[1203,null,"STEROWNICZE","BS0877",5902956098696,"BiT 1000®C FR","24x2x0,75",null,"BITNER","KMT",1,69440,"PLN",0.23,null,null,null,null,null,null,null,"n95"]
[1204,null,"STEROWNICZE","BS0878",5902956098702,"BiT 1000®C FR","2x2x1",null,"BITNER","KMT",1,13290,"PLN",0.23,null,null,null,null,null,null,null,"n95"]
[1205,null,"STEROWNICZE","BS0879",5902956098719,"BiT 1000®C FR","3x2x1",null,"BITNER","KMT",1,16600,"PLN",0.23,null,null,null,null,null,null,null,"n95"]
[1206,null,"STEROWNICZE","BS0880",5902956098726,"BiT 1000®C FR","4x2x1",null,"BITNER","KMT",1,20450,"PLN",0.23,null,null,null,null,null,null,null,"n95"]
[1207,null,"STEROWNICZE","BS0881",5902956098733,"BiT 1000®C FR","5x2x1",null,"BITNER","KMT",1,24430,"PLN",0.23,null,null,null,null,null,null,null,"n95"]
[1208,null,"STEROWNICZE","BS0882",5902956098740,"BiT 1000®C FR","6x2x1",null,"BITNER","KMT",1,27380,"PLN",0.23,null,null,null,null,null,null,null,"n95"]
[1209,null,"STEROWNICZE","BS0883",5902956098757,"BiT 1000®C FR","7x2x1",null,"BITNER","KMT",1,30720,"PLN",0.23,null,null,null,null,null,null,null,"n95"]
[1210,null,"STEROWNICZE","BS0884",5902956098764,"BiT 1000®C FR","8x2x1",null,"BITNER","KMT",1,34550,"PLN",0.23,null,null,null,null,null,null,null,"n95"]
[1211,null,"STEROWNICZE","BS0885",5902956098771,"BiT 1000®C FR","10x2x1",null,"BITNER","KMT",1,40810,"PLN",0.23,null,null,null,null,null,null,null,"n95"]
[1212,null,"STEROWNICZE","BS0886",5902956098788,"BiT 1000®C FR","12x2x1",null,"BITNER","KMT",1,47490,"PLN",0.23,null,null,null,null,null,null,null,"n95"]
[1213,null,"STEROWNICZE","BS0887",5902956098795,"BiT 1000®C FR","14x2x1",null,"BITNER","KMT",1,54330,"PLN",0.23,null,null,null,null,null,null,null,"n95"]
[1214,null,"STEROWNICZE","BS0888",5902956098801,"BiT 1000®C FR","16x2x1",null,"BITNER","KMT",1,61710,"PLN",0.23,null,null,null,null,null,null,null,"n95"]
[1215,null,"STEROWNICZE","BS0889",5902956098818,"BiT 1000®C FR","18x2x1",null,"BITNER","KMT",1,67820,"PLN",0.23,null,null,null,null,null,null,null,"n95"]
[1216,null,"STEROWNICZE","BS0890",5902956098825,"BiT 1000®C FR","20x2x1",null,"BITNER","KMT",1,74250,"PLN",0.23,null,null,null,null,null,null,null,"n95"]
[1217,null,"STEROWNICZE","BS0891",5902956098832,"BiT 1000®C FR","24x2x1",null,"BITNER","KMT",1,86340,"PLN",0.23,null,null,null,null,null,null,null,"n95"]
[1218,null,"STEROWNICZE","BS0892",5902956098849,"BiT 1000®C FR","2x2x1,5",null,"BITNER","KMT",1,16730,"PLN",0.23,null,null,null,null,null,null,null,"n95"]
[1219,null,"STEROWNICZE","BS0893",5902956098856,"BiT 1000®C FR","3x2x1,5",null,"BITNER","KMT",1,21450,"PLN",0.23,null,null,null,null,null,null,null,"n95"]
[1220,null,"STEROWNICZE","BS0894",5902956098863,"BiT 1000®C FR","4x2x1,5",null,"BITNER","KMT",1,26540,"PLN",0.23,null,null,null,null,null,null,null,"n95"]
[1221,null,"STEROWNICZE","BS0895",5902956098870,"BiT 1000®C FR","5x2x1,5",null,"BITNER","KMT",1,31100,"PLN",0.23,null,null,null,null,null,null,null,"n95"]
[1222,null,"STEROWNICZE","BS0896",5902956098887,"BiT 1000®C FR","6x2x1,5",null,"BITNER","KMT",1,35120,"PLN",0.23,null,null,null,null,null,null,null,"n95"]
[1223,null,"STEROWNICZE","BS0897",5902956098894,"BiT 1000®C FR","7x2x1,5",null,"BITNER","KMT",1,40690,"PLN",0.23,null,null,null,null,null,null,null,"n95"]
[1224,null,"STEROWNICZE","BS0898",5902956098900,"BiT 1000®C FR","8x2x1,5",null,"BITNER","KMT",1,45420,"PLN",0.23,null,null,null,null,null,null,null,"n95"]
[1225,null,"STEROWNICZE","BS0899",5902956098917,"BiT 1000®C FR","10x2x1,5",null,"BITNER","KMT",1,54810,"PLN",0.23,null,null,null,null,null,null,null,"n95"]
[1226,null,"STEROWNICZE","BS0900",5902956098924,"BiT 1000®C FR","12x2x1,5",null,"BITNER","KMT",1,64070,"PLN",0.23,null,null,null,null,null,null,null,"n95"]
[1227,null,"STEROWNICZE","BS0901",5902956098931,"BiT 1000®C FR","14x2x1,5",null,"BITNER","KMT",1,73470,"PLN",0.23,null,null,null,null,null,null,null,"n95"]
[1228,null,"STEROWNICZE","BS0902",5902956098948,"BiT 1000®C FR","16x2x1,5",null,"BITNER","KMT",1,83640,"PLN",0.23,null,null,null,null,null,null,null,"n95"]
[1229,null,"STEROWNICZE","BS0903",5902956098955,"BiT 1000®C FR","18x2x1,5",null,"BITNER","KMT",1,95530,"PLN",0.23,null,null,null,null,null,null,null,"n95"]
[1230,null,"STEROWNICZE","BS0904",5902956098962,"BiT 1000®C FR","20x2x1,5",null,"BITNER","KMT",1,105210,"PLN",0.23,null,null,null,null,null,null,null,"n95"]
[1231,null,"STEROWNICZE","BS0905",5902956098979,"BiT 1000®C FR","24x2x1,5",null,"BITNER","KMT",1,122240,"PLN",0.23,null,null,null,null,null,null,null,"n95"]
[1232,null,"STEROWNICZE","BS0906",5902956098986,"BiT 1000®C FR","2x2x2,5",null,"BITNER","KMT",1,23400,"PLN",0.23,null,null,null,null,null,null,null,"n95"]
[1233,null,"STEROWNICZE","BS0907",5902956098993,"BiT 1000®C FR","3x2x2,5",null,"BITNER","KMT",1,29830,"PLN",0.23,null,null,null,null,null,null,null,"n95"]
[1234,null,"STEROWNICZE","BS0908",5902956099006,"BiT 1000®C FR","4x2x2,5",null,"BITNER","KMT",1,37450,"PLN",0.23,null,null,null,null,null,null,null,"n95"]
[1235,null,"STEROWNICZE","BS0909",5902956099013,"BiT 1000®C FR","5x2x2,5",null,"BITNER","KMT",1,45690,"PLN",0.23,null,null,null,null,null,null,null,"n95"]
[1236,null,"STEROWNICZE","BS0910",5902956099020,"BiT 1000®C FR","6x2x2,5",null,"BITNER","KMT",1,52190,"PLN",0.23,null,null,null,null,null,null,null,"n95"]
[1237,null,"STEROWNICZE","BS0911",5902956099037,"BiT 1000®C FR","7x2x2,5",null,"BITNER","KMT",1,60510,"PLN",0.23,null,null,null,null,null,null,null,"n95"]
[1238,null,"STEROWNICZE","BS0912",5902956099044,"BiT 1000®C FR","8x2x2,5",null,"BITNER","KMT",1,68180,"PLN",0.23,null,null,null,null,null,null,null,"n95"]
[1239,null,"STEROWNICZE","BS0913",5902956099051,"BiT 1000®C FR","10x2x2,5",null,"BITNER","KMT",1,82820,"PLN",0.23,null,null,null,null,null,null,null,"n95"]
[1240,null,"STEROWNICZE","BS0914",5902956099068,"BiT 1000®C FR","12x2x2,5",null,"BITNER","KMT",1,97610,"PLN",0.23,null,null,null,null,null,null,null,"n95"]
[1241,null,"STEROWNICZE","BS0915",5902956099075,"BiT 1000®C FR","14x2x2,5",null,"BITNER","KMT",1,116110,"PLN",0.23,null,null,null,null,null,null,null,"n95"]
[1242,null,"STEROWNICZE","BS0916",5902956099082,"BiT 1000®C FR","16x2x2,5",null,"BITNER","KMT",1,131320,"PLN",0.23,null,null,null,null,null,null,null,"n95"]
[1243,null,"STEROWNICZE","BS1445",5902956107398,"BiT 1000®C OR","2x2x0,5",null,"BITNER","KMT",1,11830,"PLN",0.23,null,null,null,null,null,null,null,"n95"]
[1244,null,"STEROWNICZE","BS1446",5902956107404,"BiT 1000®C OR","3x2x0,5",null,"BITNER","KMT",1,14180,"PLN",0.23,null,null,null,null,null,null,null,"n95"]
[1245,null,"STEROWNICZE","BS1447",5902956107411,"BiT 1000®C OR","4x2x0,5",null,"BITNER","KMT",1,16190,"PLN",0.23,null,null,null,null,null,null,null,"n95"]
[1246,null,"STEROWNICZE","BS1448",5902956107428,"BiT 1000®C OR","5x2x0,5",null,"BITNER","KMT",1,19070,"PLN",0.23,null,null,null,null,null,null,null,"n95"]
[1247,null,"STEROWNICZE","BS1449",5902956107435,"BiT 1000®C OR","6x2x0,5",null,"BITNER","KMT",1,20940,"PLN",0.23,null,null,null,null,null,null,null,"n95"]
[1248,null,"STEROWNICZE","BS1450",5902956107442,"BiT 1000®C OR","7x2x0,5",null,"BITNER","KMT",1,24230,"PLN",0.23,null,null,null,null,null,null,null,"n95"]
[1249,null,"STEROWNICZE","BS1451",5902956107459,"BiT 1000®C OR","8x2x0,5",null,"BITNER","KMT",1,26650,"PLN",0.23,null,null,null,null,null,null,null,"n95"]
[1250,null,"STEROWNICZE","BS1452",5902956107466,"BiT 1000®C OR","10x2x0,5",null,"BITNER","KMT",1,31340,"PLN",0.23,null,null,null,null,null,null,null,"n95"]
[1251,null,"STEROWNICZE","BS1453",5902956107473,"BiT 1000®C OR","12x2x0,5",null,"BITNER","KMT",1,35490,"PLN",0.23,null,null,null,null,null,null,null,"n95"]
[1252,null,"STEROWNICZE","BS1454",5902956107480,"BiT 1000®C OR","14x2x0,5",null,"BITNER","KMT",1,40200,"PLN",0.23,null,null,null,null,null,null,null,"n95"]
[1253,null,"STEROWNICZE","BS1455",5902956107497,"BiT 1000®C OR","16x2x0,5",null,"BITNER","KMT",1,45470,"PLN",0.23,null,null,null,null,null,null,null,"n95"]
[1254,null,"STEROWNICZE","BS1456",5902956107503,"BiT 1000®C OR","18x2x0,5",null,"BITNER","KMT",1,49740,"PLN",0.23,null,null,null,null,null,null,null,"n95"]
[1255,null,"STEROWNICZE","BS1457",5902956107510,"BiT 1000®C OR","20x2x0,5",null,"BITNER","KMT",1,53810,"PLN",0.23,null,null,null,null,null,null,null,"n95"]
[1256,null,"STEROWNICZE","BS1458",5902956107527,"BiT 1000®C OR","24x2x0,5",null,"BITNER","KMT",1,61710,"PLN",0.23,null,null,null,null,null,null,null,"n95"]
[1257,null,"STEROWNICZE","BS1459",5902956107534,"BiT 1000®C OR","2x2x0,75",null,"BITNER","KMT",1,13880,"PLN",0.23,null,null,null,null,null,null,null,"n95"]
[1258,null,"STEROWNICZE","BS1460",5902956107541,"BiT 1000®C OR","3x2x0,75",null,"BITNER","KMT",1,16660,"PLN",0.23,null,null,null,null,null,null,null,"n95"]
[1259,null,"STEROWNICZE","BS1461",5902956107558,"BiT 1000®C OR","4x2x0,75",null,"BITNER","KMT",1,20100,"PLN",0.23,null,null,null,null,null,null,null,"n95"]
[1260,null,"STEROWNICZE","BS1462",5902956107565,"BiT 1000®C OR","5x2x0,75",null,"BITNER","KMT",1,23850,"PLN",0.23,null,null,null,null,null,null,null,"n95"]
[1261,null,"STEROWNICZE","BS1463",5902956107572,"BiT 1000®C OR","6x2x0,75",null,"BITNER","KMT",1,26580,"PLN",0.23,null,null,null,null,null,null,null,"n95"]
[1262,null,"STEROWNICZE","BS1464",5902956107589,"BiT 1000®C OR","7x2x0,75",null,"BITNER","KMT",1,30660,"PLN",0.23,null,null,null,null,null,null,null,"n95"]
[1263,null,"STEROWNICZE","BS1465",5902956107596,"BiT 1000®C OR","8x2x0,75",null,"BITNER","KMT",1,33610,"PLN",0.23,null,null,null,null,null,null,null,"n95"]
[1264,null,"STEROWNICZE","BS1466",5902956107602,"BiT 1000®C OR","10x2x0,75",null,"BITNER","KMT",1,39690,"PLN",0.23,null,null,null,null,null,null,null,"n95"]
[1265,null,"STEROWNICZE","BS1467",5902956107619,"BiT 1000®C OR","12x2x0,75",null,"BITNER","KMT",1,46010,"PLN",0.23,null,null,null,null,null,null,null,"n95"]
[1266,null,"STEROWNICZE","BS1468",5902956107626,"BiT 1000®C OR","14x2x0,75",null,"BITNER","KMT",1,52540,"PLN",0.23,null,null,null,null,null,null,null,"n95"]
[1267,null,"STEROWNICZE","BS1469",5902956107633,"BiT 1000®C OR","16x2x0,75",null,"BITNER","KMT",1,59330,"PLN",0.23,null,null,null,null,null,null,null,"n95"]
[1268,null,"STEROWNICZE","BS1470",5902956107640,"BiT 1000®C OR","18x2x0,75",null,"BITNER","KMT",1,61760,"PLN",0.23,null,null,null,null,null,null,null,"n95"]
[1269,null,"STEROWNICZE","BS1471",5902956107657,"BiT 1000®C OR","20x2x0,75",null,"BITNER","KMT",1,67390,"PLN",0.23,null,null,null,null,null,null,null,"n95"]
[1270,null,"STEROWNICZE","BS1472",5902956107664,"BiT 1000®C OR","24x2x0,75",null,"BITNER","KMT",1,77650,"PLN",0.23,null,null,null,null,null,null,null,"n95"]
[1271,null,"STEROWNICZE","BS1473",5902956107671,"BiT 1000®C OR","2x2x1",null,"BITNER","KMT",1,16020,"PLN",0.23,null,null,null,null,null,null,null,"n95"]
[1272,null,"STEROWNICZE","BS1474",5902956107688,"BiT 1000®C OR","3x2x1",null,"BITNER","KMT",1,19280,"PLN",0.23,null,null,null,null,null,null,null,"n95"]
[1273,null,"STEROWNICZE","BS1475",5902956107695,"BiT 1000®C OR","4x2x1",null,"BITNER","KMT",1,23740,"PLN",0.23,null,null,null,null,null,null,null,"n95"]
[1274,null,"STEROWNICZE","BS1476",5902956107701,"BiT 1000®C OR","5x2x1",null,"BITNER","KMT",1,28360,"PLN",0.23,null,null,null,null,null,null,null,"n95"]
[1275,null,"STEROWNICZE","BS1477",5902956107718,"BiT 1000®C OR","6x2x1",null,"BITNER","KMT",1,31790,"PLN",0.23,null,null,null,null,null,null,null,"n95"]
[1276,null,"STEROWNICZE","BS1478",5902956107725,"BiT 1000®C OR","7x2x1",null,"BITNER","KMT",1,36310,"PLN",0.23,null,null,null,null,null,null,null,"n95"]
[1277,null,"STEROWNICZE","BS1479",5902956107732,"BiT 1000®C OR","8x2x1",null,"BITNER","KMT",1,40820,"PLN",0.23,null,null,null,null,null,null,null,"n95"]
[1278,null,"STEROWNICZE","BS1480",5902956107749,"BiT 1000®C OR","10x2x1",null,"BITNER","KMT",1,48240,"PLN",0.23,null,null,null,null,null,null,null,"n95"]
[1279,null,"STEROWNICZE","BS1481",5902956107756,"BiT 1000®C OR","12x2x1",null,"BITNER","KMT",1,56130,"PLN",0.23,null,null,null,null,null,null,null,"n95"]
[1280,null,"STEROWNICZE","BS1482",5902956107763,"BiT 1000®C OR","14x2x1",null,"BITNER","KMT",1,60750,"PLN",0.23,null,null,null,null,null,null,null,"n95"]
[1281,null,"STEROWNICZE","BS1483",5902956107770,"BiT 1000®C OR","16x2x1",null,"BITNER","KMT",1,69010,"PLN",0.23,null,null,null,null,null,null,null,"n95"]
[1282,null,"STEROWNICZE","BS1484",5902956107787,"BiT 1000®C OR","18x2x1",null,"BITNER","KMT",1,75840,"PLN",0.23,null,null,null,null,null,null,null,"n95"]
[1283,null,"STEROWNICZE","BS1485",5902956107794,"BiT 1000®C OR","20x2x1",null,"BITNER","KMT",1,83010,"PLN",0.23,null,null,null,null,null,null,null,"n95"]
[1284,null,"STEROWNICZE","BS1486",5902956107800,"BiT 1000®C OR","24x2x1",null,"BITNER","KMT",1,96540,"PLN",0.23,null,null,null,null,null,null,null,"n95"]
[1285,null,"STEROWNICZE","BS1487",5902956107817,"BiT 1000®C OR","2x2x1,5",null,"BITNER","KMT",1,19410,"PLN",0.23,null,null,null,null,null,null,null,"n95"]
[1286,null,"STEROWNICZE","BS1488",5902956107824,"BiT 1000®C OR","3x2x1,5",null,"BITNER","KMT",1,24900,"PLN",0.23,null,null,null,null,null,null,null,"n95"]
[1287,null,"STEROWNICZE","BS1489",5902956107831,"BiT 1000®C OR","4x2x1,5",null,"BITNER","KMT",1,30810,"PLN",0.23,null,null,null,null,null,null,null,"n95"]
[1288,null,"STEROWNICZE","BS1490",5902956107848,"BiT 1000®C OR","5x2x1,5",null,"BITNER","KMT",1,36760,"PLN",0.23,null,null,null,null,null,null,null,"n95"]
[1289,null,"STEROWNICZE","BS1491",5902956107855,"BiT 1000®C OR","6x2x1,5",null,"BITNER","KMT",1,41510,"PLN",0.23,null,null,null,null,null,null,null,"n95"]
[1290,null,"STEROWNICZE","BS1492",5902956107862,"BiT 1000®C OR","7x2x1,5",null,"BITNER","KMT",1,48090,"PLN",0.23,null,null,null,null,null,null,null,"n95"]
[1291,null,"STEROWNICZE","BS1493",5902956107879,"BiT 1000®C OR","8x2x1,5",null,"BITNER","KMT",1,53690,"PLN",0.23,null,null,null,null,null,null,null,"n95"]
[1292,null,"STEROWNICZE","BS1494",5902956107886,"BiT 1000®C OR","10x2x1,5",null,"BITNER","KMT",1,61280,"PLN",0.23,null,null,null,null,null,null,null,"n95"]
[1293,null,"STEROWNICZE","BS1495",5902956107893,"BiT 1000®C OR","12x2x1,5",null,"BITNER","KMT",1,71640,"PLN",0.23,null,null,null,null,null,null,null,"n95"]
[1294,null,"STEROWNICZE","BS1496",5902956107909,"BiT 1000®C OR","14x2x1,5",null,"BITNER","KMT",1,82150,"PLN",0.23,null,null,null,null,null,null,null,"n95"]
[1295,null,"STEROWNICZE","BS1497",5902956107916,"BiT 1000®C OR","16x2x1,5",null,"BITNER","KMT",1,93530,"PLN",0.23,null,null,null,null,null,null,null,"n95"]
[1296,null,"STEROWNICZE","BS1498",5902956107923,"BiT 1000®C OR","18x2x1,5",null,"BITNER","KMT",1,106820,"PLN",0.23,null,null,null,null,null,null,null,"n95"]
[1297,null,"STEROWNICZE","BS1499",5902956107930,"BiT 1000®C OR","20x2x1,5",null,"BITNER","KMT",1,117640,"PLN",0.23,null,null,null,null,null,null,null,"n95"]
[1298,null,"STEROWNICZE","BS1500",5902956107947,"BiT 1000®C OR","24x2x1,5",null,"BITNER","KMT",1,136690,"PLN",0.23,null,null,null,null,null,null,null,"n95"]
[1299,null,"STEROWNICZE","BS1501",5902956107954,"BiT 1000®C OR","2x2x2,5",null,"BITNER","KMT",1,27160,"PLN",0.23,null,null,null,null,null,null,null,"n95"]
[1300,null,"STEROWNICZE","BS1502",5902956107961,"BiT 1000®C OR","3x2x2,5",null,"BITNER","KMT",1,35260,"PLN",0.23,null,null,null,null,null,null,null,"n95"]
[1301,null,"STEROWNICZE","BS1503",5902956107978,"BiT 1000®C OR","4x2x2,5",null,"BITNER","KMT",1,44270,"PLN",0.23,null,null,null,null,null,null,null,"n95"]
[1302,null,"STEROWNICZE","BS1504",5902956107985,"BiT 1000®C OR","5x2x2,5",null,"BITNER","KMT",1,53990,"PLN",0.23,null,null,null,null,null,null,null,"n95"]
[1303,null,"STEROWNICZE","BS1505",5902956107992,"BiT 1000®C OR","6x2x2,5",null,"BITNER","KMT",1,61670,"PLN",0.23,null,null,null,null,null,null,null,"n95"]
[1304,null,"STEROWNICZE","BS1506",5902956108005,"BiT 1000®C OR","7x2x2,5",null,"BITNER","KMT",1,67660,"PLN",0.23,null,null,null,null,null,null,null,"n95"]
[1305,null,"STEROWNICZE","BS1507",5902956108012,"BiT 1000®C OR","8x2x2,5",null,"BITNER","KMT",1,76240,"PLN",0.23,null,null,null,null,null,null,null,"n95"]
[1306,null,"STEROWNICZE","BS1508",5902956108029,"BiT 1000®C OR","10x2x2,5",null,"BITNER","KMT",1,92610,"PLN",0.23,null,null,null,null,null,null,null,"n95"]
[1307,null,"STEROWNICZE","BS1509",5902956108036,"BiT 1000®C OR","12x2x2,5",null,"BITNER","KMT",1,109150,"PLN",0.23,null,null,null,null,null,null,null,"n95"]
[1308,null,"STEROWNICZE","BS1510",5902956108043,"BiT 1000®C OR","14x2x2,5",null,"BITNER","KMT",1,129830,"PLN",0.23,null,null,null,null,null,null,null,"n95"]
[1309,null,"STEROWNICZE","BS1511",5902956108050,"BiT 1000®C OR","16x2x2,5",null,"BITNER","KMT",1,146840,"PLN",0.23,null,null,null,null,null,null,null,"n95"]
[1310,null,"STEROWNICZE","H61300",5902956116369,"BiT 1000®CH","2x2x0,5",null,"BITNER","KMT",1,10960,"PLN",0.23,null,null,null,null,null,null,null,"n95"]
[1311,null,"STEROWNICZE","H61301",5902956116376,"BiT 1000®CH","3x2x0,5",null,"BITNER","KMT",1,13130,"PLN",0.23,null,null,null,null,null,null,null,"n95"]
[1312,null,"STEROWNICZE","H61302",5902956116383,"BiT 1000®CH","4x2x0,5",null,"BITNER","KMT",1,15570,"PLN",0.23,null,null,null,null,null,null,null,"n95"]
[1313,null,"STEROWNICZE","H61303",5902956116390,"BiT 1000®CH","5x2x0,5",null,"BITNER","KMT",1,18330,"PLN",0.23,null,null,null,null,null,null,null,"n95"]
[1314,null,"STEROWNICZE","H61304",5902956116406,"BiT 1000®CH","6x2x0,5",null,"BITNER","KMT",1,20140,"PLN",0.23,null,null,null,null,null,null,null,"n95"]
[1315,null,"STEROWNICZE","H61305",5902956116413,"BiT 1000®CH","7x2x0,5",null,"BITNER","KMT",1,23300,"PLN",0.23,null,null,null,null,null,null,null,"n95"]
[1316,null,"STEROWNICZE","H61306",5902956116420,"BiT 1000®CH","8x2x0,5",null,"BITNER","KMT",1,25620,"PLN",0.23,null,null,null,null,null,null,null,"n95"]
[1317,null,"STEROWNICZE","H61307",5902956116437,"BiT 1000®CH","10x2x0,5",null,"BITNER","KMT",1,30140,"PLN",0.23,null,null,null,null,null,null,null,"n95"]
[1318,null,"STEROWNICZE","H61308",5902956116444,"BiT 1000®CH","12x2x0,5",null,"BITNER","KMT",1,32760,"PLN",0.23,null,null,null,null,null,null,null,"n95"]
[1319,null,"STEROWNICZE","H61309",5902956116451,"BiT 1000®CH","14x2x0,5",null,"BITNER","KMT",1,37110,"PLN",0.23,null,null,null,null,null,null,null,"n95"]
[1320,null,"STEROWNICZE","H61310",5902956116468,"BiT 1000®CH","16x2x0,5",null,"BITNER","KMT",1,41970,"PLN",0.23,null,null,null,null,null,null,null,"n95"]
[1321,null,"STEROWNICZE","H61311",5902956116475,"BiT 1000®CH","18x2x0,5",null,"BITNER","KMT",1,45920,"PLN",0.23,null,null,null,null,null,null,null,"n95"]
[1322,null,"STEROWNICZE","H61312",5902956116482,"BiT 1000®CH","20x2x0,5",null,"BITNER","KMT",1,49670,"PLN",0.23,null,null,null,null,null,null,null,"n95"]
[1323,null,"STEROWNICZE","H61313",5902956116499,"BiT 1000®CH","24x2x0,5",null,"BITNER","KMT",1,56960,"PLN",0.23,null,null,null,null,null,null,null,"n95"]
[1324,null,"STEROWNICZE","H61314",5902956116505,"BiT 1000®CH","2x2x0,75",null,"BITNER","KMT",1,12850,"PLN",0.23,null,null,null,null,null,null,null,"n95"]
[1325,null,"STEROWNICZE","H61315",5902956116512,"BiT 1000®CH","3x2x0,75",null,"BITNER","KMT",1,16020,"PLN",0.23,null,null,null,null,null,null,null,"n95"]
[1326,null,"STEROWNICZE","H61316",5902956116529,"BiT 1000®CH","4x2x0,75",null,"BITNER","KMT",1,19320,"PLN",0.23,null,null,null,null,null,null,null,"n95"]
[1327,null,"STEROWNICZE","H61317",5902956116536,"BiT 1000®CH","5x2x0,75",null,"BITNER","KMT",1,22930,"PLN",0.23,null,null,null,null,null,null,null,"n95"]
[1328,null,"STEROWNICZE","H61318",5902956116543,"BiT 1000®CH","6x2x0,75",null,"BITNER","KMT",1,25560,"PLN",0.23,null,null,null,null,null,null,null,"n95"]
[1329,null,"STEROWNICZE","H61319",5902956116550,"BiT 1000®CH","7x2x0,75",null,"BITNER","KMT",1,29480,"PLN",0.23,null,null,null,null,null,null,null,"n95"]
[1330,null,"STEROWNICZE","H61320",5902956116567,"BiT 1000®CH","8x2x0,75",null,"BITNER","KMT",1,33530,"PLN",0.23,null,null,null,null,null,null,null,"n95"]
[1331,null,"STEROWNICZE","H61321",5902956116574,"BiT 1000®CH","10x2x0,75",null,"BITNER","KMT",1,36650,"PLN",0.23,null,null,null,null,null,null,null,"n95"]
[1332,null,"STEROWNICZE","H61322",5902956116581,"BiT 1000®CH","12x2x0,75",null,"BITNER","KMT",1,42470,"PLN",0.23,null,null,null,null,null,null,null,"n95"]
[1333,null,"STEROWNICZE","H61323",5902956116598,"BiT 1000®CH","14x2x0,75",null,"BITNER","KMT",1,48500,"PLN",0.23,null,null,null,null,null,null,null,"n95"]
[1334,null,"STEROWNICZE","H61324",5902956116604,"BiT 1000®CH","16x2x0,75",null,"BITNER","KMT",1,54760,"PLN",0.23,null,null,null,null,null,null,null,"n95"]
[1335,null,"STEROWNICZE","H61325",5902956116611,"BiT 1000®CH","18x2x0,75",null,"BITNER","KMT",1,60250,"PLN",0.23,null,null,null,null,null,null,null,"n95"]
[1336,null,"STEROWNICZE","H61326",5902956116628,"BiT 1000®CH","20x2x0,75",null,"BITNER","KMT",1,65750,"PLN",0.23,null,null,null,null,null,null,null,"n95"]
[1337,null,"STEROWNICZE","H61327",5902956116635,"BiT 1000®CH","24x2x0,75",null,"BITNER","KMT",1,75750,"PLN",0.23,null,null,null,null,null,null,null,"n95"]
[1338,null,"STEROWNICZE","H61328",5902956116642,"BiT 1000®CH","2x2x1",null,"BITNER","KMT",1,14840,"PLN",0.23,null,null,null,null,null,null,null,"n95"]
[1339,null,"STEROWNICZE","H61329",5902956116659,"BiT 1000®CH","3x2x1",null,"BITNER","KMT",1,18530,"PLN",0.23,null,null,null,null,null,null,null,"n95"]
[1340,null,"STEROWNICZE","H61330",5902956116666,"BiT 1000®CH","4x2x1",null,"BITNER","KMT",1,22830,"PLN",0.23,null,null,null,null,null,null,null,"n95"]
[1341,null,"STEROWNICZE","H61331",5902956116673,"BiT 1000®CH","5x2x1",null,"BITNER","KMT",1,27280,"PLN",0.23,null,null,null,null,null,null,null,"n95"]
[1342,null,"STEROWNICZE","H61332",5902956116680,"BiT 1000®CH","6x2x1",null,"BITNER","KMT",1,30570,"PLN",0.23,null,null,null,null,null,null,null,"n95"]
[1343,null,"STEROWNICZE","H61333",5902956116697,"BiT 1000®CH","7x2x1",null,"BITNER","KMT",1,33520,"PLN",0.23,null,null,null,null,null,null,null,"n95"]
[1344,null,"STEROWNICZE","H61334",5902956116703,"BiT 1000®CH","8x2x1",null,"BITNER","KMT",1,37680,"PLN",0.23,null,null,null,null,null,null,null,"n95"]
[1345,null,"STEROWNICZE","H61335",5902956116710,"BiT 1000®CH","10x2x1",null,"BITNER","KMT",1,44530,"PLN",0.23,null,null,null,null,null,null,null,"n95"]
[1346,null,"STEROWNICZE","H61336",5902956116727,"BiT 1000®CH","12x2x1",null,"BITNER","KMT",1,51810,"PLN",0.23,null,null,null,null,null,null,null,"n95"]
[1347,null,"STEROWNICZE","H61337",5902956116734,"BiT 1000®CH","14x2x1",null,"BITNER","KMT",1,59270,"PLN",0.23,null,null,null,null,null,null,null,"n95"]
[1348,null,"STEROWNICZE","H61338",5902956116741,"BiT 1000®CH","16x2x1",null,"BITNER","KMT",1,67330,"PLN",0.23,null,null,null,null,null,null,null,"n95"]
[1349,null,"STEROWNICZE","H61339",5902956116758,"BiT 1000®CH","18x2x1",null,"BITNER","KMT",1,73980,"PLN",0.23,null,null,null,null,null,null,null,"n95"]
[1350,null,"STEROWNICZE","H61340",5902956116765,"BiT 1000®CH","20x2x1",null,"BITNER","KMT",1,81000,"PLN",0.23,null,null,null,null,null,null,null,"n95"]
[1351,null,"STEROWNICZE","H61341",5902956116772,"BiT 1000®CH","24x2x1",null,"BITNER","KMT",1,94190,"PLN",0.23,null,null,null,null,null,null,null,"n95"]
[1352,null,"STEROWNICZE","H61342",5902956116789,"BiT 1000®CH","2x2x1,5",null,"BITNER","KMT",1,18670,"PLN",0.23,null,null,null,null,null,null,null,"n95"]
[1353,null,"STEROWNICZE","H61343",5902956116796,"BiT 1000®CH","3x2x1,5",null,"BITNER","KMT",1,23940,"PLN",0.23,null,null,null,null,null,null,null,"n95"]
[1354,null,"STEROWNICZE","H61344",5902956116802,"BiT 1000®CH","4x2x1,5",null,"BITNER","KMT",1,29620,"PLN",0.23,null,null,null,null,null,null,null,"n95"]
[1355,null,"STEROWNICZE","H61345",5902956116819,"BiT 1000®CH","5x2x1,5",null,"BITNER","KMT",1,33940,"PLN",0.23,null,null,null,null,null,null,null,"n95"]
[1356,null,"STEROWNICZE","H61346",5902956116826,"BiT 1000®CH","6x2x1,5",null,"BITNER","KMT",1,38310,"PLN",0.23,null,null,null,null,null,null,null,"n95"]
[1357,null,"STEROWNICZE","H61347",5902956116833,"BiT 1000®CH","7x2x1,5",null,"BITNER","KMT",1,44390,"PLN",0.23,null,null,null,null,null,null,null,"n95"]
[1358,null,"STEROWNICZE","H61348",5902956116840,"BiT 1000®CH","8x2x1,5",null,"BITNER","KMT",1,49560,"PLN",0.23,null,null,null,null,null,null,null,"n95"]
[1359,null,"STEROWNICZE","H61349",5902956116857,"BiT 1000®CH","10x2x1,5",null,"BITNER","KMT",1,59790,"PLN",0.23,null,null,null,null,null,null,null,"n95"]
[1360,null,"STEROWNICZE","H61350",5902956116864,"BiT 1000®CH","12x2x1,5",null,"BITNER","KMT",1,69890,"PLN",0.23,null,null,null,null,null,null,null,"n95"]
[1361,null,"STEROWNICZE","H61351",5902956116871,"BiT 1000®CH","14x2x1,5",null,"BITNER","KMT",1,80150,"PLN",0.23,null,null,null,null,null,null,null,"n95"]
[1362,null,"STEROWNICZE","H61352",5902956116888,"BiT 1000®CH","16x2x1,5",null,"BITNER","KMT",1,91250,"PLN",0.23,null,null,null,null,null,null,null,"n95"]
[1363,null,"STEROWNICZE","H61353",5902956116895,"BiT 1000®CH","18x2x1,5",null,"BITNER","KMT",1,104210,"PLN",0.23,null,null,null,null,null,null,null,"n95"]
[1364,null,"STEROWNICZE","H61354",5902956116901,"BiT 1000®CH","20x2x1,5",null,"BITNER","KMT",1,114780,"PLN",0.23,null,null,null,null,null,null,null,"n95"]
[1365,null,"STEROWNICZE","H61355",5902956116918,"BiT 1000®CH","24x2x1,5",null,"BITNER","KMT",1,133360,"PLN",0.23,null,null,null,null,null,null,null,"n95"]
[1366,null,"STEROWNICZE","H61356",5902956116925,"BiT 1000®CH","2x2x2,5",null,"BITNER","KMT",1,26120,"PLN",0.23,null,null,null,null,null,null,null,"n95"]
[1367,null,"STEROWNICZE","H61357",5902956116932,"BiT 1000®CH","3x2x2,5",null,"BITNER","KMT",1,32550,"PLN",0.23,null,null,null,null,null,null,null,"n95"]
[1368,null,"STEROWNICZE","H61358",5902956116949,"BiT 1000®CH","4x2x2,5",null,"BITNER","KMT",1,40870,"PLN",0.23,null,null,null,null,null,null,null,"n95"]
[1369,null,"STEROWNICZE","H61359",5902956116956,"BiT 1000®CH","5x2x2,5",null,"BITNER","KMT",1,49830,"PLN",0.23,null,null,null,null,null,null,null,"n95"]
[1370,null,"STEROWNICZE","H61360",5902956116963,"BiT 1000®CH","6x2x2,5",null,"BITNER","KMT",1,56930,"PLN",0.23,null,null,null,null,null,null,null,"n95"]
[1371,null,"STEROWNICZE","H61361",5902956116970,"BiT 1000®CH","7x2x2,5",null,"BITNER","KMT",1,66010,"PLN",0.23,null,null,null,null,null,null,null,"n95"]
[1372,null,"STEROWNICZE","H61362",5902956116987,"BiT 1000®CH","8x2x2,5",null,"BITNER","KMT",1,74380,"PLN",0.23,null,null,null,null,null,null,null,"n95"]
[1373,null,"STEROWNICZE","H61363",5902956116994,"BiT 1000®CH","10x2x2,5",null,"BITNER","KMT",1,90350,"PLN",0.23,null,null,null,null,null,null,null,"n95"]
[1374,null,"STEROWNICZE","H61364",5902956117007,"BiT 1000®CH","12x2x2,5",null,"BITNER","KMT",1,106480,"PLN",0.23,null,null,null,null,null,null,null,"n95"]
[1375,null,"STEROWNICZE","H61365",5902956117014,"BiT 1000®CH","14x2x2,5",null,"BITNER","KMT",1,126670,"PLN",0.23,null,null,null,null,null,null,null,"n95"]
[1376,null,"STEROWNICZE","H61366",5902956117021,"BiT 1000®CH","16x2x2,5",null,"BITNER","KMT",1,143260,"PLN",0.23,null,null,null,null,null,null,null,"n95"]
[1377,null,"STEROWNICZE","S62591",5902956090270,"BiT 1000®CY","25G0,5",null,"BITNER","KMT",1,30310,"PLN",0.23,null,null,null,null,null,null,null,"n95"]
[1378,null,"STEROWNICZE","S62592",5902956090300,"BiT 1000®CY","2x0,75",null,"BITNER","KMT",1,7340,"PLN",0.23,null,null,null,null,null,null,null,"n95"]
[1379,null,"STEROWNICZE","S62593",5902956090317,"BiT 1000®CY","3G0,75",null,"BITNER","KMT",1,7590,"PLN",0.23,null,null,null,null,null,null,null,"n95"]
[1380,null,"STEROWNICZE","S62594",5902956090324,"BiT 1000®CY","4G0,75",null,"BITNER","KMT",1,10060,"PLN",0.23,null,null,null,null,null,null,null,"n95"]
[1381,null,"STEROWNICZE","S62595",5902956090331,"BiT 1000®CY","5G0,75",null,"BITNER","KMT",1,12100,"PLN",0.23,null,null,null,null,null,null,null,"n95"]
[1382,null,"STEROWNICZE","S62596",5902956090355,"BiT 1000®CY","7G0,75",null,"BITNER","KMT",1,14190,"PLN",0.23,null,null,null,null,null,null,null,"n95"]
[1383,null,"STEROWNICZE","S62597",5902956090386,"BiT 1000®CY","12G0,75",null,"BITNER","KMT",1,21690,"PLN",0.23,null,null,null,null,null,null,null,"n95"]
[1384,null,"STEROWNICZE","S62598",5902956090416,"BiT 1000®CY","18G0,75",null,"BITNER","KMT",1,29190,"PLN",0.23,null,null,null,null,null,null,null,"n95"]
[1385,null,"STEROWNICZE","S62599",5902956090454,"BiT 1000®CY","25G0,75",null,"BITNER","KMT",1,38760,"PLN",0.23,null,null,null,null,null,null,null,"n95"]
[1386,null,"STEROWNICZE","S62634",5902956090539,"BiT 1000®CY","10G1",null,"BITNER","KMT",1,23690,"PLN",0.23,null,null,null,null,null,null,null,"n95"]
[1387,null,"STEROWNICZE","S62635",5902956090621,"BiT 1000®CY","2x1,5",null,"BITNER","KMT",1,9930,"PLN",0.23,null,null,null,null,null,null,null,"n95"]
[1388,null,"STEROWNICZE","S62636",5902956090638,"BiT 1000®CY","3G1,5",null,"BITNER","KMT",1,12140,"PLN",0.23,null,null,null,null,null,null,null,"n95"]
[1389,null,"STEROWNICZE","S62637",5902956090645,"BiT 1000®CY","4G1,5",null,"BITNER","KMT",1,14830,"PLN",0.23,null,null,null,null,null,null,null,"n95"]
[1390,null,"STEROWNICZE","S62638",5902956090652,"BiT 1000®CY","5G1,5",null,"BITNER","KMT",1,17070,"PLN",0.23,null,null,null,null,null,null,null,"n95"]
[1391,null,"STEROWNICZE","S62639",5902956090676,"BiT 1000®CY","7G1,5",null,"BITNER","KMT",1,21300,"PLN",0.23,null,null,null,null,null,null,null,"n95"]
[1392,null,"STEROWNICZE","S62640",5902956090706,"BiT 1000®CY","12G1,5",null,"BITNER","KMT",1,33340,"PLN",0.23,null,null,null,null,null,null,null,"n95"]
[1393,null,"STEROWNICZE","S62641",5902956236807,"BiT 1000®CY","18G1,5",null,"BITNER","KMT",1,46610,"PLN",0.23,null,null,null,null,null,null,null,"n95"]
[1394,null,"STEROWNICZE","S62642",5902956090492,"BiT 1000®CY","5G1",null,"BITNER","KMT",1,13730,"PLN",0.23,null,null,null,null,null,null,null,"n95"]
[1395,null,"STEROWNICZE","S62643",5902956090515,"BiT 1000®CY","7G1",null,"BITNER","KMT",1,16590,"PLN",0.23,null,null,null,null,null,null,null,"n95"]
[1396,null,"STEROWNICZE","S62644",5902956090546,"BiT 1000®CY","12G1",null,"BITNER","KMT",1,25650,"PLN",0.23,null,null,null,null,null,null,null,"n95"]
[1397,null,"STEROWNICZE","S62645",5902956090577,"BiT 1000®CY","18G1",null,"BITNER","KMT",1,35210,"PLN",0.23,null,null,null,null,null,null,null,"n95"]
[1398,null,"STEROWNICZE","S62646",5902956090614,"BiT 1000®CY","25G1",null,"BITNER","KMT",1,47250,"PLN",0.23,null,null,null,null,null,null,null,"n95"]
[1399,null,"STEROWNICZE","S62647",5902956090461,"BiT 1000®CY","2x1",null,"BITNER","KMT",1,8190,"PLN",0.23,null,null,null,null,null,null,null,"n95"]
[1400,null,"STEROWNICZE","S62648",5902956090478,"BiT 1000®CY","3G1",null,"BITNER","KMT",1,9800,"PLN",0.23,null,null,null,null,null,null,null,"n95"]
[1401,null,"STEROWNICZE","S62649",5902956090485,"BiT 1000®CY","4G1",null,"BITNER","KMT",1,11630,"PLN",0.23,null,null,null,null,null,null,null,"n95"]
[1402,null,"STEROWNICZE","S62650",5902956090713,"BiT 1000®CY","2x2,5",null,"BITNER","KMT",1,13550,"PLN",0.23,null,null,null,null,null,null,null,"n95"]
[1403,null,"STEROWNICZE","S62651",5902956090720,"BiT 1000®CY","3G2,5",null,"BITNER","KMT",1,16610,"PLN",0.23,null,null,null,null,null,null,null,"n95"]
[1404,null,"STEROWNICZE","S62652",5902956090737,"BiT 1000®CY","4G2,5",null,"BITNER","KMT",1,20200,"PLN",0.23,null,null,null,null,null,null,null,"n95"]
[1405,null,"STEROWNICZE","S62653",5902956090744,"BiT 1000®CY","5G2,5",null,"BITNER","KMT",1,24060,"PLN",0.23,null,null,null,null,null,null,null,"n95"]
[1406,null,"STEROWNICZE","S62654",5902956090751,"BiT 1000®CY","7G2,5",null,"BITNER","KMT",1,30410,"PLN",0.23,null,null,null,null,null,null,null,"n95"]
[1407,null,"STEROWNICZE","S62655",5902956090768,"BiT 1000®CY","10G2,5",null,"BITNER","KMT",1,43510,"PLN",0.23,null,null,null,null,null,null,null,"n95"]
[1408,null,"STEROWNICZE","S62656",5902956090775,"BiT 1000®CY","14G2,5",null,"BITNER","KMT",1,55580,"PLN",0.23,null,null,null,null,null,null,null,"n95"]
[1409,null,"STEROWNICZE","S62657",5902956090782,"BiT 1000®CY","16G2,5",null,"BITNER","KMT",1,65330,"PLN",0.23,null,null,null,null,null,null,null,"n95"]
[1410,null,"STEROWNICZE","S62658",5902956090799,"BiT 1000®CY","18G2,5",null,"BITNER","KMT",1,70380,"PLN",0.23,null,null,null,null,null,null,null,"n95"]
[1411,null,"STEROWNICZE","S62659",5902956090805,"BiT 1000®CY","25G2,5",null,"BITNER","KMT",1,95000,"PLN",0.23,null,null,null,null,null,null,null,"n95"]
[1412,null,"STEROWNICZE","S62660",5902956090812,"BiT 1000®CY","2x4",null,"BITNER","KMT",1,17890,"PLN",0.23,null,null,null,null,null,null,null,"n95"]
[1413,null,"STEROWNICZE","S62661",5902956090829,"BiT 1000®CY","3G4",null,"BITNER","KMT",1,23160,"PLN",0.23,null,null,null,null,null,null,null,"n95"]
[1414,null,"STEROWNICZE","S62662",5902956090836,"BiT 1000®CY","4G4",null,"BITNER","KMT",1,28720,"PLN",0.23,null,null,null,null,null,null,null,"n95"]
[1415,null,"STEROWNICZE","S62663",5902956090843,"BiT 1000®CY","5G4",null,"BITNER","KMT",1,34590,"PLN",0.23,null,null,null,null,null,null,null,"n95"]
[1416,null,"STEROWNICZE","S62664",5902956090850,"BiT 1000®CY","7G4",null,"BITNER","KMT",1,45010,"PLN",0.23,null,null,null,null,null,null,null,"n95"]
[1417,null,"STEROWNICZE","S62665",5902956090867,"BiT 1000®CY","10G4",null,"BITNER","KMT",1,65090,"PLN",0.23,null,null,null,null,null,null,null,"n95"]
[1418,null,"STEROWNICZE","S62666",5902956090874,"BiT 1000®CY","3G6",null,"BITNER","KMT",1,30870,"PLN",0.23,null,null,null,null,null,null,null,"n95"]
[1419,null,"STEROWNICZE","S62667",5902956090881,"BiT 1000®CY","4G6",null,"BITNER","KMT",1,39360,"PLN",0.23,null,null,null,null,null,null,null,"n95"]
[1420,null,"STEROWNICZE","S62668",5902956090898,"BiT 1000®CY","5G6",null,"BITNER","KMT",1,47460,"PLN",0.23,null,null,null,null,null,null,null,"n95"]
[1421,null,"STEROWNICZE","S62669",5902956090904,"BiT 1000®CY","7G6",null,"BITNER","KMT",1,62720,"PLN",0.23,null,null,null,null,null,null,null,"n95"]
[1422,null,"STEROWNICZE","S62670",5902956090911,"BiT 1000®CY","3G10",null,"BITNER","KMT",1,49250,"PLN",0.23,null,null,null,null,null,null,null,"n95"]
[1423,null,"STEROWNICZE","S62671",5902956090928,"BiT 1000®CY","4G10",null,"BITNER","KMT",1,63360,"PLN",0.23,null,null,null,null,null,null,null,"n95"]
[1424,null,"STEROWNICZE","S62672",5902956090935,"BiT 1000®CY","5G10",null,"BITNER","KMT",1,76740,"PLN",0.23,null,null,null,null,null,null,null,"n95"]
[1425,null,"STEROWNICZE","S62673",5902956090942,"BiT 1000®CY","7G10",null,"BITNER","KMT",1,102420,"PLN",0.23,null,null,null,null,null,null,null,"n95"]
[1426,null,"STEROWNICZE","S62674",5902956090959,"BiT 1000®CY","3G16",null,"BITNER","KMT",1,71650,"PLN",0.23,null,null,null,null,null,null,null,"n95"]
[1427,null,"STEROWNICZE","S62675",5902956090966,"BiT 1000®CY","4G16",null,"BITNER","KMT",1,92570,"PLN",0.23,null,null,null,null,null,null,null,"n95"]
[1428,null,"STEROWNICZE","S62676",5902956090973,"BiT 1000®CY","5G16",null,"BITNER","KMT",1,113160,"PLN",0.23,null,null,null,null,null,null,null,"n95"]
[1429,null,"STEROWNICZE","S62677",5902956090980,"BiT 1000®CY","7G16",null,"BITNER","KMT",1,152190,"PLN",0.23,null,null,null,null,null,null,null,"n95"]
[1430,null,"STEROWNICZE","S62678",5902956090997,"BiT 1000®CY","3G25",null,"BITNER","KMT",1,109480,"PLN",0.23,null,null,null,null,null,null,null,"n95"]
[1431,null,"STEROWNICZE","S62679",5902956091000,"BiT 1000®CY","4G25",null,"BITNER","KMT",1,141930,"PLN",0.23,null,null,null,null,null,null,null,"n95"]
[1432,null,"STEROWNICZE","S62680",5902956091017,"BiT 1000®CY","5G25",null,"BITNER","KMT",1,174010,"PLN",0.23,null,null,null,null,null,null,null,"n95"]
[1433,null,"STEROWNICZE","S62681",5902956091024,"BiT 1000®CY","3G35",null,"BITNER","KMT",1,144680,"PLN",0.23,null,null,null,null,null,null,null,"n95"]
[1434,null,"STEROWNICZE","S62682",5902956091031,"BiT 1000®CY","4G35",null,"BITNER","KMT",1,192440,"PLN",0.23,null,null,null,null,null,null,null,"n95"]
[1435,null,"STEROWNICZE","S62683",5902956091048,"BiT 1000®CY","5G35",null,"BITNER","KMT",1,236160,"PLN",0.23,null,null,null,null,null,null,null,"n95"]
[1436,null,"STEROWNICZE","S62684",5902956091055,"BiT 1000®CY","3G50",null,"BITNER","KMT",1,205000,"PLN",0.23,null,null,null,null,null,null,null,"n95"]
[1437,null,"STEROWNICZE","S62685",5902956091062,"BiT 1000®CY","4G50",null,"BITNER","KMT",1,266430,"PLN",0.23,null,null,null,null,null,null,null,"n95"]
[1438,null,"STEROWNICZE","S62686",5902956091079,"BiT 1000®CY","5G50",null,"BITNER","KMT",1,328800,"PLN",0.23,null,null,null,null,null,null,null,"n95"]
[1439,null,"STEROWNICZE","S62687",5902956091086,"BiT 1000®CY","3G70",null,"BITNER","KMT",1,290340,"PLN",0.23,null,null,null,null,null,null,null,"n95"]
[1440,null,"STEROWNICZE","S62688",5902956091093,"BiT 1000®CY","4G70",null,"BITNER","KMT",1,375750,"PLN",0.23,null,null,null,null,null,null,null,"n95"]
[1441,null,"STEROWNICZE","S62689",5902956091109,"BiT 1000®CY","5G70",null,"BITNER","KMT",1,463820,"PLN",0.23,null,null,null,null,null,null,null,"n95"]
[1442,null,"STEROWNICZE","S62690",5902956091116,"BiT 1000®CY","3G95",null,"BITNER","KMT",1,377170,"PLN",0.23,null,null,null,null,null,null,null,"n95"]
[1443,null,"STEROWNICZE","S62691",5902956091123,"BiT 1000®CY","4G95",null,"BITNER","KMT",1,494530,"PLN",0.23,null,null,null,null,null,null,null,"n95"]
[1444,null,"STEROWNICZE","S62693",5902956091147,"BiT 1000®CY","3G120",null,"BITNER","KMT",1,477160,"PLN",0.23,null,null,null,null,null,null,null,"n95"]
[1445,null,"STEROWNICZE","S62694",5902956091154,"BiT 1000®CY","4G120",null,"BITNER","KMT",1,618590,"PLN",0.23,null,null,null,null,null,null,null,"n95"]
[1446,null,"STEROWNICZE","S62695",5902956091161,"BiT 1000®CY","4G150",null,"BITNER","KMT",1,771590,"PLN",0.23,null,null,null,null,null,null,null,"n95"]
[1447,null,"STEROWNICZE","S62696",5902956091178,"BiT 1000®CY","4G185",null,"BITNER","KMT",1,936170,"PLN",0.23,null,null,null,null,null,null,null,"n95"]
[1448,null,"STEROWNICZE","S62697",5902956091185,"BiT 1000®CY","4G240",null,"BITNER","KMT",1,1220330,"PLN",0.23,null,null,null,null,null,null,null,"n95"]
[1449,null,"STEROWNICZE","S62698",5902956236814,"BiT 1000®CY","2x6",null,"BITNER","KMT",1,23670,"PLN",0.23,null,null,null,null,null,null,null,"n95"]
[1450,null,"STEROWNICZE","S62699",5902956236821,"BiT 1000®CY","2x10",null,"BITNER","KMT",1,36620,"PLN",0.23,null,null,null,null,null,null,null,"n95"]
[1451,null,"STEROWNICZE","S65900",5902956090126,"BiT 1000®CY","2x0,5",null,"BITNER","KMT",1,6320,"PLN",0.23,null,null,null,null,null,null,null,"n95"]
[1452,null,"STEROWNICZE","S65901",5902956090133,"BiT 1000®CY","3G0,5",null,"BITNER","KMT",1,7300,"PLN",0.23,null,null,null,null,null,null,null,"n95"]
[1453,null,"STEROWNICZE","S65902",5902956090140,"BiT 1000®CY","4G0,5",null,"BITNER","KMT",1,8430,"PLN",0.23,null,null,null,null,null,null,null,"n95"]
[1454,null,"STEROWNICZE","S65903",5902956090157,"BiT 1000®CY","5G0,5",null,"BITNER","KMT",1,9640,"PLN",0.23,null,null,null,null,null,null,null,"n95"]
[1455,null,"STEROWNICZE","S65904",5902956090164,"BiT 1000®CY","6G0,5",null,"BITNER","KMT",1,11430,"PLN",0.23,null,null,null,null,null,null,null,"n95"]
[1456,null,"STEROWNICZE","S65905",5902956090171,"BiT 1000®CY","7G0,5",null,"BITNER","KMT",1,12020,"PLN",0.23,null,null,null,null,null,null,null,"n95"]
[1457,null,"STEROWNICZE","S65906",5902956090188,"BiT 1000®CY","8G0,5",null,"BITNER","KMT",1,13390,"PLN",0.23,null,null,null,null,null,null,null,"n95"]
[1458,null,"STEROWNICZE","S65907",5902956090195,"BiT 1000®CY","10G0,5",null,"BITNER","KMT",1,16250,"PLN",0.23,null,null,null,null,null,null,null,"n95"]
[1459,null,"STEROWNICZE","S65908",5902956090201,"BiT 1000®CY","12G0,5",null,"BITNER","KMT",1,17420,"PLN",0.23,null,null,null,null,null,null,null,"n95"]
[1460,null,"STEROWNICZE","S65909",5902956090218,"BiT 1000®CY","14G0,5",null,"BITNER","KMT",1,19220,"PLN",0.23,null,null,null,null,null,null,null,"n95"]
[1461,null,"STEROWNICZE","S65910",5902956090225,"BiT 1000®CY","16G0,5",null,"BITNER","KMT",1,21370,"PLN",0.23,null,null,null,null,null,null,null,"n95"]
[1462,null,"STEROWNICZE","S65911",5902956090232,"BiT 1000®CY","18G0,5",null,"BITNER","KMT",1,23420,"PLN",0.23,null,null,null,null,null,null,null,"n95"]
[1463,null,"STEROWNICZE","S65912",5902956090263,"BiT 1000®CY","21G0,5",null,"BITNER","KMT",1,25740,"PLN",0.23,null,null,null,null,null,null,null,"n95"]
[1464,null,"STEROWNICZE","S65913",5902956090287,"BiT 1000®CY","30G0,5",null,"BITNER","KMT",1,34030,"PLN",0.23,null,null,null,null,null,null,null,"n95"]
[1465,null,"STEROWNICZE","S65914",5902956236838,"BiT 1000®CY","34G0,5",null,"BITNER","KMT",1,38450,"PLN",0.23,null,null,null,null,null,null,null,"n95"]
[1466,null,"STEROWNICZE","S65915",5902956090348,"BiT 1000®CY","6G0,75",null,"BITNER","KMT",1,13300,"PLN",0.23,null,null,null,null,null,null,null,"n95"]
[1467,null,"STEROWNICZE","S65916",5902956090362,"BiT 1000®CY","8G0,75",null,"BITNER","KMT",1,16310,"PLN",0.23,null,null,null,null,null,null,null,"n95"]
[1468,null,"STEROWNICZE","S65917",5902956090379,"BiT 1000®CY","10G0,75",null,"BITNER","KMT",1,19920,"PLN",0.23,null,null,null,null,null,null,null,"n95"]
[1469,null,"STEROWNICZE","S65918",5902956090393,"BiT 1000®CY","14G0,75",null,"BITNER","KMT",1,24380,"PLN",0.23,null,null,null,null,null,null,null,"n95"]
[1470,null,"STEROWNICZE","S65919",5902956090409,"BiT 1000®CY","16G0,75",null,"BITNER","KMT",1,26650,"PLN",0.23,null,null,null,null,null,null,null,"n95"]
[1471,null,"STEROWNICZE","S65920",5902956090447,"BiT 1000®CY","21G0,75",null,"BITNER","KMT",1,32950,"PLN",0.23,null,null,null,null,null,null,null,"n95"]
[1472,null,"STEROWNICZE","S65921",5902956236845,"BiT 1000®CY","30G0,75",null,"BITNER","KMT",1,44040,"PLN",0.23,null,null,null,null,null,null,null,"n95"]
[1473,null,"STEROWNICZE","S65922",5902956236852,"BiT 1000®CY","34G0,75",null,"BITNER","KMT",1,50430,"PLN",0.23,null,null,null,null,null,null,null,"n95"]
[1474,null,"STEROWNICZE","S65923",5902956236869,"BiT 1000®CY","37G0,75",null,"BITNER","KMT",1,53040,"PLN",0.23,null,null,null,null,null,null,null,"n95"]
[1475,null,"STEROWNICZE","S65924",5902956236876,"BiT 1000®CY","42G0,75",null,"BITNER","KMT",1,60570,"PLN",0.23,null,null,null,null,null,null,null,"n95"]
[1476,null,"STEROWNICZE","S65926",5902956236883,"BiT 1000®CY","61G0,75",null,"BITNER","KMT",1,81630,"PLN",0.23,null,null,null,null,null,null,null,"n95"]
[1477,null,"STEROWNICZE","S65927",5902956090508,"BiT 1000®CY","6G1",null,"BITNER","KMT",1,15390,"PLN",0.23,null,null,null,null,null,null,null,"n95"]
[1478,null,"STEROWNICZE","S65928",5902956090522,"BiT 1000®CY","8G1",null,"BITNER","KMT",1,19100,"PLN",0.23,null,null,null,null,null,null,null,"n95"]
[1479,null,"STEROWNICZE","S65929",5902956090553,"BiT 1000®CY","14G1",null,"BITNER","KMT",1,28640,"PLN",0.23,null,null,null,null,null,null,null,"n95"]
[1480,null,"STEROWNICZE","S65930",5902956090560,"BiT 1000®CY","16G1",null,"BITNER","KMT",1,31950,"PLN",0.23,null,null,null,null,null,null,null,"n95"]
[1481,null,"STEROWNICZE","S65931",5902956090607,"BiT 1000®CY","21G1",null,"BITNER","KMT",1,39800,"PLN",0.23,null,null,null,null,null,null,null,"n95"]
[1482,null,"STEROWNICZE","S65932",5902956236890,"BiT 1000®CY","30G1",null,"BITNER","KMT",1,53810,"PLN",0.23,null,null,null,null,null,null,null,"n95"]
[1483,null,"STEROWNICZE","S65933",5902956236906,"BiT 1000®CY","34G1",null,"BITNER","KMT",1,62130,"PLN",0.23,null,null,null,null,null,null,null,"n95"]
[1484,null,"STEROWNICZE","S65934",5902956236913,"BiT 1000®CY","37G1",null,"BITNER","KMT",1,65020,"PLN",0.23,null,null,null,null,null,null,null,"n95"]
[1485,null,"STEROWNICZE","S65935",5902956236920,"BiT 1000®CY","42G1",null,"BITNER","KMT",1,74100,"PLN",0.23,null,null,null,null,null,null,null,"n95"]
[1486,null,"STEROWNICZE","S65937",5902956236937,"BiT 1000®CY","61G1",null,"BITNER","KMT",1,104160,"PLN",0.23,null,null,null,null,null,null,null,"n95"]
[1487,null,"STEROWNICZE","S65938",5902956236944,"BiT 1000®CY","52G1",null,"BITNER","KMT",1,87860,"PLN",0.23,null,null,null,null,null,null,null,"n95"]
[1488,null,"STEROWNICZE","S65941",5902956090669,"BiT 1000®CY","6G1,5",null,"BITNER","KMT",1,19650,"PLN",0.23,null,null,null,null,null,null,null,"n95"]
[1489,null,"STEROWNICZE","S65942",5902956090683,"BiT 1000®CY","8G1,5",null,"BITNER","KMT",1,24340,"PLN",0.23,null,null,null,null,null,null,null,"n95"]
[1490,null,"STEROWNICZE","S65943",5902956090690,"BiT 1000®CY","10G1,5",null,"BITNER","KMT",1,30100,"PLN",0.23,null,null,null,null,null,null,null,"n95"]
[1491,null,"STEROWNICZE","S65944",5902956236951,"BiT 1000®CY","14G1,5",null,"BITNER","KMT",1,37680,"PLN",0.23,null,null,null,null,null,null,null,"n95"]
[1492,null,"STEROWNICZE","S65945",5902956236968,"BiT 1000®CY","16G1,5",null,"BITNER","KMT",1,44580,"PLN",0.23,null,null,null,null,null,null,null,"n95"]
[1493,null,"STEROWNICZE","S65946",5902956236975,"BiT 1000®CY","21G1,5",null,"BITNER","KMT",1,55530,"PLN",0.23,null,null,null,null,null,null,null,"n95"]
[1494,null,"STEROWNICZE","S65947",5902956236982,"BiT 1000®CY","25G1,5",null,"BITNER","KMT",1,63540,"PLN",0.23,null,null,null,null,null,null,null,"n95"]
[1495,null,"STEROWNICZE","S65948",5902956236999,"BiT 1000®CY","30G1,5",null,"BITNER","KMT",1,76350,"PLN",0.23,null,null,null,null,null,null,null,"n95"]
[1496,null,"STEROWNICZE","S65949",5902956237002,"BiT 1000®CY","34G1,5",null,"BITNER","KMT",1,86160,"PLN",0.23,null,null,null,null,null,null,null,"n95"]
[1497,null,"STEROWNICZE","S65950",5902956237019,"BiT 1000®CY","37G1,5",null,"BITNER","KMT",1,91090,"PLN",0.23,null,null,null,null,null,null,null,"n95"]
[1498,null,"STEROWNICZE","S65951",5902956237026,"BiT 1000®CY","42G1,5",null,"BITNER","KMT",1,104240,"PLN",0.23,null,null,null,null,null,null,null,"n95"]
[1499,null,"STEROWNICZE","S65953",5902956237033,"BiT 1000®CY","61G1,5",null,"BITNER","KMT",1,142540,"PLN",0.23,null,null,null,null,null,null,null,"n95"]
[1500,null,"STEROWNICZE","S65954",5902956237040,"BiT 1000®CY","52G1,5",null,"BITNER","KMT",1,123940,"PLN",0.23,null,null,null,null,null,null,null,"n95"]
[1501,null,"STEROWNICZE","S65956",5902956237057,"BiT 1000®CY","6G2,5",null,"BITNER","KMT",1,27810,"PLN",0.23,null,null,null,null,null,null,null,"n95"]
[1502,null,"STEROWNICZE","S65957",5902956237064,"BiT 1000®CY","8G2,5",null,"BITNER","KMT",1,35250,"PLN",0.23,null,null,null,null,null,null,null,"n95"]
[1503,null,"STEROWNICZE","S65958",5902956237071,"BiT 1000®CY","12G2,5",null,"BITNER","KMT",1,51670,"PLN",0.23,null,null,null,null,null,null,null,"n95"]
[1504,null,"STEROWNICZE","S65959",5902956237088,"BiT 1000®CY","21G2,5",null,"BITNER","KMT",1,83830,"PLN",0.23,null,null,null,null,null,null,null,"n95"]
[1505,null,"STEROWNICZE","S65960",5902956237095,"BiT 1000®CY","30G2,5",null,"BITNER","KMT",1,114640,"PLN",0.23,null,null,null,null,null,null,null,"n95"]
[1506,null,"STEROWNICZE","S65968",5902956237101,"BiT 1000®CY","52G0,75",null,"BITNER","KMT",1,71210,"PLN",0.23,null,null,null,null,null,null,null,"n95"]
[1507,null,"STEROWNICZE","S65969",5902956237118,"BiT 1000®CY","10G6",null,"BITNER","KMT",1,91210,"PLN",0.23,null,null,null,null,null,null,null,"n95"]
[1508,null,"STEROWNICZE","S65970",5902956237125,"BiT 1000®CY","10G10",null,"BITNER","KMT",1,153310,"PLN",0.23,null,null,null,null,null,null,null,"n95"]
[1509,null,"STEROWNICZE","S65971",5902956237132,"BiT 1000®CY","2x16",null,"BITNER","KMT",1,52290,"PLN",0.23,null,null,null,null,null,null,null,"n95"]
[1510,null,"STEROWNICZE","S65972",5902956237149,"BiT 1000®CY","10G16",null,"BITNER","KMT",1,225070,"PLN",0.23,null,null,null,null,null,null,null,"n95"]
[1511,null,"STEROWNICZE","S65973",5902956237156,"BiT 1000®CY","2x25",null,"BITNER","KMT",1,78440,"PLN",0.23,null,null,null,null,null,null,null,"n95"]
[1512,null,"STEROWNICZE","S65974",5902956237163,"BiT 1000®CY","7G25",null,"BITNER","KMT",1,239840,"PLN",0.23,null,null,null,null,null,null,null,"n95"]
[1513,null,"STEROWNICZE","S66400",5902956099686,"BiT 1000®CY FR","2x2,5",null,"BITNER","KMT",1,14900,"PLN",0.23,null,null,null,null,null,null,null,"n95"]
[1514,null,"STEROWNICZE","S66401",5902956099693,"BiT 1000®CY FR","3G2,5",null,"BITNER","KMT",1,18270,"PLN",0.23,null,null,null,null,null,null,null,"n95"]
[1515,null,"STEROWNICZE","S66402",5902956099709,"BiT 1000®CY FR","4G2,5",null,"BITNER","KMT",1,22220,"PLN",0.23,null,null,null,null,null,null,null,"n95"]
[1516,null,"STEROWNICZE","S66403",5902956099716,"BiT 1000®CY FR","5G2,5",null,"BITNER","KMT",1,26460,"PLN",0.23,null,null,null,null,null,null,null,"n95"]
[1517,null,"STEROWNICZE","S66404",5902956099723,"BiT 1000®CY FR","7G2,5",null,"BITNER","KMT",1,33450,"PLN",0.23,null,null,null,null,null,null,null,"n95"]
[1518,null,"STEROWNICZE","S66405",5902956099730,"BiT 1000®CY FR","10G2,5",null,"BITNER","KMT",1,47860,"PLN",0.23,null,null,null,null,null,null,null,"n95"]
[1519,null,"STEROWNICZE","S66406",5902956099747,"BiT 1000®CY FR","14G2,5",null,"BITNER","KMT",1,61130,"PLN",0.23,null,null,null,null,null,null,null,"n95"]
[1520,null,"STEROWNICZE","S66407",5902956099754,"BiT 1000®CY FR","16G2,5",null,"BITNER","KMT",1,71860,"PLN",0.23,null,null,null,null,null,null,null,"n95"]
[1521,null,"STEROWNICZE","S66408",5902956099761,"BiT 1000®CY FR","18G2,5",null,"BITNER","KMT",1,77420,"PLN",0.23,null,null,null,null,null,null,null,"n95"]
[1522,null,"STEROWNICZE","S66409",5902956099778,"BiT 1000®CY FR","25G2,5",null,"BITNER","KMT",1,104510,"PLN",0.23,null,null,null,null,null,null,null,"n95"]
[1523,null,"STEROWNICZE","S66410",5902956099785,"BiT 1000®CY FR","2x4",null,"BITNER","KMT",1,19680,"PLN",0.23,null,null,null,null,null,null,null,"n95"]
[1524,null,"STEROWNICZE","S66411",5902956099792,"BiT 1000®CY FR","3G4",null,"BITNER","KMT",1,25480,"PLN",0.23,null,null,null,null,null,null,null,"n95"]
[1525,null,"STEROWNICZE","S66412",5902956099808,"BiT 1000®CY FR","4G4",null,"BITNER","KMT",1,31590,"PLN",0.23,null,null,null,null,null,null,null,"n95"]
[1526,null,"STEROWNICZE","S66413",5902956099815,"BiT 1000®CY FR","5G4",null,"BITNER","KMT",1,38040,"PLN",0.23,null,null,null,null,null,null,null,"n95"]
[1527,null,"STEROWNICZE","S66414",5902956099822,"BiT 1000®CY FR","7G4",null,"BITNER","KMT",1,49520,"PLN",0.23,null,null,null,null,null,null,null,"n95"]
[1528,null,"STEROWNICZE","S66415",5902956099839,"BiT 1000®CY FR","10G4",null,"BITNER","KMT",1,71600,"PLN",0.23,null,null,null,null,null,null,null,"n95"]
[1529,null,"STEROWNICZE","S66416",5902956099846,"BiT 1000®CY FR","3G6",null,"BITNER","KMT",1,33960,"PLN",0.23,null,null,null,null,null,null,null,"n95"]
[1530,null,"STEROWNICZE","S66417",5902956099853,"BiT 1000®CY FR","4G6",null,"BITNER","KMT",1,43300,"PLN",0.23,null,null,null,null,null,null,null,"n95"]
[1531,null,"STEROWNICZE","S66418",5902956099860,"BiT 1000®CY FR","5G6",null,"BITNER","KMT",1,52210,"PLN",0.23,null,null,null,null,null,null,null,"n95"]
[1532,null,"STEROWNICZE","S66419",5902956099877,"BiT 1000®CY FR","7G6",null,"BITNER","KMT",1,68990,"PLN",0.23,null,null,null,null,null,null,null,"n95"]
[1533,null,"STEROWNICZE","S66420",5902956099884,"BiT 1000®CY FR","3G10",null,"BITNER","KMT",1,54170,"PLN",0.23,null,null,null,null,null,null,null,"n95"]
[1534,null,"STEROWNICZE","S66421",5902956099891,"BiT 1000®CY FR","4G10",null,"BITNER","KMT",1,69690,"PLN",0.23,null,null,null,null,null,null,null,"n95"]
[1535,null,"STEROWNICZE","S66422",5902956099907,"BiT 1000®CY FR","5G10",null,"BITNER","KMT",1,84420,"PLN",0.23,null,null,null,null,null,null,null,"n95"]
[1536,null,"STEROWNICZE","S66423",5902956099914,"BiT 1000®CY FR","7G10",null,"BITNER","KMT",1,112650,"PLN",0.23,null,null,null,null,null,null,null,"n95"]
[1537,null,"STEROWNICZE","S66424",5902956099921,"BiT 1000®CY FR","3G16",null,"BITNER","KMT",1,78810,"PLN",0.23,null,null,null,null,null,null,null,"n95"]
[1538,null,"STEROWNICZE","S66425",5902956099938,"BiT 1000®CY FR","4G16",null,"BITNER","KMT",1,101830,"PLN",0.23,null,null,null,null,null,null,null,"n95"]
[1539,null,"STEROWNICZE","S66426",5902956099945,"BiT 1000®CY FR","5G16",null,"BITNER","KMT",1,124480,"PLN",0.23,null,null,null,null,null,null,null,"n95"]
[1540,null,"STEROWNICZE","S66427",5902956099952,"BiT 1000®CY FR","7G16",null,"BITNER","KMT",1,167400,"PLN",0.23,null,null,null,null,null,null,null,"n95"]
[1541,null,"STEROWNICZE","S66428",5902956099969,"BiT 1000®CY FR","3G25",null,"BITNER","KMT",1,120440,"PLN",0.23,null,null,null,null,null,null,null,"n95"]
[1542,null,"STEROWNICZE","S66429",5902956099976,"BiT 1000®CY FR","4G25",null,"BITNER","KMT",1,156120,"PLN",0.23,null,null,null,null,null,null,null,"n95"]
[1543,null,"STEROWNICZE","S66430",5902956099983,"BiT 1000®CY FR","5G25",null,"BITNER","KMT",1,191400,"PLN",0.23,null,null,null,null,null,null,null,"n95"]
[1544,null,"STEROWNICZE","S66431",5902956099990,"BiT 1000®CY FR","3G35",null,"BITNER","KMT",1,159150,"PLN",0.23,null,null,null,null,null,null,null,"n95"]
[1545,null,"STEROWNICZE","S66432",5902956100009,"BiT 1000®CY FR","4G35",null,"BITNER","KMT",1,211690,"PLN",0.23,null,null,null,null,null,null,null,"n95"]
[1546,null,"STEROWNICZE","S66433",5902956100016,"BiT 1000®CY FR","5G35",null,"BITNER","KMT",1,259770,"PLN",0.23,null,null,null,null,null,null,null,"n95"]
[1547,null,"STEROWNICZE","S66434",5902956100023,"BiT 1000®CY FR","3G50",null,"BITNER","KMT",1,225500,"PLN",0.23,null,null,null,null,null,null,null,"n95"]
[1548,null,"STEROWNICZE","S66435",5902956100030,"BiT 1000®CY FR","4G50",null,"BITNER","KMT",1,293070,"PLN",0.23,null,null,null,null,null,null,null,"n95"]
[1549,null,"STEROWNICZE","S66436",5902956100047,"BiT 1000®CY FR","5G50",null,"BITNER","KMT",1,361670,"PLN",0.23,null,null,null,null,null,null,null,"n95"]
[1550,null,"STEROWNICZE","S66437",5902956100054,"BiT 1000®CY FR","3G70",null,"BITNER","KMT",1,319370,"PLN",0.23,null,null,null,null,null,null,null,"n95"]
[1551,null,"STEROWNICZE","S66438",5902956100061,"BiT 1000®CY FR","4G70",null,"BITNER","KMT",1,413330,"PLN",0.23,null,null,null,null,null,null,null,"n95"]
[1552,null,"STEROWNICZE","S66439",5902956100078,"BiT 1000®CY FR","5G70",null,"BITNER","KMT",1,510200,"PLN",0.23,null,null,null,null,null,null,null,"n95"]
[1553,null,"STEROWNICZE","S66440",5902956100085,"BiT 1000®CY FR","3G95",null,"BITNER","KMT",1,414890,"PLN",0.23,null,null,null,null,null,null,null,"n95"]
[1554,null,"STEROWNICZE","S66441",5902956100092,"BiT 1000®CY FR","4G95",null,"BITNER","KMT",1,543980,"PLN",0.23,null,null,null,null,null,null,null,"n95"]
[1555,null,"STEROWNICZE","S66443",5902956100115,"BiT 1000®CY FR","3G120",null,"BITNER","KMT",1,524870,"PLN",0.23,null,null,null,null,null,null,null,"n95"]
[1556,null,"STEROWNICZE","S66444",5902956100122,"BiT 1000®CY FR","4G120",null,"BITNER","KMT",1,680440,"PLN",0.23,null,null,null,null,null,null,null,"n95"]
[1557,null,"STEROWNICZE","S66445",5902956100139,"BiT 1000®CY FR","4G150",null,"BITNER","KMT",1,848760,"PLN",0.23,null,null,null,null,null,null,null,"n95"]
[1558,null,"STEROWNICZE","S66446",5902956100146,"BiT 1000®CY FR","4G185",null,"BITNER","KMT",1,1029790,"PLN",0.23,null,null,null,null,null,null,null,"n95"]
[1559,null,"STEROWNICZE","S66447",5902956100153,"BiT 1000®CY FR","4G240",null,"BITNER","KMT",1,1342360,"PLN",0.23,null,null,null,null,null,null,null,"n95"]
[1560,null,"STEROWNICZE","S66448",5902956237170,"BiT 1000®CY FR","34G0,5",null,"BITNER","KMT",1,42290,"PLN",0.23,null,null,null,null,null,null,null,"n95"]
[1561,null,"STEROWNICZE","S66449",5902956237187,"BiT 1000®CY FR","30G0,75",null,"BITNER","KMT",1,48440,"PLN",0.23,null,null,null,null,null,null,null,"n95"]
[1562,null,"STEROWNICZE","S66450",5902956237194,"BiT 1000®CY FR","34G0,75",null,"BITNER","KMT",1,55470,"PLN",0.23,null,null,null,null,null,null,null,"n95"]
[1563,null,"STEROWNICZE","S66451",5902956237200,"BiT 1000®CY FR","37G0,75",null,"BITNER","KMT",1,58340,"PLN",0.23,null,null,null,null,null,null,null,"n95"]
[1564,null,"STEROWNICZE","S66452",5902956237217,"BiT 1000®CY FR","42G0,75",null,"BITNER","KMT",1,66630,"PLN",0.23,null,null,null,null,null,null,null,"n95"]
[1565,null,"STEROWNICZE","S66453",5902956237224,"BiT 1000®CY FR","52G0,75",null,"BITNER","KMT",1,78330,"PLN",0.23,null,null,null,null,null,null,null,"n95"]
[1566,null,"STEROWNICZE","S66454",5902956237231,"BiT 1000®CY FR","61G0,75",null,"BITNER","KMT",1,89790,"PLN",0.23,null,null,null,null,null,null,null,"n95"]
[1567,null,"STEROWNICZE","S66560",5902956099099,"BiT 1000®CY FR","2x0,5",null,"BITNER","KMT",1,6950,"PLN",0.23,null,null,null,null,null,null,null,"n95"]
[1568,null,"STEROWNICZE","S66561",5902956099105,"BiT 1000®CY FR","3G0,5",null,"BITNER","KMT",1,8030,"PLN",0.23,null,null,null,null,null,null,null,"n95"]
[1569,null,"STEROWNICZE","S66562",5902956099112,"BiT 1000®CY FR","4G0,5",null,"BITNER","KMT",1,9270,"PLN",0.23,null,null,null,null,null,null,null,"n95"]
[1570,null,"STEROWNICZE","S66563",5902956099129,"BiT 1000®CY FR","5G0,5",null,"BITNER","KMT",1,10610,"PLN",0.23,null,null,null,null,null,null,null,"n95"]
[1571,null,"STEROWNICZE","S66564",5902956099136,"BiT 1000®CY FR","6G0,5",null,"BITNER","KMT",1,12580,"PLN",0.23,null,null,null,null,null,null,null,"n95"]
[1572,null,"STEROWNICZE","S66565",5902956099143,"BiT 1000®CY FR","7G0,5",null,"BITNER","KMT",1,13230,"PLN",0.23,null,null,null,null,null,null,null,"n95"]
[1573,null,"STEROWNICZE","S66566",5902956099150,"BiT 1000®CY FR","8G0,5",null,"BITNER","KMT",1,14730,"PLN",0.23,null,null,null,null,null,null,null,"n95"]
[1574,null,"STEROWNICZE","S66567",5902956099167,"BiT 1000®CY FR","10G0,5",null,"BITNER","KMT",1,17880,"PLN",0.23,null,null,null,null,null,null,null,"n95"]
[1575,null,"STEROWNICZE","S66568",5902956099174,"BiT 1000®CY FR","12G0,5",null,"BITNER","KMT",1,19160,"PLN",0.23,null,null,null,null,null,null,null,"n95"]
[1576,null,"STEROWNICZE","S66569",5902956099181,"BiT 1000®CY FR","14G0,5",null,"BITNER","KMT",1,21140,"PLN",0.23,null,null,null,null,null,null,null,"n95"]
[1577,null,"STEROWNICZE","S66570",5902956099198,"BiT 1000®CY FR","16G0,5",null,"BITNER","KMT",1,23510,"PLN",0.23,null,null,null,null,null,null,null,"n95"]
[1578,null,"STEROWNICZE","S66571",5902956099204,"BiT 1000®CY FR","18G0,5",null,"BITNER","KMT",1,25760,"PLN",0.23,null,null,null,null,null,null,null,"n95"]
[1579,null,"STEROWNICZE","S66574",5902956099235,"BiT 1000®CY FR","21G0,5",null,"BITNER","KMT",1,28310,"PLN",0.23,null,null,null,null,null,null,null,"n95"]
[1580,null,"STEROWNICZE","S66575",5902956099242,"BiT 1000®CY FR","25G0,5",null,"BITNER","KMT",1,33350,"PLN",0.23,null,null,null,null,null,null,null,"n95"]
[1581,null,"STEROWNICZE","S66576",5902956099259,"BiT 1000®CY FR","30G0,5",null,"BITNER","KMT",1,37430,"PLN",0.23,null,null,null,null,null,null,null,"n95"]
[1582,null,"STEROWNICZE","S66578",5902956099273,"BiT 1000®CY FR","2x0,75",null,"BITNER","KMT",1,8070,"PLN",0.23,null,null,null,null,null,null,null,"n95"]
[1583,null,"STEROWNICZE","S66579",5902956099280,"BiT 1000®CY FR","3G0,75",null,"BITNER","KMT",1,8350,"PLN",0.23,null,null,null,null,null,null,null,"n95"]
[1584,null,"STEROWNICZE","S66580",5902956099297,"BiT 1000®CY FR","4G0,75",null,"BITNER","KMT",1,11070,"PLN",0.23,null,null,null,null,null,null,null,"n95"]
[1585,null,"STEROWNICZE","S66581",5902956099303,"BiT 1000®CY FR","5G0,75",null,"BITNER","KMT",1,13300,"PLN",0.23,null,null,null,null,null,null,null,"n95"]
[1586,null,"STEROWNICZE","S66582",5902956099310,"BiT 1000®CY FR","6G0,75",null,"BITNER","KMT",1,14640,"PLN",0.23,null,null,null,null,null,null,null,"n95"]
[1587,null,"STEROWNICZE","S66583",5902956099327,"BiT 1000®CY FR","7G0,75",null,"BITNER","KMT",1,15600,"PLN",0.23,null,null,null,null,null,null,null,"n95"]
[1588,null,"STEROWNICZE","S66584",5902956099334,"BiT 1000®CY FR","8G0,75",null,"BITNER","KMT",1,17930,"PLN",0.23,null,null,null,null,null,null,null,"n95"]
[1589,null,"STEROWNICZE","S66585",5902956099341,"BiT 1000®CY FR","10G0,75",null,"BITNER","KMT",1,21910,"PLN",0.23,null,null,null,null,null,null,null,"n95"]
[1590,null,"STEROWNICZE","S66586",5902956099358,"BiT 1000®CY FR","12G0,75",null,"BITNER","KMT",1,23870,"PLN",0.23,null,null,null,null,null,null,null,"n95"]
[1591,null,"STEROWNICZE","S66587",5902956099365,"BiT 1000®CY FR","14G0,75",null,"BITNER","KMT",1,26820,"PLN",0.23,null,null,null,null,null,null,null,"n95"]
[1592,null,"STEROWNICZE","S66588",5902956099372,"BiT 1000®CY FR","16G0,75",null,"BITNER","KMT",1,29320,"PLN",0.23,null,null,null,null,null,null,null,"n95"]
[1593,null,"STEROWNICZE","S66589",5902956099389,"BiT 1000®CY FR","18G0,75",null,"BITNER","KMT",1,32110,"PLN",0.23,null,null,null,null,null,null,null,"n95"]
[1594,null,"STEROWNICZE","S66592",5902956099419,"BiT 1000®CY FR","21G0,75",null,"BITNER","KMT",1,36250,"PLN",0.23,null,null,null,null,null,null,null,"n95"]
[1595,null,"STEROWNICZE","S66593",5902956099426,"BiT 1000®CY FR","25G0,75",null,"BITNER","KMT",1,42630,"PLN",0.23,null,null,null,null,null,null,null,"n95"]
[1596,null,"STEROWNICZE","S66594",5902956099433,"BiT 1000®CY FR","2x1",null,"BITNER","KMT",1,9010,"PLN",0.23,null,null,null,null,null,null,null,"n95"]
[1597,null,"STEROWNICZE","S66595",5902956099440,"BiT 1000®CY FR","3G1",null,"BITNER","KMT",1,10770,"PLN",0.23,null,null,null,null,null,null,null,"n95"]
[1598,null,"STEROWNICZE","S66596",5902956099457,"BiT 1000®CY FR","4G1",null,"BITNER","KMT",1,12800,"PLN",0.23,null,null,null,null,null,null,null,"n95"]
[1599,null,"STEROWNICZE","S66597",5902956099464,"BiT 1000®CY FR","5G1",null,"BITNER","KMT",1,15110,"PLN",0.23,null,null,null,null,null,null,null,"n95"]
[1600,null,"STEROWNICZE","S66598",5902956099471,"BiT 1000®CY FR","6G1",null,"BITNER","KMT",1,16940,"PLN",0.23,null,null,null,null,null,null,null,"n95"]
[1601,null,"STEROWNICZE","S66599",5902956099488,"BiT 1000®CY FR","7G1",null,"BITNER","KMT",1,18250,"PLN",0.23,null,null,null,null,null,null,null,"n95"]
[1602,null,"STEROWNICZE","S66600",5902956099495,"BiT 1000®CY FR","8G1",null,"BITNER","KMT",1,21010,"PLN",0.23,null,null,null,null,null,null,null,"n95"]
[1603,null,"STEROWNICZE","S66601",5902956099501,"BiT 1000®CY FR","10G1",null,"BITNER","KMT",1,26060,"PLN",0.23,null,null,null,null,null,null,null,"n95"]
[1604,null,"STEROWNICZE","S66602",5902956099518,"BiT 1000®CY FR","12G1",null,"BITNER","KMT",1,28210,"PLN",0.23,null,null,null,null,null,null,null,"n95"]
[1605,null,"STEROWNICZE","S66603",5902956099525,"BiT 1000®CY FR","14G1",null,"BITNER","KMT",1,31510,"PLN",0.23,null,null,null,null,null,null,null,"n95"]
[1606,null,"STEROWNICZE","S66604",5902956099532,"BiT 1000®CY FR","16G1",null,"BITNER","KMT",1,35140,"PLN",0.23,null,null,null,null,null,null,null,"n95"]
[1607,null,"STEROWNICZE","S66605",5902956099549,"BiT 1000®CY FR","18G1",null,"BITNER","KMT",1,38720,"PLN",0.23,null,null,null,null,null,null,null,"n95"]
[1608,null,"STEROWNICZE","S66608",5902956099570,"BiT 1000®CY FR","21G1",null,"BITNER","KMT",1,43770,"PLN",0.23,null,null,null,null,null,null,null,"n95"]
[1609,null,"STEROWNICZE","S66609",5902956099587,"BiT 1000®CY FR","25G1",null,"BITNER","KMT",1,51980,"PLN",0.23,null,null,null,null,null,null,null,"n95"]
[1610,null,"STEROWNICZE","S66610",5902956099594,"BiT 1000®CY FR","2x1,5",null,"BITNER","KMT",1,10930,"PLN",0.23,null,null,null,null,null,null,null,"n95"]
[1611,null,"STEROWNICZE","S66611",5902956099600,"BiT 1000®CY FR","3G1,5",null,"BITNER","KMT",1,13360,"PLN",0.23,null,null,null,null,null,null,null,"n95"]
[1612,null,"STEROWNICZE","S66612",5902956099617,"BiT 1000®CY FR","4G1,5",null,"BITNER","KMT",1,16310,"PLN",0.23,null,null,null,null,null,null,null,"n95"]
[1613,null,"STEROWNICZE","S66613",5902956099624,"BiT 1000®CY FR","5G1,5",null,"BITNER","KMT",1,18780,"PLN",0.23,null,null,null,null,null,null,null,"n95"]
[1614,null,"STEROWNICZE","S66614",5902956099631,"BiT 1000®CY FR","6G1,5",null,"BITNER","KMT",1,21610,"PLN",0.23,null,null,null,null,null,null,null,"n95"]
[1615,null,"STEROWNICZE","S66615",5902956099648,"BiT 1000®CY FR","7G1,5",null,"BITNER","KMT",1,23440,"PLN",0.23,null,null,null,null,null,null,null,"n95"]
[1616,null,"STEROWNICZE","S66616",5902956099655,"BiT 1000®CY FR","8G1,5",null,"BITNER","KMT",1,26780,"PLN",0.23,null,null,null,null,null,null,null,"n95"]
[1617,null,"STEROWNICZE","S66617",5902956099662,"BiT 1000®CY FR","10G1,5",null,"BITNER","KMT",1,33120,"PLN",0.23,null,null,null,null,null,null,null,"n95"]
[1618,null,"STEROWNICZE","S66618",5902956099679,"BiT 1000®CY FR","12G1,5",null,"BITNER","KMT",1,36680,"PLN",0.23,null,null,null,null,null,null,null,"n95"]
[1619,null,"STEROWNICZE","S66619",5902956237248,"BiT 1000®CY FR","14G1,5",null,"BITNER","KMT",1,41450,"PLN",0.23,null,null,null,null,null,null,null,"n95"]
[1620,null,"STEROWNICZE","S66620",5902956237255,"BiT 1000®CY FR","16G1,5",null,"BITNER","KMT",1,49050,"PLN",0.23,null,null,null,null,null,null,null,"n95"]
[1621,null,"STEROWNICZE","S66621",5902956237262,"BiT 1000®CY FR","18G1,5",null,"BITNER","KMT",1,51270,"PLN",0.23,null,null,null,null,null,null,null,"n95"]
[1622,null,"STEROWNICZE","S66622",5902956237279,"BiT 1000®CY FR","21G1,5",null,"BITNER","KMT",1,61090,"PLN",0.23,null,null,null,null,null,null,null,"n95"]
[1623,null,"STEROWNICZE","S66623",5902956237286,"BiT 1000®CY FR","25G1,5",null,"BITNER","KMT",1,69890,"PLN",0.23,null,null,null,null,null,null,null,"n95"]
[1624,null,"STEROWNICZE","S66624",5902956237293,"BiT 1000®CY FR","30G1,5",null,"BITNER","KMT",1,83980,"PLN",0.23,null,null,null,null,null,null,null,"n95"]
[1625,null,"STEROWNICZE","S66625",5902956237309,"BiT 1000®CY FR","34G1,5",null,"BITNER","KMT",1,94780,"PLN",0.23,null,null,null,null,null,null,null,"n95"]
[1626,null,"STEROWNICZE","S66626",5902956237316,"BiT 1000®CY FR","37G1,5",null,"BITNER","KMT",1,100200,"PLN",0.23,null,null,null,null,null,null,null,"n95"]
[1627,null,"STEROWNICZE","S66627",5902956237323,"BiT 1000®CY FR","42G1,5",null,"BITNER","KMT",1,114670,"PLN",0.23,null,null,null,null,null,null,null,"n95"]
[1628,null,"STEROWNICZE","S66628",5902956237330,"BiT 1000®CY FR","52G1,5",null,"BITNER","KMT",1,136330,"PLN",0.23,null,null,null,null,null,null,null,"n95"]
[1629,null,"STEROWNICZE","S66629",5902956237347,"BiT 1000®CY FR","61G1,5",null,"BITNER","KMT",1,156800,"PLN",0.23,null,null,null,null,null,null,null,"n95"]
[1630,null,"STEROWNICZE","S67100",5902956237354,"BiT 1000®CY FR","30G1",null,"BITNER","KMT",1,59200,"PLN",0.23,null,null,null,null,null,null,null,"n95"]
[1631,null,"STEROWNICZE","S67101",5902956237361,"BiT 1000®CY FR","34G1",null,"BITNER","KMT",1,68340,"PLN",0.23,null,null,null,null,null,null,null,"n95"]
[1632,null,"STEROWNICZE","S67102",5902956237378,"BiT 1000®CY FR","37G1",null,"BITNER","KMT",1,71520,"PLN",0.23,null,null,null,null,null,null,null,"n95"]
[1633,null,"STEROWNICZE","S67103",5902956237385,"BiT 1000®CY FR","42G1",null,"BITNER","KMT",1,81510,"PLN",0.23,null,null,null,null,null,null,null,"n95"]
[1634,null,"STEROWNICZE","S67104",5902956237392,"BiT 1000®CY FR","52G1",null,"BITNER","KMT",1,96650,"PLN",0.23,null,null,null,null,null,null,null,"n95"]
[1635,null,"STEROWNICZE","S67105",5902956237408,"BiT 1000®CY FR","61G1",null,"BITNER","KMT",1,114580,"PLN",0.23,null,null,null,null,null,null,null,"n95"]
[1636,null,"STEROWNICZE","S67106",5902956237415,"BiT 1000®CY FR","6G2,5",null,"BITNER","KMT",1,30600,"PLN",0.23,null,null,null,null,null,null,null,"n95"]
[1637,null,"STEROWNICZE","S67107",5902956237422,"BiT 1000®CY FR","8G2,5",null,"BITNER","KMT",1,38780,"PLN",0.23,null,null,null,null,null,null,null,"n95"]
[1638,null,"STEROWNICZE","S67108",5902956237439,"BiT 1000®CY FR","12G2,5",null,"BITNER","KMT",1,56840,"PLN",0.23,null,null,null,null,null,null,null,"n95"]
[1639,null,"STEROWNICZE","S67109",5902956237446,"BiT 1000®CY FR","21G2,5",null,"BITNER","KMT",1,92210,"PLN",0.23,null,null,null,null,null,null,null,"n95"]
[1640,null,"STEROWNICZE","S67110",5902956237453,"BiT 1000®CY FR","30G2,5",null,"BITNER","KMT",1,126110,"PLN",0.23,null,null,null,null,null,null,null,"n95"]
[1641,null,"STEROWNICZE","S67111",5902956237460,"BiT 1000®CY FR","2x6",null,"BITNER","KMT",1,26030,"PLN",0.23,null,null,null,null,null,null,null,"n95"]
[1642,null,"STEROWNICZE","S67112",5902956237477,"BiT 1000®CY FR","10G6",null,"BITNER","KMT",1,100340,"PLN",0.23,null,null,null,null,null,null,null,"n95"]
[1643,null,"STEROWNICZE","S67113",5902956237484,"BiT 1000®CY FR","2x10",null,"BITNER","KMT",1,40290,"PLN",0.23,null,null,null,null,null,null,null,"n95"]
[1644,null,"STEROWNICZE","S67114",5902956237491,"BiT 1000®CY FR","10G10",null,"BITNER","KMT",1,168640,"PLN",0.23,null,null,null,null,null,null,null,"n95"]
[1645,null,"STEROWNICZE","S67115",5902956237507,"BiT 1000®CY FR","2x16",null,"BITNER","KMT",1,57520,"PLN",0.23,null,null,null,null,null,null,null,"n95"]
[1646,null,"STEROWNICZE","S67116",5902956237514,"BiT 1000®CY FR","10G16",null,"BITNER","KMT",1,247580,"PLN",0.23,null,null,null,null,null,null,null,"n95"]
[1647,null,"STEROWNICZE","S67117",5902956237521,"BiT 1000®CY FR","2x25",null,"BITNER","KMT",1,86280,"PLN",0.23,null,null,null,null,null,null,null,"n95"]
[1648,null,"STEROWNICZE","S67118",5902956237538,"BiT 1000®CY FR","7G25",null,"BITNER","KMT",1,263820,"PLN",0.23,null,null,null,null,null,null,null,"n95"]
[1649,null,"STEROWNICZE","S66081",5902956108562,"BiT 1000®CY","2x1,5",null,"BITNER","KMT",1,12920,"PLN",0.23,null,null,null,null,null,null,null,"n95"]
[1650,null,"STEROWNICZE","S66082",5902956108579,"BiT 1000®CY","3G1,5",null,"BITNER","KMT",1,15780,"PLN",0.23,null,null,null,null,null,null,null,"n95"]
[1651,null,"STEROWNICZE","S66083",5902956108586,"BiT 1000®CY","4G1,5",null,"BITNER","KMT",1,18830,"PLN",0.23,null,null,null,null,null,null,null,"n95"]
[1652,null,"STEROWNICZE","S66084",5902956108593,"BiT 1000®CY","5G1,5",null,"BITNER","KMT",1,21680,"PLN",0.23,null,null,null,null,null,null,null,"n95"]
[1653,null,"STEROWNICZE","S66085",5902956108609,"BiT 1000®CY","6G1,5",null,"BITNER","KMT",1,24950,"PLN",0.23,null,null,null,null,null,null,null,"n95"]
[1654,null,"STEROWNICZE","S66086",5902956108616,"BiT 1000®CY","7G1,5",null,"BITNER","KMT",1,27060,"PLN",0.23,null,null,null,null,null,null,null,"n95"]
[1655,null,"STEROWNICZE","S66087",5902956108623,"BiT 1000®CY","8G1,5",null,"BITNER","KMT",1,30910,"PLN",0.23,null,null,null,null,null,null,null,"n95"]
[1656,null,"STEROWNICZE","S66088",5902956108630,"BiT 1000®CY","10G1,5",null,"BITNER","KMT",1,38230,"PLN",0.23,null,null,null,null,null,null,null,"n95"]
[1657,null,"STEROWNICZE","S66089",5902956108647,"BiT 1000®CY","12G1,5",null,"BITNER","KMT",1,42340,"PLN",0.23,null,null,null,null,null,null,null,"n95"]
[1658,null,"STEROWNICZE","S66090",5902956108654,"BiT 1000®CY","2x2,5",null,"BITNER","KMT",1,17200,"PLN",0.23,null,null,null,null,null,null,null,"n95"]
[1659,null,"STEROWNICZE","S66091",5902956108661,"BiT 1000®CY","3G2,5",null,"BITNER","KMT",1,21090,"PLN",0.23,null,null,null,null,null,null,null,"n95"]
[1660,null,"STEROWNICZE","S66092",5902956108678,"BiT 1000®CY","4G2,5",null,"BITNER","KMT",1,25650,"PLN",0.23,null,null,null,null,null,null,null,"n95"]
[1661,null,"STEROWNICZE","S66093",5902956108685,"BiT 1000®CY","5G2,5",null,"BITNER","KMT",1,30560,"PLN",0.23,null,null,null,null,null,null,null,"n95"]
[1662,null,"STEROWNICZE","S66094",5902956108692,"BiT 1000®CY","7G2,5",null,"BITNER","KMT",1,38620,"PLN",0.23,null,null,null,null,null,null,null,"n95"]
[1663,null,"STEROWNICZE","S66095",5902956108708,"BiT 1000®CY","10G2,5",null,"BITNER","KMT",1,55260,"PLN",0.23,null,null,null,null,null,null,null,"n95"]
[1664,null,"STEROWNICZE","S66096",5902956108715,"BiT 1000®CY","14G2,5",null,"BITNER","KMT",1,70580,"PLN",0.23,null,null,null,null,null,null,null,"n95"]
[1665,null,"STEROWNICZE","S66097",5902956108722,"BiT 1000®CY","16G2,5",null,"BITNER","KMT",1,82970,"PLN",0.23,null,null,null,null,null,null,null,"n95"]
[1666,null,"STEROWNICZE","S66098",5902956108739,"BiT 1000®CY","18G2,5",null,"BITNER","KMT",1,89390,"PLN",0.23,null,null,null,null,null,null,null,"n95"]
[1667,null,"STEROWNICZE","S66099",5902956108746,"BiT 1000®CY","25G2,5",null,"BITNER","KMT",1,120660,"PLN",0.23,null,null,null,null,null,null,null,"n95"]
[1668,null,"STEROWNICZE","S66100",5902956108753,"BiT 1000®CY","2x4",null,"BITNER","KMT",1,22720,"PLN",0.23,null,null,null,null,null,null,null,"n95"]
[1669,null,"STEROWNICZE","S66101",5902956108760,"BiT 1000®CY","3G4",null,"BITNER","KMT",1,29420,"PLN",0.23,null,null,null,null,null,null,null,"n95"]
[1670,null,"STEROWNICZE","S66102",5902956108777,"BiT 1000®CY","4G4",null,"BITNER","KMT",1,36470,"PLN",0.23,null,null,null,null,null,null,null,"n95"]
[1671,null,"STEROWNICZE","S66103",5902956108784,"BiT 1000®CY","5G4",null,"BITNER","KMT",1,43920,"PLN",0.23,null,null,null,null,null,null,null,"n95"]
[1672,null,"STEROWNICZE","S66104",5902956108791,"BiT 1000®CY","7G4",null,"BITNER","KMT",1,57160,"PLN",0.23,null,null,null,null,null,null,null,"n95"]
[1673,null,"STEROWNICZE","S66105",5902956108807,"BiT 1000®CY","10G4",null,"BITNER","KMT",1,82670,"PLN",0.23,null,null,null,null,null,null,null,"n95"]
[1674,null,"STEROWNICZE","S66106",5902956108814,"BiT 1000®CY","3G6",null,"BITNER","KMT",1,39210,"PLN",0.23,null,null,null,null,null,null,null,"n95"]
[1675,null,"STEROWNICZE","S66107",5902956108821,"BiT 1000®CY","4G6",null,"BITNER","KMT",1,49990,"PLN",0.23,null,null,null,null,null,null,null,"n95"]
[1676,null,"STEROWNICZE","S66108",5902956108838,"BiT 1000®CY","5G6",null,"BITNER","KMT",1,60270,"PLN",0.23,null,null,null,null,null,null,null,"n95"]
[1677,null,"STEROWNICZE","S66109",5902956108845,"BiT 1000®CY","7G6",null,"BITNER","KMT",1,79650,"PLN",0.23,null,null,null,null,null,null,null,"n95"]
[1678,null,"STEROWNICZE","S66110",5902956108852,"BiT 1000®CY","3G10",null,"BITNER","KMT",1,62540,"PLN",0.23,null,null,null,null,null,null,null,"n95"]
[1679,null,"STEROWNICZE","S66111",5902956108869,"BiT 1000®CY","4G10",null,"BITNER","KMT",1,80460,"PLN",0.23,null,null,null,null,null,null,null,"n95"]
[1680,null,"STEROWNICZE","S66112",5902956108876,"BiT 1000®CY","5G10",null,"BITNER","KMT",1,97460,"PLN",0.23,null,null,null,null,null,null,null,"n95"]
[1681,null,"STEROWNICZE","S66113",5902956108883,"BiT 1000®CY","7G10",null,"BITNER","KMT",1,130070,"PLN",0.23,null,null,null,null,null,null,null,"n95"]
[1682,null,"STEROWNICZE","S66114",5902956108890,"BiT 1000®CY","3G16",null,"BITNER","KMT",1,90990,"PLN",0.23,null,null,null,null,null,null,null,"n95"]
[1683,null,"STEROWNICZE","S66115",5902956108906,"BiT 1000®CY","4G16",null,"BITNER","KMT",1,117560,"PLN",0.23,null,null,null,null,null,null,null,"n95"]
[1684,null,"STEROWNICZE","S66116",5902956108913,"BiT 1000®CY","5G16",null,"BITNER","KMT",1,143710,"PLN",0.23,null,null,null,null,null,null,null,"n95"]
[1685,null,"STEROWNICZE","S66117",5902956108920,"BiT 1000®CY","7G16",null,"BITNER","KMT",1,193270,"PLN",0.23,null,null,null,null,null,null,null,"n95"]
[1686,null,"STEROWNICZE","S66118",5902956108937,"BiT 1000®CY","3G25",null,"BITNER","KMT",1,139040,"PLN",0.23,null,null,null,null,null,null,null,"n95"]
[1687,null,"STEROWNICZE","S66119",5902956108944,"BiT 1000®CY","4G25",null,"BITNER","KMT",1,180250,"PLN",0.23,null,null,null,null,null,null,null,"n95"]
[1688,null,"STEROWNICZE","S66120",5902956108951,"BiT 1000®CY","5G25",null,"BITNER","KMT",1,220980,"PLN",0.23,null,null,null,null,null,null,null,"n95"]
[1689,null,"STEROWNICZE","S66121",5902956108968,"BiT 1000®CY","3G35",null,"BITNER","KMT",1,183740,"PLN",0.23,null,null,null,null,null,null,null,"n95"]
[1690,null,"STEROWNICZE","S66122",5902956108975,"BiT 1000®CY","4G35",null,"BITNER","KMT",1,244410,"PLN",0.23,null,null,null,null,null,null,null,"n95"]
[1691,null,"STEROWNICZE","S66123",5902956108982,"BiT 1000®CY","5G35",null,"BITNER","KMT",1,299920,"PLN",0.23,null,null,null,null,null,null,null,"n95"]
[1692,null,"STEROWNICZE","S66124",5902956108999,"BiT 1000®CY","3G50",null,"BITNER","KMT",1,260350,"PLN",0.23,null,null,null,null,null,null,null,"n95"]
[1693,null,"STEROWNICZE","S66125",5902956109002,"BiT 1000®CY","4G50",null,"BITNER","KMT",1,338360,"PLN",0.23,null,null,null,null,null,null,null,"n95"]
[1694,null,"STEROWNICZE","S66126",5902956109019,"BiT 1000®CY","5G50",null,"BITNER","KMT",1,417570,"PLN",0.23,null,null,null,null,null,null,null,"n95"]
[1695,null,"STEROWNICZE","S66127",5902956109026,"BiT 1000®CY","3G70",null,"BITNER","KMT",1,368730,"PLN",0.23,null,null,null,null,null,null,null,"n95"]
[1696,null,"STEROWNICZE","S66128",5902956109033,"BiT 1000®CY","4G70",null,"BITNER","KMT",1,477200,"PLN",0.23,null,null,null,null,null,null,null,"n95"]
[1697,null,"STEROWNICZE","S66129",5902956109040,"BiT 1000®CY","5G70",null,"BITNER","KMT",1,589050,"PLN",0.23,null,null,null,null,null,null,null,"n95"]
[1698,null,"STEROWNICZE","S66130",5902956109057,"BiT 1000®CY","3G95",null,"BITNER","KMT",1,479010,"PLN",0.23,null,null,null,null,null,null,null,"n95"]
[1699,null,"STEROWNICZE","S66131",5902956109064,"BiT 1000®CY","4G95",null,"BITNER","KMT",1,628050,"PLN",0.23,null,null,null,null,null,null,null,"n95"]
[1700,null,"STEROWNICZE","S66133",5902956109088,"BiT 1000®CY","3G120",null,"BITNER","KMT",1,606000,"PLN",0.23,null,null,null,null,null,null,null,"n95"]
[1701,null,"STEROWNICZE","S66134",5902956109095,"BiT 1000®CY","4G120",null,"BITNER","KMT",1,785610,"PLN",0.23,null,null,null,null,null,null,null,"n95"]
[1702,null,"STEROWNICZE","S66135",5902956109101,"BiT 1000®CY","4G150",null,"BITNER","KMT",1,979920,"PLN",0.23,null,null,null,null,null,null,null,"n95"]
[1703,null,"STEROWNICZE","S66136",5902956109118,"BiT 1000®CY","4G185",null,"BITNER","KMT",1,1188940,"PLN",0.23,null,null,null,null,null,null,null,"n95"]
[1704,null,"STEROWNICZE","S66137",5902956109125,"BiT 1000®CY","4G240",null,"BITNER","KMT",1,1549820,"PLN",0.23,null,null,null,null,null,null,null,"n95"]
[1705,null,"STEROWNICZE","S66900",5902956108067,"BiT 1000®CY","2x0,5",null,"BITNER","KMT",1,8220,"PLN",0.23,null,null,null,null,null,null,null,"n95"]
[1706,null,"STEROWNICZE","S66901",5902956108074,"BiT 1000®CY","3G0,5",null,"BITNER","KMT",1,9490,"PLN",0.23,null,null,null,null,null,null,null,"n95"]
[1707,null,"STEROWNICZE","S66902",5902956108081,"BiT 1000®CY","4G0,5",null,"BITNER","KMT",1,10960,"PLN",0.23,null,null,null,null,null,null,null,"n95"]
[1708,null,"STEROWNICZE","S66903",5902956108098,"BiT 1000®CY","5G0,5",null,"BITNER","KMT",1,12530,"PLN",0.23,null,null,null,null,null,null,null,"n95"]
[1709,null,"STEROWNICZE","S66904",5902956108104,"BiT 1000®CY","6G0,5",null,"BITNER","KMT",1,14870,"PLN",0.23,null,null,null,null,null,null,null,"n95"]
[1710,null,"STEROWNICZE","S66905",5902956108111,"BiT 1000®CY","7G0,5",null,"BITNER","KMT",1,15630,"PLN",0.23,null,null,null,null,null,null,null,"n95"]
[1711,null,"STEROWNICZE","S66906",5902956108128,"BiT 1000®CY","8G0,5",null,"BITNER","KMT",1,17000,"PLN",0.23,null,null,null,null,null,null,null,"n95"]
[1712,null,"STEROWNICZE","S66907",5902956108135,"BiT 1000®CY","10G0,5",null,"BITNER","KMT",1,20640,"PLN",0.23,null,null,null,null,null,null,null,"n95"]
[1713,null,"STEROWNICZE","S66908",5902956108142,"BiT 1000®CY","12G0,5",null,"BITNER","KMT",1,22120,"PLN",0.23,null,null,null,null,null,null,null,"n95"]
[1714,null,"STEROWNICZE","S66909",5902956108159,"BiT 1000®CY","14G0,5",null,"BITNER","KMT",1,24400,"PLN",0.23,null,null,null,null,null,null,null,"n95"]
[1715,null,"STEROWNICZE","S66910",5902956108166,"BiT 1000®CY","16G0,5",null,"BITNER","KMT",1,27130,"PLN",0.23,null,null,null,null,null,null,null,"n95"]
[1716,null,"STEROWNICZE","S66911",5902956108173,"BiT 1000®CY","18G0,5",null,"BITNER","KMT",1,29740,"PLN",0.23,null,null,null,null,null,null,null,"n95"]
[1717,null,"STEROWNICZE","S66914",5902956108203,"BiT 1000®CY","21G0,5",null,"BITNER","KMT",1,32690,"PLN",0.23,null,null,null,null,null,null,null,"n95"]
[1718,null,"STEROWNICZE","S66915",5902956108210,"BiT 1000®CY","25G0,5",null,"BITNER","KMT",1,38490,"PLN",0.23,null,null,null,null,null,null,null,"n95"]
[1719,null,"STEROWNICZE","S66916",5902956108227,"BiT 1000®CY","30G0,5",null,"BITNER","KMT",1,43220,"PLN",0.23,null,null,null,null,null,null,null,"n95"]
[1720,null,"STEROWNICZE","S66918",5902956108241,"BiT 1000®CY","2x0,75",null,"BITNER","KMT",1,9540,"PLN",0.23,null,null,null,null,null,null,null,"n95"]
[1721,null,"STEROWNICZE","S66919",5902956108258,"BiT 1000®CY","3G0,75",null,"BITNER","KMT",1,9870,"PLN",0.23,null,null,null,null,null,null,null,"n95"]
[1722,null,"STEROWNICZE","S66920",5902956108265,"BiT 1000®CY","4G0,75",null,"BITNER","KMT",1,13070,"PLN",0.23,null,null,null,null,null,null,null,"n95"]
[1723,null,"STEROWNICZE","S66921",5902956108272,"BiT 1000®CY","5G0,75",null,"BITNER","KMT",1,15730,"PLN",0.23,null,null,null,null,null,null,null,"n95"]
[1724,null,"STEROWNICZE","S66922",5902956108289,"BiT 1000®CY","6G0,75",null,"BITNER","KMT",1,16890,"PLN",0.23,null,null,null,null,null,null,null,"n95"]
[1725,null,"STEROWNICZE","S66923",5902956108296,"BiT 1000®CY","7G0,75",null,"BITNER","KMT",1,18020,"PLN",0.23,null,null,null,null,null,null,null,"n95"]
[1726,null,"STEROWNICZE","S66924",5902956108302,"BiT 1000®CY","8G0,75",null,"BITNER","KMT",1,20710,"PLN",0.23,null,null,null,null,null,null,null,"n95"]
[1727,null,"STEROWNICZE","S66925",5902956108319,"BiT 1000®CY","10G0,75",null,"BITNER","KMT",1,25290,"PLN",0.23,null,null,null,null,null,null,null,"n95"]
[1728,null,"STEROWNICZE","S66926",5902956108326,"BiT 1000®CY","12G0,75",null,"BITNER","KMT",1,27550,"PLN",0.23,null,null,null,null,null,null,null,"n95"]
[1729,null,"STEROWNICZE","S66927",5902956108333,"BiT 1000®CY","14G0,75",null,"BITNER","KMT",1,30960,"PLN",0.23,null,null,null,null,null,null,null,"n95"]
[1730,null,"STEROWNICZE","S66928",5902956108340,"BiT 1000®CY","16G0,75",null,"BITNER","KMT",1,33840,"PLN",0.23,null,null,null,null,null,null,null,"n95"]
[1731,null,"STEROWNICZE","S66929",5902956108357,"BiT 1000®CY","18G0,75",null,"BITNER","KMT",1,37080,"PLN",0.23,null,null,null,null,null,null,null,"n95"]
[1732,null,"STEROWNICZE","S66932",5902956108388,"BiT 1000®CY","21G0,75",null,"BITNER","KMT",1,41840,"PLN",0.23,null,null,null,null,null,null,null,"n95"]
[1733,null,"STEROWNICZE","S66933",5902956108395,"BiT 1000®CY","25G0,75",null,"BITNER","KMT",1,49220,"PLN",0.23,null,null,null,null,null,null,null,"n95"]
[1734,null,"STEROWNICZE","S66934",5902956108401,"BiT 1000®CY","2x1",null,"BITNER","KMT",1,10650,"PLN",0.23,null,null,null,null,null,null,null,"n95"]
[1735,null,"STEROWNICZE","S66935",5902956108418,"BiT 1000®CY","3G1",null,"BITNER","KMT",1,12740,"PLN",0.23,null,null,null,null,null,null,null,"n95"]
[1736,null,"STEROWNICZE","S66936",5902956108425,"BiT 1000®CY","4G1",null,"BITNER","KMT",1,15120,"PLN",0.23,null,null,null,null,null,null,null,"n95"]
[1737,null,"STEROWNICZE","S66937",5902956108432,"BiT 1000®CY","5G1",null,"BITNER","KMT",1,17440,"PLN",0.23,null,null,null,null,null,null,null,"n95"]
[1738,null,"STEROWNICZE","S66938",5902956108449,"BiT 1000®CY","6G1",null,"BITNER","KMT",1,19550,"PLN",0.23,null,null,null,null,null,null,null,"n95"]
[1739,null,"STEROWNICZE","S66939",5902956108456,"BiT 1000®CY","7G1",null,"BITNER","KMT",1,21070,"PLN",0.23,null,null,null,null,null,null,null,"n95"]
[1740,null,"STEROWNICZE","S66940",5902956108463,"BiT 1000®CY","8G1",null,"BITNER","KMT",1,24260,"PLN",0.23,null,null,null,null,null,null,null,"n95"]
[1741,null,"STEROWNICZE","S66941",5902956108470,"BiT 1000®CY","10G1",null,"BITNER","KMT",1,30080,"PLN",0.23,null,null,null,null,null,null,null,"n95"]
[1742,null,"STEROWNICZE","S66942",5902956108487,"BiT 1000®CY","12G1",null,"BITNER","KMT",1,32580,"PLN",0.23,null,null,null,null,null,null,null,"n95"]
[1743,null,"STEROWNICZE","S66943",5902956108494,"BiT 1000®CY","14G1",null,"BITNER","KMT",1,36380,"PLN",0.23,null,null,null,null,null,null,null,"n95"]
[1744,null,"STEROWNICZE","S66944",5902956108500,"BiT 1000®CY","16G1",null,"BITNER","KMT",1,40580,"PLN",0.23,null,null,null,null,null,null,null,"n95"]
[1745,null,"STEROWNICZE","S66945",5902956108517,"BiT 1000®CY","18G1",null,"BITNER","KMT",1,44710,"PLN",0.23,null,null,null,null,null,null,null,"n95"]
[1746,null,"STEROWNICZE","S66948",5902956108548,"BiT 1000®CY","21G1",null,"BITNER","KMT",1,50540,"PLN",0.23,null,null,null,null,null,null,null,"n95"]
[1747,null,"STEROWNICZE","S66949",5902956108555,"BiT 1000®CY","25G1",null,"BITNER","KMT",1,60010,"PLN",0.23,null,null,null,null,null,null,null,"n95"]
[1748,null,"STEROWNICZE","S67000",5902956237545,"BiT 1000®CY","34G0,5",null,"BITNER","KMT",1,48840,"PLN",0.23,null,null,null,null,null,null,null,"n95"]
[1749,null,"STEROWNICZE","S67001",5902956237552,"BiT 1000®CY","30G0,75",null,"BITNER","KMT",1,55920,"PLN",0.23,null,null,null,null,null,null,null,"n95"]
[1750,null,"STEROWNICZE","S67002",5902956237569,"BiT 1000®CY","34G0,75",null,"BITNER","KMT",1,64050,"PLN",0.23,null,null,null,null,null,null,null,"n95"]
[1751,null,"STEROWNICZE","S67003",5902956237576,"BiT 1000®CY","37G0,75",null,"BITNER","KMT",1,67360,"PLN",0.23,null,null,null,null,null,null,null,"n95"]
[1752,null,"STEROWNICZE","S67004",5902956237583,"BiT 1000®CY","42G0,75",null,"BITNER","KMT",1,76930,"PLN",0.23,null,null,null,null,null,null,null,"n95"]
[1753,null,"STEROWNICZE","S67005",5902956237590,"BiT 1000®CY","52G0,75",null,"BITNER","KMT",1,90440,"PLN",0.23,null,null,null,null,null,null,null,"n95"]
[1754,null,"STEROWNICZE","S67006",5902956237606,"BiT 1000®CY","61G0,75",null,"BITNER","KMT",1,103670,"PLN",0.23,null,null,null,null,null,null,null,"n95"]
[1755,null,"STEROWNICZE","S67007",5902956237613,"BiT 1000®CY","30G1",null,"BITNER","KMT",1,68340,"PLN",0.23,null,null,null,null,null,null,null,"n95"]
[1756,null,"STEROWNICZE","S67008",5902956237620,"BiT 1000®CY","34G1",null,"BITNER","KMT",1,78910,"PLN",0.23,null,null,null,null,null,null,null,"n95"]
[1757,null,"STEROWNICZE","S67009",5902956237637,"BiT 1000®CY","37G1",null,"BITNER","KMT",1,82570,"PLN",0.23,null,null,null,null,null,null,null,"n95"]
[1758,null,"STEROWNICZE","S67010",5902956237644,"BiT 1000®CY","42G1",null,"BITNER","KMT",1,94100,"PLN",0.23,null,null,null,null,null,null,null,"n95"]
[1759,null,"STEROWNICZE","S67011",5902956237651,"BiT 1000®CY","52G1",null,"BITNER","KMT",1,111580,"PLN",0.23,null,null,null,null,null,null,null,"n95"]
[1760,null,"STEROWNICZE","S67012",5902956237668,"BiT 1000®CY","61G1",null,"BITNER","KMT",1,132280,"PLN",0.23,null,null,null,null,null,null,null,"n95"]
[1761,null,"STEROWNICZE","S67019",5902956237675,"BiT 1000®CY","14G1,5",null,"BITNER","KMT",1,47860,"PLN",0.23,null,null,null,null,null,null,null,"n95"]
[1762,null,"STEROWNICZE","S67020",5902956237682,"BiT 1000®CY","16G1,5",null,"BITNER","KMT",1,56620,"PLN",0.23,null,null,null,null,null,null,null,"n95"]
[1763,null,"STEROWNICZE","S67021",5902956237699,"BiT 1000®CY","18G1,5",null,"BITNER","KMT",1,59200,"PLN",0.23,null,null,null,null,null,null,null,"n95"]
[1764,null,"STEROWNICZE","S67022",5902956237705,"BiT 1000®CY","21G1,5",null,"BITNER","KMT",1,70530,"PLN",0.23,null,null,null,null,null,null,null,"n95"]
[1765,null,"STEROWNICZE","S67023",5902956237712,"BiT 1000®CY","25G1,5",null,"BITNER","KMT",1,80690,"PLN",0.23,null,null,null,null,null,null,null,"n95"]
[1766,null,"STEROWNICZE","S67024",5902956237729,"BiT 1000®CY","30G1,5",null,"BITNER","KMT",1,96960,"PLN",0.23,null,null,null,null,null,null,null,"n95"]
[1767,null,"STEROWNICZE","S67025",5902956237736,"BiT 1000®CY","34G1,5",null,"BITNER","KMT",1,109430,"PLN",0.23,null,null,null,null,null,null,null,"n95"]
[1768,null,"STEROWNICZE","S67026",5902956237743,"BiT 1000®CY","37G1,5",null,"BITNER","KMT",1,115680,"PLN",0.23,null,null,null,null,null,null,null,"n95"]
[1769,null,"STEROWNICZE","S67027",5902956237750,"BiT 1000®CY","42G1,5",null,"BITNER","KMT",1,132390,"PLN",0.23,null,null,null,null,null,null,null,"n95"]
[1770,null,"STEROWNICZE","S67028",5902956237767,"BiT 1000®CY","52G1,5",null,"BITNER","KMT",1,157410,"PLN",0.23,null,null,null,null,null,null,null,"n95"]
[1771,null,"STEROWNICZE","S67029",5902956237774,"BiT 1000®CY","61G1,5",null,"BITNER","KMT",1,181020,"PLN",0.23,null,null,null,null,null,null,null,"n95"]
[1772,null,"STEROWNICZE","S67030",5902956237781,"BiT 1000®CY","6G2,5",null,"BITNER","KMT",1,35320,"PLN",0.23,null,null,null,null,null,null,null,"n95"]
[1773,null,"STEROWNICZE","S67031",5902956237798,"BiT 1000®CY","8G2,5",null,"BITNER","KMT",1,44760,"PLN",0.23,null,null,null,null,null,null,null,"n95"]
[1774,null,"STEROWNICZE","S67032",5902956237804,"BiT 1000®CY","12G2,5",null,"BITNER","KMT",1,65630,"PLN",0.23,null,null,null,null,null,null,null,"n95"]
[1775,null,"STEROWNICZE","S67033",5902956237811,"BiT 1000®CY","21G2,5",null,"BITNER","KMT",1,106470,"PLN",0.23,null,null,null,null,null,null,null,"n95"]
[1776,null,"STEROWNICZE","S67034",5902956237828,"BiT 1000®CY","30G2,5",null,"BITNER","KMT",1,145590,"PLN",0.23,null,null,null,null,null,null,null,"n95"]
[1777,null,"STEROWNICZE","S67035",5902956237835,"BiT 1000®CY","2x6",null,"BITNER","KMT",1,30060,"PLN",0.23,null,null,null,null,null,null,null,"n95"]
[1778,null,"STEROWNICZE","S67036",5902956237842,"BiT 1000®CY","10G6",null,"BITNER","KMT",1,115840,"PLN",0.23,null,null,null,null,null,null,null,"n95"]
[1779,null,"STEROWNICZE","S67037",5902956237859,"BiT 1000®CY","2x10",null,"BITNER","KMT",1,46520,"PLN",0.23,null,null,null,null,null,null,null,"n95"]
[1780,null,"STEROWNICZE","S67038",5902956237866,"BiT 1000®CY","10G10",null,"BITNER","KMT",1,194700,"PLN",0.23,null,null,null,null,null,null,null,"n95"]
[1781,null,"STEROWNICZE","S67039",5902956237873,"BiT 1000®CY","2x16",null,"BITNER","KMT",1,66410,"PLN",0.23,null,null,null,null,null,null,null,"n95"]
[1782,null,"STEROWNICZE","S67040",5902956237880,"BiT 1000®CY","10G16",null,"BITNER","KMT",1,285830,"PLN",0.23,null,null,null,null,null,null,null,"n95"]
[1783,null,"STEROWNICZE","S67041",5902956237897,"BiT 1000®CY","2x25",null,"BITNER","KMT",1,99610,"PLN",0.23,null,null,null,null,null,null,null,"n95"]
[1784,null,"STEROWNICZE","S67042",5902956237903,"BiT 1000®CY","7G25",null,"BITNER","KMT",1,304590,"PLN",0.23,null,null,null,null,null,null,null,"n95"]
[1785,null,"STEROWNICZE","S66150",5902956094292,"BiT 1000®FR","2x0,5",null,"BITNER","KMT",1,2980,"PLN",0.23,null,null,null,null,null,null,null,"n95"]
[1786,null,"STEROWNICZE","S66151",5902956094308,"BiT 1000®FR","3G0,5",null,"BITNER","KMT",1,3840,"PLN",0.23,null,null,null,null,null,null,null,"n95"]
[1787,null,"STEROWNICZE","S66153",5902956094322,"BiT 1000®FR","4G0,5",null,"BITNER","KMT",1,4770,"PLN",0.23,null,null,null,null,null,null,null,"n95"]
[1788,null,"STEROWNICZE","S66155",5902956094346,"BiT 1000®FR","5G0,5",null,"BITNER","KMT",1,5780,"PLN",0.23,null,null,null,null,null,null,null,"n95"]
[1789,null,"STEROWNICZE","S66157",5902956094360,"BiT 1000®FR","6G0,5",null,"BITNER","KMT",1,6350,"PLN",0.23,null,null,null,null,null,null,null,"n95"]
[1790,null,"STEROWNICZE","S66158",5902956094377,"BiT 1000®FR","7G0,5",null,"BITNER","KMT",1,7000,"PLN",0.23,null,null,null,null,null,null,null,"n95"]
[1791,null,"STEROWNICZE","S66160",5902956094391,"BiT 1000®FR","8G0,5",null,"BITNER","KMT",1,8430,"PLN",0.23,null,null,null,null,null,null,null,"n95"]
[1792,null,"STEROWNICZE","S66162",5902956094414,"BiT 1000®FR","10G0,5",null,"BITNER","KMT",1,10580,"PLN",0.23,null,null,null,null,null,null,null,"n95"]
[1793,null,"STEROWNICZE","S66163",5902956094421,"BiT 1000®FR","12G0,5",null,"BITNER","KMT",1,11850,"PLN",0.23,null,null,null,null,null,null,null,"n95"]
[1794,null,"STEROWNICZE","S66165",5902956094445,"BiT 1000®FR","14G0,5",null,"BITNER","KMT",1,12780,"PLN",0.23,null,null,null,null,null,null,null,"n95"]
[1795,null,"STEROWNICZE","S66166",5902956094452,"BiT 1000®FR","16G0,5",null,"BITNER","KMT",1,14440,"PLN",0.23,null,null,null,null,null,null,null,"n95"]
[1796,null,"STEROWNICZE","S66167",5902956094469,"BiT 1000®FR","18G0,5",null,"BITNER","KMT",1,16120,"PLN",0.23,null,null,null,null,null,null,null,"n95"]
[1797,null,"STEROWNICZE","S66168",5902956094476,"BiT 1000®FR","21G0,5",null,"BITNER","KMT",1,18410,"PLN",0.23,null,null,null,null,null,null,null,"n95"]
[1798,null,"STEROWNICZE","S66169",5902956094483,"BiT 1000®FR","25G0,5",null,"BITNER","KMT",1,21980,"PLN",0.23,null,null,null,null,null,null,null,"n95"]
[1799,null,"STEROWNICZE","S66170",5902956094490,"BiT 1000®FR","30G0,5",null,"BITNER","KMT",1,25500,"PLN",0.23,null,null,null,null,null,null,null,"n95"]
[1800,null,"STEROWNICZE","S66172",5902956094513,"BiT 1000®FR","34G0,5",null,"BITNER","KMT",1,29100,"PLN",0.23,null,null,null,null,null,null,null,"n95"]
[1801,null,"STEROWNICZE","S66177",5902956094568,"BiT 1000®FR","2x0,75",null,"BITNER","KMT",1,3910,"PLN",0.23,null,null,null,null,null,null,null,"n95"]
[1802,null,"STEROWNICZE","S66178",5902956094575,"BiT 1000®FR","3G0,75",null,"BITNER","KMT",1,5110,"PLN",0.23,null,null,null,null,null,null,null,"n95"]
[1803,null,"STEROWNICZE","S66180",5902956094599,"BiT 1000®FR","4G0,75",null,"BITNER","KMT",1,6070,"PLN",0.23,null,null,null,null,null,null,null,"n95"]
[1804,null,"STEROWNICZE","S66182",5902956094612,"BiT 1000®FR","5G0,75",null,"BITNER","KMT",1,7320,"PLN",0.23,null,null,null,null,null,null,null,"n95"]
[1805,null,"STEROWNICZE","S66184",5902956094636,"BiT 1000®FR","6G0,75",null,"BITNER","KMT",1,8580,"PLN",0.23,null,null,null,null,null,null,null,"n95"]
[1806,null,"STEROWNICZE","S66186",5902956094650,"BiT 1000®FR","7G0,75",null,"BITNER","KMT",1,9540,"PLN",0.23,null,null,null,null,null,null,null,"n95"]
[1807,null,"STEROWNICZE","S66188",5902956094674,"BiT 1000®FR","8G0,75",null,"BITNER","KMT",1,10950,"PLN",0.23,null,null,null,null,null,null,null,"n95"]
[1808,null,"STEROWNICZE","S66190",5902956094698,"BiT 1000®FR","10G0,75",null,"BITNER","KMT",1,13380,"PLN",0.23,null,null,null,null,null,null,null,"n95"]
[1809,null,"STEROWNICZE","S66191",5902956094704,"BiT 1000®FR","12G0,75",null,"BITNER","KMT",1,15170,"PLN",0.23,null,null,null,null,null,null,null,"n95"]
[1810,null,"STEROWNICZE","S66193",5902956094728,"BiT 1000®FR","14G0,75",null,"BITNER","KMT",1,17340,"PLN",0.23,null,null,null,null,null,null,null,"n95"]
[1811,null,"STEROWNICZE","S66194",5902956094735,"BiT 1000®FR","16G0,75",null,"BITNER","KMT",1,19680,"PLN",0.23,null,null,null,null,null,null,null,"n95"]
[1812,null,"STEROWNICZE","S66195",5902956094742,"BiT 1000®FR","18G0,75",null,"BITNER","KMT",1,21950,"PLN",0.23,null,null,null,null,null,null,null,"n95"]
[1813,null,"STEROWNICZE","S66196",5902956094759,"BiT 1000®FR","21G0,75",null,"BITNER","KMT",1,25180,"PLN",0.23,null,null,null,null,null,null,null,"n95"]
[1814,null,"STEROWNICZE","S66197",5902956094766,"BiT 1000®FR","25G0,75",null,"BITNER","KMT",1,30070,"PLN",0.23,null,null,null,null,null,null,null,"n95"]
[1815,null,"STEROWNICZE","S66198",5902956094773,"BiT 1000®FR","30G0,75",null,"BITNER","KMT",1,35080,"PLN",0.23,null,null,null,null,null,null,null,"n95"]
[1816,null,"STEROWNICZE","S66200",5902956094797,"BiT 1000®FR","34G0,75",null,"BITNER","KMT",1,39990,"PLN",0.23,null,null,null,null,null,null,null,"n95"]
[1817,null,"STEROWNICZE","S66201",5902956094803,"BiT 1000®FR","37G0,75",null,"BITNER","KMT",1,42710,"PLN",0.23,null,null,null,null,null,null,null,"n95"]
[1818,null,"STEROWNICZE","S66202",5902956094810,"BiT 1000®FR","42G0,75",null,"BITNER","KMT",1,49250,"PLN",0.23,null,null,null,null,null,null,null,"n95"]
[1819,null,"STEROWNICZE","S66203",5902956094827,"BiT 1000®FR","52G0,75",null,"BITNER","KMT",1,59630,"PLN",0.23,null,null,null,null,null,null,null,"n95"]
[1820,null,"STEROWNICZE","S66204",5902956094834,"BiT 1000®FR","61G0,75",null,"BITNER","KMT",1,69640,"PLN",0.23,null,null,null,null,null,null,null,"n95"]
[1821,null,"STEROWNICZE","S66205",5902956094841,"BiT 1000®FR","2x1",null,"BITNER","KMT",1,4690,"PLN",0.23,null,null,null,null,null,null,null,"n95"]
[1822,null,"STEROWNICZE","S66206",5902956094858,"BiT 1000®FR","3G1",null,"BITNER","KMT",1,6280,"PLN",0.23,null,null,null,null,null,null,null,"n95"]
[1823,null,"STEROWNICZE","S66208",5902956094872,"BiT 1000®FR","4G1",null,"BITNER","KMT",1,7460,"PLN",0.23,null,null,null,null,null,null,null,"n95"]
[1824,null,"STEROWNICZE","S66210",5902956094896,"BiT 1000®FR","5G1",null,"BITNER","KMT",1,9050,"PLN",0.23,null,null,null,null,null,null,null,"n95"]
[1825,null,"STEROWNICZE","S66212",5902956094919,"BiT 1000®FR","6G1",null,"BITNER","KMT",1,10710,"PLN",0.23,null,null,null,null,null,null,null,"n95"]
[1826,null,"STEROWNICZE","S66213",5902956094926,"BiT 1000®FR","7G1",null,"BITNER","KMT",1,11970,"PLN",0.23,null,null,null,null,null,null,null,"n95"]
[1827,null,"STEROWNICZE","S66215",5902956094940,"BiT 1000®FR","8G1",null,"BITNER","KMT",1,14090,"PLN",0.23,null,null,null,null,null,null,null,"n95"]
[1828,null,"STEROWNICZE","S66216",5902956094957,"BiT 1000®FR","10G1",null,"BITNER","KMT",1,16710,"PLN",0.23,null,null,null,null,null,null,null,"n95"]
[1829,null,"STEROWNICZE","S66218",5902956094971,"BiT 1000®FR","12G1",null,"BITNER","KMT",1,19060,"PLN",0.23,null,null,null,null,null,null,null,"n95"]
[1830,null,"STEROWNICZE","S66220",5902956094995,"BiT 1000®FR","14G1",null,"BITNER","KMT",1,21870,"PLN",0.23,null,null,null,null,null,null,null,"n95"]
[1831,null,"STEROWNICZE","S66221",5902956095008,"BiT 1000®FR","16G1",null,"BITNER","KMT",1,24830,"PLN",0.23,null,null,null,null,null,null,null,"n95"]
[1832,null,"STEROWNICZE","S66222",5902956095015,"BiT 1000®FR","18G1",null,"BITNER","KMT",1,27760,"PLN",0.23,null,null,null,null,null,null,null,"n95"]
[1833,null,"STEROWNICZE","S66223",5902956095022,"BiT 1000®FR","21G1",null,"BITNER","KMT",1,31920,"PLN",0.23,null,null,null,null,null,null,null,"n95"]
[1834,null,"STEROWNICZE","S66224",5902956095039,"BiT 1000®FR","25G1",null,"BITNER","KMT",1,38120,"PLN",0.23,null,null,null,null,null,null,null,"n95"]
[1835,null,"STEROWNICZE","S66225",5902956095046,"BiT 1000®FR","30G1",null,"BITNER","KMT",1,44650,"PLN",0.23,null,null,null,null,null,null,null,"n95"]
[1836,null,"STEROWNICZE","S66227",5902956095060,"BiT 1000®FR","34G1",null,"BITNER","KMT",1,51090,"PLN",0.23,null,null,null,null,null,null,null,"n95"]
[1837,null,"STEROWNICZE","S66228",5902956095077,"BiT 1000®FR","37G1",null,"BITNER","KMT",1,54630,"PLN",0.23,null,null,null,null,null,null,null,"n95"]
[1838,null,"STEROWNICZE","S66229",5902956095084,"BiT 1000®FR","42G1",null,"BITNER","KMT",1,62380,"PLN",0.23,null,null,null,null,null,null,null,"n95"]
[1839,null,"STEROWNICZE","S66230",5902956095091,"BiT 1000®FR","52G1",null,"BITNER","KMT",1,76370,"PLN",0.23,null,null,null,null,null,null,null,"n95"]
[1840,null,"STEROWNICZE","S66231",5902956095107,"BiT 1000®FR","61G1",null,"BITNER","KMT",1,88970,"PLN",0.23,null,null,null,null,null,null,null,"n95"]
[1841,null,"STEROWNICZE","S66232",5902956095114,"BiT 1000®FR","2x1,5",null,"BITNER","KMT",1,6270,"PLN",0.23,null,null,null,null,null,null,null,"n95"]
[1842,null,"STEROWNICZE","S66233",5902956095121,"BiT 1000®FR","3G1,5",null,"BITNER","KMT",1,7890,"PLN",0.23,null,null,null,null,null,null,null,"n95"]
[1843,null,"STEROWNICZE","S66235",5902956095145,"BiT 1000®FR","4G1,5",null,"BITNER","KMT",1,10110,"PLN",0.23,null,null,null,null,null,null,null,"n95"]
[1844,null,"STEROWNICZE","S66237",5902956095169,"BiT 1000®FR","5G1,5",null,"BITNER","KMT",1,12340,"PLN",0.23,null,null,null,null,null,null,null,"n95"]
[1845,null,"STEROWNICZE","S66239",5902956095183,"BiT 1000®FR","6G1,5",null,"BITNER","KMT",1,13830,"PLN",0.23,null,null,null,null,null,null,null,"n95"]
[1846,null,"STEROWNICZE","S66240",5902956095190,"BiT 1000®FR","7G1,5",null,"BITNER","KMT",1,15540,"PLN",0.23,null,null,null,null,null,null,null,"n95"]
[1847,null,"STEROWNICZE","S66242",5902956095213,"BiT 1000®FR","8G1,5",null,"BITNER","KMT",1,17850,"PLN",0.23,null,null,null,null,null,null,null,"n95"]
[1848,null,"STEROWNICZE","S66243",5902956095220,"BiT 1000®FR","10G1,5",null,"BITNER","KMT",1,22900,"PLN",0.23,null,null,null,null,null,null,null,"n95"]
[1849,null,"STEROWNICZE","S66244",5902956095237,"BiT 1000®FR","12G1,5",null,"BITNER","KMT",1,26310,"PLN",0.23,null,null,null,null,null,null,null,"n95"]
[1850,null,"STEROWNICZE","S66246",5902956095251,"BiT 1000®FR","14G1,5",null,"BITNER","KMT",1,30280,"PLN",0.23,null,null,null,null,null,null,null,"n95"]
[1851,null,"STEROWNICZE","S66247",5902956095268,"BiT 1000®FR","16G1,5",null,"BITNER","KMT",1,34420,"PLN",0.23,null,null,null,null,null,null,null,"n95"]
[1852,null,"STEROWNICZE","S66248",5902956095275,"BiT 1000®FR","18G1,5",null,"BITNER","KMT",1,38540,"PLN",0.23,null,null,null,null,null,null,null,"n95"]
[1853,null,"STEROWNICZE","S66249",5902956095282,"BiT 1000®FR","21G1,5",null,"BITNER","KMT",1,44420,"PLN",0.23,null,null,null,null,null,null,null,"n95"]
[1854,null,"STEROWNICZE","S66250",5902956095299,"BiT 1000®FR","25G1,5",null,"BITNER","KMT",1,53220,"PLN",0.23,null,null,null,null,null,null,null,"n95"]
[1855,null,"STEROWNICZE","S66251",5902956095305,"BiT 1000®FR","30G1,5",null,"BITNER","KMT",1,62550,"PLN",0.23,null,null,null,null,null,null,null,"n95"]
[1856,null,"STEROWNICZE","S66253",5902956095329,"BiT 1000®FR","34G1,5",null,"BITNER","KMT",1,71180,"PLN",0.23,null,null,null,null,null,null,null,"n95"]
[1857,null,"STEROWNICZE","S66254",5902956095336,"BiT 1000®FR","37G1,5",null,"BITNER","KMT",1,76970,"PLN",0.23,null,null,null,null,null,null,null,"n95"]
[1858,null,"STEROWNICZE","S66255",5902956095343,"BiT 1000®FR","42G1,5",null,"BITNER","KMT",1,88400,"PLN",0.23,null,null,null,null,null,null,null,"n95"]
[1859,null,"STEROWNICZE","S66256",5902956095350,"BiT 1000®FR","52G1,5",null,"BITNER","KMT",1,107570,"PLN",0.23,null,null,null,null,null,null,null,"n95"]
[1860,null,"STEROWNICZE","S66257",5902956095367,"BiT 1000®FR","61G1,5",null,"BITNER","KMT",1,125740,"PLN",0.23,null,null,null,null,null,null,null,"n95"]
[1861,null,"STEROWNICZE","S66258",5902956095374,"BiT 1000®FR","2x2,5",null,"BITNER","KMT",1,8720,"PLN",0.23,null,null,null,null,null,null,null,"n95"]
[1862,null,"STEROWNICZE","S66259",5902956095381,"BiT 1000®FR","3G2,5",null,"BITNER","KMT",1,12040,"PLN",0.23,null,null,null,null,null,null,null,"n95"]
[1863,null,"STEROWNICZE","S66261",5902956095404,"BiT 1000®FR","4G2,5",null,"BITNER","KMT",1,14710,"PLN",0.23,null,null,null,null,null,null,null,"n95"]
[1864,null,"STEROWNICZE","S66263",5902956095428,"BiT 1000®FR","5G2,5",null,"BITNER","KMT",1,18080,"PLN",0.23,null,null,null,null,null,null,null,"n95"]
[1865,null,"STEROWNICZE","S66265",5902956095442,"BiT 1000®FR","7G2,5",null,"BITNER","KMT",1,24320,"PLN",0.23,null,null,null,null,null,null,null,"n95"]
[1866,null,"STEROWNICZE","S66267",5902956095466,"BiT 1000®FR","8G2,5",null,"BITNER","KMT",1,28610,"PLN",0.23,null,null,null,null,null,null,null,"n95"]
[1867,null,"STEROWNICZE","S66268",5902956095473,"BiT 1000®FR","10G2,5",null,"BITNER","KMT",1,35530,"PLN",0.23,null,null,null,null,null,null,null,"n95"]
[1868,null,"STEROWNICZE","S66269",5902956095480,"BiT 1000®FR","12G2,5",null,"BITNER","KMT",1,41660,"PLN",0.23,null,null,null,null,null,null,null,"n95"]
[1869,null,"STEROWNICZE","S66270",5902956095497,"BiT 1000®FR","14G2,5",null,"BITNER","KMT",1,47680,"PLN",0.23,null,null,null,null,null,null,null,"n95"]
[1870,null,"STEROWNICZE","S66271",5902956095503,"BiT 1000®FR","16G2,5",null,"BITNER","KMT",1,54300,"PLN",0.23,null,null,null,null,null,null,null,"n95"]
[1871,null,"STEROWNICZE","S66272",5902956095510,"BiT 1000®FR","18G2,5",null,"BITNER","KMT",1,60800,"PLN",0.23,null,null,null,null,null,null,null,"n95"]
[1872,null,"STEROWNICZE","S66273",5902956095527,"BiT 1000®FR","21G2,5",null,"BITNER","KMT",1,71260,"PLN",0.23,null,null,null,null,null,null,null,"n95"]
[1873,null,"STEROWNICZE","S66274",5902956095534,"BiT 1000®FR","25G2,5",null,"BITNER","KMT",1,84340,"PLN",0.23,null,null,null,null,null,null,null,"n95"]
[1874,null,"STEROWNICZE","S66275",5902956095541,"BiT 1000®FR","30G2,5",null,"BITNER","KMT",1,100670,"PLN",0.23,null,null,null,null,null,null,null,"n95"]
[1875,null,"STEROWNICZE","S66282",5902956095619,"BiT 1000®FR","2x4",null,"BITNER","KMT",1,13400,"PLN",0.23,null,null,null,null,null,null,null,"n95"]
[1876,null,"STEROWNICZE","S66283",5902956095626,"BiT 1000®FR","3G4",null,"BITNER","KMT",1,18390,"PLN",0.23,null,null,null,null,null,null,null,"n95"]
[1877,null,"STEROWNICZE","S66285",5902956095640,"BiT 1000®FR","4G4",null,"BITNER","KMT",1,23890,"PLN",0.23,null,null,null,null,null,null,null,"n95"]
[1878,null,"STEROWNICZE","S66286",5902956095657,"BiT 1000®FR","5G4",null,"BITNER","KMT",1,29320,"PLN",0.23,null,null,null,null,null,null,null,"n95"]
[1879,null,"STEROWNICZE","S66287",5902956095664,"BiT 1000®FR","7G4",null,"BITNER","KMT",1,39810,"PLN",0.23,null,null,null,null,null,null,null,"n95"]
[1880,null,"STEROWNICZE","S66288",5902956095671,"BiT 1000®FR","10G4",null,"BITNER","KMT",1,58170,"PLN",0.23,null,null,null,null,null,null,null,"n95"]
[1881,null,"STEROWNICZE","S66289",5902956095688,"BiT 1000®FR","14G4",null,"BITNER","KMT",1,79890,"PLN",0.23,null,null,null,null,null,null,null,"n95"]
[1882,null,"STEROWNICZE","S66291",5902956095701,"BiT 1000®FR","3G6",null,"BITNER","KMT",1,26170,"PLN",0.23,null,null,null,null,null,null,null,"n95"]
[1883,null,"STEROWNICZE","S66292",5902956095718,"BiT 1000®FR","4G6",null,"BITNER","KMT",1,34300,"PLN",0.23,null,null,null,null,null,null,null,"n95"]
[1884,null,"STEROWNICZE","S66293",5902956095725,"BiT 1000®FR","5G6",null,"BITNER","KMT",1,42250,"PLN",0.23,null,null,null,null,null,null,null,"n95"]
[1885,null,"STEROWNICZE","S66294",5902956095732,"BiT 1000®FR","7G6",null,"BITNER","KMT",1,57980,"PLN",0.23,null,null,null,null,null,null,null,"n95"]
[1886,null,"STEROWNICZE","S66295",5902956095749,"BiT 1000®FR","10G6",null,"BITNER","KMT",1,84090,"PLN",0.23,null,null,null,null,null,null,null,"n95"]
[1887,null,"STEROWNICZE","S66296",5902956095756,"BiT 1000®FR","3G10",null,"BITNER","KMT",1,43820,"PLN",0.23,null,null,null,null,null,null,null,"n95"]
[1888,null,"STEROWNICZE","S66297",5902956095763,"BiT 1000®FR","4G10",null,"BITNER","KMT",1,57630,"PLN",0.23,null,null,null,null,null,null,null,"n95"]
[1889,null,"STEROWNICZE","S66298",5902956095770,"BiT 1000®FR","5G10",null,"BITNER","KMT",1,71070,"PLN",0.23,null,null,null,null,null,null,null,"n95"]
[1890,null,"STEROWNICZE","S66299",5902956095787,"BiT 1000®FR","7G10",null,"BITNER","KMT",1,97250,"PLN",0.23,null,null,null,null,null,null,null,"n95"]
[1891,null,"STEROWNICZE","S66300",5902956095794,"BiT 1000®FR","3G16",null,"BITNER","KMT",1,66130,"PLN",0.23,null,null,null,null,null,null,null,"n95"]
[1892,null,"STEROWNICZE","S66301",5902956095800,"BiT 1000®FR","4G16",null,"BITNER","KMT",1,87080,"PLN",0.23,null,null,null,null,null,null,null,"n95"]
[1893,null,"STEROWNICZE","S66302",5902956095817,"BiT 1000®FR","5G16",null,"BITNER","KMT",1,107730,"PLN",0.23,null,null,null,null,null,null,null,"n95"]
[1894,null,"STEROWNICZE","S66303",5902956095824,"BiT 1000®FR","7G16",null,"BITNER","KMT",1,148020,"PLN",0.23,null,null,null,null,null,null,null,"n95"]
[1895,null,"STEROWNICZE","S66304",5902956095831,"BiT 1000®FR","3G25",null,"BITNER","KMT",1,103860,"PLN",0.23,null,null,null,null,null,null,null,"n95"]
[1896,null,"STEROWNICZE","S66305",5902956095848,"BiT 1000®FR","4G25",null,"BITNER","KMT",1,136510,"PLN",0.23,null,null,null,null,null,null,null,"n95"]
[1897,null,"STEROWNICZE","S66306",5902956095855,"BiT 1000®FR","5G25",null,"BITNER","KMT",1,169440,"PLN",0.23,null,null,null,null,null,null,null,"n95"]
[1898,null,"STEROWNICZE","S66307",5902956095862,"BiT 1000®FR","3G35",null,"BITNER","KMT",1,139820,"PLN",0.23,null,null,null,null,null,null,null,"n95"]
[1899,null,"STEROWNICZE","S66308",5902956095879,"BiT 1000®FR","4G35",null,"BITNER","KMT",1,184490,"PLN",0.23,null,null,null,null,null,null,null,"n95"]
[1900,null,"STEROWNICZE","S66309",5902956095886,"BiT 1000®FR","5G35",null,"BITNER","KMT",1,229280,"PLN",0.23,null,null,null,null,null,null,null,"n95"]
[1901,null,"STEROWNICZE","S66310",5902956095893,"BiT 1000®FR","3G50",null,"BITNER","KMT",1,197280,"PLN",0.23,null,null,null,null,null,null,null,"n95"]
[1902,null,"STEROWNICZE","S66311",5902956095909,"BiT 1000®FR","4G50",null,"BITNER","KMT",1,259640,"PLN",0.23,null,null,null,null,null,null,null,"n95"]
[1903,null,"STEROWNICZE","S66312",5902956095916,"BiT 1000®FR","5G50",null,"BITNER","KMT",1,323490,"PLN",0.23,null,null,null,null,null,null,null,"n95"]
[1904,null,"STEROWNICZE","S66313",5902956095923,"BiT 1000®FR","3G70",null,"BITNER","KMT",1,280940,"PLN",0.23,null,null,null,null,null,null,null,"n95"]
[1905,null,"STEROWNICZE","S66314",5902956095930,"BiT 1000®FR","4G70",null,"BITNER","KMT",1,371640,"PLN",0.23,null,null,null,null,null,null,null,"n95"]
[1906,null,"STEROWNICZE","S66315",5902956095947,"BiT 1000®FR","5G70",null,"BITNER","KMT",1,462160,"PLN",0.23,null,null,null,null,null,null,null,"n95"]
[1907,null,"STEROWNICZE","S66316",5902956095954,"BiT 1000®FR","3G95",null,"BITNER","KMT",1,372940,"PLN",0.23,null,null,null,null,null,null,null,"n95"]
[1908,null,"STEROWNICZE","S66317",5902956095961,"BiT 1000®FR","4G95",null,"BITNER","KMT",1,493030,"PLN",0.23,null,null,null,null,null,null,null,"n95"]
[1909,null,"STEROWNICZE","S66319",5902956095985,"BiT 1000®FR","3G120",null,"BITNER","KMT",1,466880,"PLN",0.23,null,null,null,null,null,null,null,"n95"]
[1910,null,"STEROWNICZE","S66320",5902956095992,"BiT 1000®FR","4G120",null,"BITNER","KMT",1,621160,"PLN",0.23,null,null,null,null,null,null,null,"n95"]
[1911,null,"STEROWNICZE","S66321",5902956096005,"BiT 1000®FR","4G150",null,"BITNER","KMT",1,761130,"PLN",0.23,null,null,null,null,null,null,null,"n95"]
[1912,null,"STEROWNICZE","S66322",5902956096012,"BiT 1000®FR","4G185",null,"BITNER","KMT",1,928310,"PLN",0.23,null,null,null,null,null,null,null,"n95"]
[1913,null,"STEROWNICZE","S66323",5902956096029,"BiT 1000®FR","4G240",null,"BITNER","KMT",1,1214800,"PLN",0.23,null,null,null,null,null,null,null,"n95"]
[1914,null,"STEROWNICZE","S66324",5902956237910,"BiT 1000®FR","6G2,5",null,"BITNER","KMT",1,21550,"PLN",0.23,null,null,null,null,null,null,null,"n95"]
[1915,null,"STEROWNICZE","S66325",5902956096036,"BiT 1000®FR","2x2x0,5",null,"BITNER","KMT",1,5120,"PLN",0.23,null,null,null,null,null,null,null,"n95"]
[1916,null,"STEROWNICZE","S66326",5902956096043,"BiT 1000®FR","3x2x0,5",null,"BITNER","KMT",1,6220,"PLN",0.23,null,null,null,null,null,null,null,"n95"]
[1917,null,"STEROWNICZE","S66327",5902956096050,"BiT 1000®FR","4x2x0,5",null,"BITNER","KMT",1,7900,"PLN",0.23,null,null,null,null,null,null,null,"n95"]
[1918,null,"STEROWNICZE","S66328",5902956096067,"BiT 1000®FR","5x2x0,5",null,"BITNER","KMT",1,9830,"PLN",0.23,null,null,null,null,null,null,null,"n95"]
[1919,null,"STEROWNICZE","S66329",5902956096074,"BiT 1000®FR","6x2x0,5",null,"BITNER","KMT",1,11170,"PLN",0.23,null,null,null,null,null,null,null,"n95"]
[1920,null,"STEROWNICZE","S66330",5902956096081,"BiT 1000®FR","7x2x0,5",null,"BITNER","KMT",1,12960,"PLN",0.23,null,null,null,null,null,null,null,"n95"]
[1921,null,"STEROWNICZE","S66331",5902956096098,"BiT 1000®FR","8x2x0,5",null,"BITNER","KMT",1,14600,"PLN",0.23,null,null,null,null,null,null,null,"n95"]
[1922,null,"STEROWNICZE","S66332",5902956096104,"BiT 1000®FR","10x2x0,5",null,"BITNER","KMT",1,17840,"PLN",0.23,null,null,null,null,null,null,null,"n95"]
[1923,null,"STEROWNICZE","S66333",5902956096111,"BiT 1000®FR","12x2x0,5",null,"BITNER","KMT",1,21070,"PLN",0.23,null,null,null,null,null,null,null,"n95"]
[1924,null,"STEROWNICZE","S66334",5902956096128,"BiT 1000®FR","14x2x0,5",null,"BITNER","KMT",1,24320,"PLN",0.23,null,null,null,null,null,null,null,"n95"]
[1925,null,"STEROWNICZE","S66335",5902956096135,"BiT 1000®FR","16x2x0,5",null,"BITNER","KMT",1,27850,"PLN",0.23,null,null,null,null,null,null,null,"n95"]
[1926,null,"STEROWNICZE","S66336",5902956096142,"BiT 1000®FR","18x2x0,5",null,"BITNER","KMT",1,31000,"PLN",0.23,null,null,null,null,null,null,null,"n95"]
[1927,null,"STEROWNICZE","S66337",5902956096159,"BiT 1000®FR","20x2x0,5",null,"BITNER","KMT",1,34180,"PLN",0.23,null,null,null,null,null,null,null,"n95"]
[1928,null,"STEROWNICZE","S66338",5902956096166,"BiT 1000®FR","24x2x0,5",null,"BITNER","KMT",1,40390,"PLN",0.23,null,null,null,null,null,null,null,"n95"]
[1929,null,"STEROWNICZE","S66339",5902956096173,"BiT 1000®FR","2x2x0,75",null,"BITNER","KMT",1,6270,"PLN",0.23,null,null,null,null,null,null,null,"n95"]
[1930,null,"STEROWNICZE","S66340",5902956096180,"BiT 1000®FR","3x2x0,75",null,"BITNER","KMT",1,8310,"PLN",0.23,null,null,null,null,null,null,null,"n95"]
[1931,null,"STEROWNICZE","S66341",5902956096197,"BiT 1000®FR","4x2x0,75",null,"BITNER","KMT",1,10660,"PLN",0.23,null,null,null,null,null,null,null,"n95"]
[1932,null,"STEROWNICZE","S66342",5902956096203,"BiT 1000®FR","5x2x0,75",null,"BITNER","KMT",1,13300,"PLN",0.23,null,null,null,null,null,null,null,"n95"]
[1933,null,"STEROWNICZE","S66343",5902956096210,"BiT 1000®FR","6x2x0,75",null,"BITNER","KMT",1,15260,"PLN",0.23,null,null,null,null,null,null,null,"n95"]
[1934,null,"STEROWNICZE","S66344",5902956096227,"BiT 1000®FR","7x2x0,75",null,"BITNER","KMT",1,17720,"PLN",0.23,null,null,null,null,null,null,null,"n95"]
[1935,null,"STEROWNICZE","S66345",5902956096234,"BiT 1000®FR","8x2x0,75",null,"BITNER","KMT",1,20020,"PLN",0.23,null,null,null,null,null,null,null,"n95"]
[1936,null,"STEROWNICZE","S66346",5902956096241,"BiT 1000®FR","10x2x0,75",null,"BITNER","KMT",1,24590,"PLN",0.23,null,null,null,null,null,null,null,"n95"]
[1937,null,"STEROWNICZE","S66347",5902956096258,"BiT 1000®FR","12x2x0,75",null,"BITNER","KMT",1,29170,"PLN",0.23,null,null,null,null,null,null,null,"n95"]
[1938,null,"STEROWNICZE","S66348",5902956096265,"BiT 1000®FR","14x2x0,75",null,"BITNER","KMT",1,33730,"PLN",0.23,null,null,null,null,null,null,null,"n95"]
[1939,null,"STEROWNICZE","S66349",5902956096272,"BiT 1000®FR","16x2x0,75",null,"BITNER","KMT",1,38870,"PLN",0.23,null,null,null,null,null,null,null,"n95"]
[1940,null,"STEROWNICZE","S66350",5902956096289,"BiT 1000®FR","18x2x0,75",null,"BITNER","KMT",1,43090,"PLN",0.23,null,null,null,null,null,null,null,"n95"]
[1941,null,"STEROWNICZE","S66351",5902956096296,"BiT 1000®FR","20x2x0,75",null,"BITNER","KMT",1,47820,"PLN",0.23,null,null,null,null,null,null,null,"n95"]
[1942,null,"STEROWNICZE","S66352",5902956096302,"BiT 1000®FR","24x2x0,75",null,"BITNER","KMT",1,55670,"PLN",0.23,null,null,null,null,null,null,null,"n95"]
[1943,null,"STEROWNICZE","S66353",5902956096319,"BiT 1000®FR","2x2x1",null,"BITNER","KMT",1,7720,"PLN",0.23,null,null,null,null,null,null,null,"n95"]
[1944,null,"STEROWNICZE","S66354",5902956096326,"BiT 1000®FR","3x2x1",null,"BITNER","KMT",1,10330,"PLN",0.23,null,null,null,null,null,null,null,"n95"]
[1945,null,"STEROWNICZE","S66355",5902956096333,"BiT 1000®FR","4x2x1",null,"BITNER","KMT",1,13340,"PLN",0.23,null,null,null,null,null,null,null,"n95"]
[1946,null,"STEROWNICZE","S66356",5902956096340,"BiT 1000®FR","5x2x1",null,"BITNER","KMT",1,16700,"PLN",0.23,null,null,null,null,null,null,null,"n95"]
[1947,null,"STEROWNICZE","S66357",5902956096357,"BiT 1000®FR","6x2x1",null,"BITNER","KMT",1,19250,"PLN",0.23,null,null,null,null,null,null,null,"n95"]
[1948,null,"STEROWNICZE","S66358",5902956096364,"BiT 1000®FR","7x2x1",null,"BITNER","KMT",1,22380,"PLN",0.23,null,null,null,null,null,null,null,"n95"]
[1949,null,"STEROWNICZE","S66359",5902956096371,"BiT 1000®FR","8x2x1",null,"BITNER","KMT",1,25350,"PLN",0.23,null,null,null,null,null,null,null,"n95"]
[1950,null,"STEROWNICZE","S66360",5902956096388,"BiT 1000®FR","10x2x1",null,"BITNER","KMT",1,31210,"PLN",0.23,null,null,null,null,null,null,null,"n95"]
[1951,null,"STEROWNICZE","S66361",5902956096395,"BiT 1000®FR","12x2x1",null,"BITNER","KMT",1,37090,"PLN",0.23,null,null,null,null,null,null,null,"n95"]
[1952,null,"STEROWNICZE","S66362",5902956096401,"BiT 1000®FR","14x2x1",null,"BITNER","KMT",1,43190,"PLN",0.23,null,null,null,null,null,null,null,"n95"]
[1953,null,"STEROWNICZE","S66363",5902956096418,"BiT 1000®FR","16x2x1",null,"BITNER","KMT",1,49480,"PLN",0.23,null,null,null,null,null,null,null,"n95"]
[1954,null,"STEROWNICZE","S66364",5902956096425,"BiT 1000®FR","18x2x1",null,"BITNER","KMT",1,54200,"PLN",0.23,null,null,null,null,null,null,null,"n95"]
[1955,null,"STEROWNICZE","S66365",5902956096432,"BiT 1000®FR","20x2x1",null,"BITNER","KMT",1,59910,"PLN",0.23,null,null,null,null,null,null,null,"n95"]
[1956,null,"STEROWNICZE","S66366",5902956096449,"BiT 1000®FR","24x2x1",null,"BITNER","KMT",1,71160,"PLN",0.23,null,null,null,null,null,null,null,"n95"]
[1957,null,"STEROWNICZE","S66367",5902956096456,"BiT 1000®FR","2x2x1,5",null,"BITNER","KMT",1,10410,"PLN",0.23,null,null,null,null,null,null,null,"n95"]
[1958,null,"STEROWNICZE","S66368",5902956096463,"BiT 1000®FR","3x2x1,5",null,"BITNER","KMT",1,14190,"PLN",0.23,null,null,null,null,null,null,null,"n95"]
[1959,null,"STEROWNICZE","S66369",5902956096470,"BiT 1000®FR","4x2x1,5",null,"BITNER","KMT",1,18410,"PLN",0.23,null,null,null,null,null,null,null,"n95"]
[1960,null,"STEROWNICZE","S66370",5902956096487,"BiT 1000®FR","5x2x1,5",null,"BITNER","KMT",1,23100,"PLN",0.23,null,null,null,null,null,null,null,"n95"]
[1961,null,"STEROWNICZE","S66371",5902956096494,"BiT 1000®FR","6x2x1,5",null,"BITNER","KMT",1,26760,"PLN",0.23,null,null,null,null,null,null,null,"n95"]
[1962,null,"STEROWNICZE","S66372",5902956096500,"BiT 1000®FR","7x2x1,5",null,"BITNER","KMT",1,31140,"PLN",0.23,null,null,null,null,null,null,null,"n95"]
[1963,null,"STEROWNICZE","S66373",5902956096517,"BiT 1000®FR","8x2x1,5",null,"BITNER","KMT",1,35320,"PLN",0.23,null,null,null,null,null,null,null,"n95"]
[1964,null,"STEROWNICZE","S66374",5902956096524,"BiT 1000®FR","10x2x1,5",null,"BITNER","KMT",1,43840,"PLN",0.23,null,null,null,null,null,null,null,"n95"]
[1965,null,"STEROWNICZE","S66375",5902956096531,"BiT 1000®FR","12x2x1,5",null,"BITNER","KMT",1,52160,"PLN",0.23,null,null,null,null,null,null,null,"n95"]
[1966,null,"STEROWNICZE","S66376",5902956096548,"BiT 1000®FR","14x2x1,5",null,"BITNER","KMT",1,59660,"PLN",0.23,null,null,null,null,null,null,null,"n95"]
[1967,null,"STEROWNICZE","S66377",5902956096555,"BiT 1000®FR","16x2x1,5",null,"BITNER","KMT",1,68340,"PLN",0.23,null,null,null,null,null,null,null,"n95"]
[1968,null,"STEROWNICZE","S66378",5902956096562,"BiT 1000®FR","18x2x1,5",null,"BITNER","KMT",1,76300,"PLN",0.23,null,null,null,null,null,null,null,"n95"]
[1969,null,"STEROWNICZE","S66379",5902956096579,"BiT 1000®FR","20x2x1,5",null,"BITNER","KMT",1,84400,"PLN",0.23,null,null,null,null,null,null,null,"n95"]
[1970,null,"STEROWNICZE","S66380",5902956096586,"BiT 1000®FR","24x2x1,5",null,"BITNER","KMT",1,100700,"PLN",0.23,null,null,null,null,null,null,null,"n95"]
[1971,null,"STEROWNICZE","S66381",5902956096593,"BiT 1000®FR","2x2x2,5",null,"BITNER","KMT",1,15960,"PLN",0.23,null,null,null,null,null,null,null,"n95"]
[1972,null,"STEROWNICZE","S66382",5902956096609,"BiT 1000®FR","3x2x2,5",null,"BITNER","KMT",1,22080,"PLN",0.23,null,null,null,null,null,null,null,"n95"]
[1973,null,"STEROWNICZE","S66383",5902956096616,"BiT 1000®FR","4x2x2,5",null,"BITNER","KMT",1,28890,"PLN",0.23,null,null,null,null,null,null,null,"n95"]
[1974,null,"STEROWNICZE","S66384",5902956096623,"BiT 1000®FR","5x2x2,5",null,"BITNER","KMT",1,36320,"PLN",0.23,null,null,null,null,null,null,null,"n95"]
[1975,null,"STEROWNICZE","S66385",5902956096630,"BiT 1000®FR","6x2x2,5",null,"BITNER","KMT",1,42350,"PLN",0.23,null,null,null,null,null,null,null,"n95"]
[1976,null,"STEROWNICZE","S66386",5902956096647,"BiT 1000®FR","7x2x2,5",null,"BITNER","KMT",1,49530,"PLN",0.23,null,null,null,null,null,null,null,"n95"]
[1977,null,"STEROWNICZE","S66387",5902956096654,"BiT 1000®FR","8x2x2,5",null,"BITNER","KMT",1,55270,"PLN",0.23,null,null,null,null,null,null,null,"n95"]
[1978,null,"STEROWNICZE","S66388",5902956096661,"BiT 1000®FR","10x2x2,5",null,"BITNER","KMT",1,68700,"PLN",0.23,null,null,null,null,null,null,null,"n95"]
[1979,null,"STEROWNICZE","S66389",5902956096678,"BiT 1000®FR","12x2x2,5",null,"BITNER","KMT",1,82160,"PLN",0.23,null,null,null,null,null,null,null,"n95"]
[1980,null,"STEROWNICZE","S66390",5902956096685,"BiT 1000®FR","14x2x2,5",null,"BITNER","KMT",1,94590,"PLN",0.23,null,null,null,null,null,null,null,"n95"]
[1981,null,"STEROWNICZE","S66391",5902956096692,"BiT 1000®FR","16x2x2,5",null,"BITNER","KMT",1,109600,"PLN",0.23,null,null,null,null,null,null,null,"n95"]
[1982,null,"STEROWNICZE","S66502",5902956096722,"BiT 1000®FR","1x4",null,"BITNER","KMT",1,6160,"PLN",0.23,null,null,null,null,null,null,null,"n95"]
[1983,null,"STEROWNICZE","S66503",5902956096739,"BiT 1000®FR","1x6",null,"BITNER","KMT",1,8800,"PLN",0.23,null,null,null,null,null,null,null,"n95"]
[1984,null,"STEROWNICZE","S66504",5902956096746,"BiT 1000®FR","1x10",null,"BITNER","KMT",1,13710,"PLN",0.23,null,null,null,null,null,null,null,"n95"]
[1985,null,"STEROWNICZE","S66505",5902956096753,"BiT 1000®FR","1x16",null,"BITNER","KMT",1,20780,"PLN",0.23,null,null,null,null,null,null,null,"n95"]
[1986,null,"STEROWNICZE","S66506",5902956096760,"BiT 1000®FR","1x25",null,"BITNER","KMT",1,32450,"PLN",0.23,null,null,null,null,null,null,null,"n95"]
[1987,null,"STEROWNICZE","S66507",5902956096777,"BiT 1000®FR","1x35",null,"BITNER","KMT",1,43970,"PLN",0.23,null,null,null,null,null,null,null,"n95"]
[1988,null,"STEROWNICZE","S66508",5902956096784,"BiT 1000®FR","1x50",null,"BITNER","KMT",1,62220,"PLN",0.23,null,null,null,null,null,null,null,"n95"]
[1989,null,"STEROWNICZE","S66509",5902956096791,"BiT 1000®FR","1x70",null,"BITNER","KMT",1,88750,"PLN",0.23,null,null,null,null,null,null,null,"n95"]
[1990,null,"STEROWNICZE","S66510",5902956096807,"BiT 1000®FR","1x95",null,"BITNER","KMT",1,117800,"PLN",0.23,null,null,null,null,null,null,null,"n95"]
[1991,null,"STEROWNICZE","S66511",5902956096814,"BiT 1000®FR","1x120",null,"BITNER","KMT",1,148970,"PLN",0.23,null,null,null,null,null,null,null,"n95"]
[1992,null,"STEROWNICZE","S66512",5902956096821,"BiT 1000®FR","1x150",null,"BITNER","KMT",1,181820,"PLN",0.23,null,null,null,null,null,null,null,"n95"]
[1993,null,"STEROWNICZE","S66513",5902956096838,"BiT 1000®FR","1x185",null,"BITNER","KMT",1,221490,"PLN",0.23,null,null,null,null,null,null,null,"n95"]
[1994,null,"STEROWNICZE","S66514",5902956096845,"BiT 1000®FR","1x240",null,"BITNER","KMT",1,290830,"PLN",0.23,null,null,null,null,null,null,null,"n95"]
[1995,null,"STEROWNICZE","S66515",5902956096852,"BiT 1000®FR","1x300",null,"BITNER","KMT",1,378700,"PLN",0.23,null,null,null,null,null,null,null,"n95"]
[1996,null,"STEROWNICZE","S66516",5902956096869,"BiT 1000®FR","1x400",null,"BITNER","KMT",1,536720,"PLN",0.23,null,null,null,null,null,null,null,"n95"]
[1997,null,"STEROWNICZE","S66517",5902956096876,"BiT 1000®FR","1x500",null,"BITNER","KMT",1,648610,"PLN",0.23,null,null,null,null,null,null,null,"n95"]
[1998,null,"STEROWNICZE","H60750",5902956112231,"BiT 1000®H","2x0,5",null,"BITNER","KMT",1,3660,"PLN",0.23,null,null,null,null,null,null,null,"n95"]
[1999,null,"STEROWNICZE","H60751",5902956112248,"BiT 1000®H","3G0,5",null,"BITNER","KMT",1,4730,"PLN",0.23,null,null,null,null,null,null,null,"n95"]
[2006,null,"STEROWNICZE","H60758",5902956112316,"BiT 1000®H","12G0,5",null,"BITNER","KMT",1,14040,"PLN",0.23,null,null,null,null,null,null,null,"n95"]
[2015,null,"STEROWNICZE","H60768",5902956112590,"BiT 1000®H","7G0,75",null,"BITNER","KMT",1,11300,"PLN",0.23,null,null,null,null,null,null,null,"n95"]
[2026,null,"STEROWNICZE","H60780",5902956112859,"BiT 1000®H","6G1",null,"BITNER","KMT",1,12680,"PLN",0.23,null,null,null,null,null,null,null,"n95"]
[2030,null,"STEROWNICZE","H60784",5902956112910,"BiT 1000®H","12G1",null,"BITNER","KMT",1,21660,"PLN",0.23,null,null,null,null,null,null,null,"n95"]
[2045,null,"STEROWNICZE","H60800",5902956113214,"BiT 1000®H","18G1,5",null,"BITNER","KMT",1,42740,"PLN",0.23,null,null,null,null,null,null,null,"n95"]
[2050,null,"STEROWNICZE","H60806",5902956113382,"BiT 1000®H","7G2,5",null,"BITNER","KMT",1,27630,"PLN",0.23,null,null,null,null,null,null,null,"n95"]
[2060,null,"STEROWNICZE","H60818",5902956113658,"BiT 1000®H","4G6",null,"BITNER","KMT",1,38040,"PLN",0.23,null,null,null,null,null,null,null,"n95"]
[2075,null,"STEROWNICZE","H60833",5902956113818,"BiT 1000®H","4G35",null,"BITNER","KMT",1,204610,"PLN",0.23,null,null,null,null,null,null,null,"n95"]
[2078,null,"STEROWNICZE","H60836",5902956113849,"BiT 1000®H","4G50",null,"BITNER","KMT",1,287970,"PLN",0.23,null,null,null,null,null,null,null,"n95"]
[2090,null,"STEROWNICZE","H60852",5902956114662,"BiT 1000®H","1x4",null,"BITNER","KMT",1,7300,"PLN",0.23,null,null,null,null,null,null,null,"n95"]
[2103,null,"STEROWNICZE","H60865",5902956114792,"BiT 1000®H","1x300",null,"BITNER","KMT",1,420010,"PLN",0.23,null,null,null,null,null,null,null,"n95"]
[2105,null,"STEROWNICZE","H60884",5902956114815,"BiT 1000®H","1x500",null,"BITNER","KMT",1,719360,"PLN",0.23,null,null,null,null,null,null,null,"n95"]
[2120,null,"STEROWNICZE","H61514",5902956112989,"BiT 1000®H","30G1",null,"BITNER","KMT",1,49510,"PLN",0.23,null,null,null,null,null,null,null,"n95"]
[2127,null,"STEROWNICZE","H61521",5902956113238,"BiT 1000®H","25G1,5",null,"BITNER","KMT",1,59030,"PLN",0.23,null,null,null,null,null,null,null,"n95"]
[2135,null,"STEROWNICZE","H61529",5902956113405,"BiT 1000®H","8G2,5",null,"BITNER","KMT",1,31730,"PLN",0.23,null,null,null,null,null,null,null,"n95"]
[2150,null,"STEROWNICZE","H61566",5902956114037,"BiT 1000®H","8x2x0,5",null,"BITNER","KMT",1,16290,"PLN",0.23,null,null,null,null,null,null,null,"n95"]
[2155,null,"STEROWNICZE","H61571",5902956114082,"BiT 1000®H","18x2x0,5",null,"BITNER","KMT",1,33210,"PLN",0.23,null,null,null,null,null,null,null,"n95"]
[2165,null,"STEROWNICZE","H61581",5902956114181,"BiT 1000®H","10x2x0,75",null,"BITNER","KMT",1,27450,"PLN",0.23,null,null,null,null,null,null,null,"n95"]
[2180,null,"STEROWNICZE","H61596",5902956114334,"BiT 1000®H","12x2x1",null,"BITNER","KMT",1,39740,"PLN",0.23,null,null,null,null,null,null,null,"n95"]
[2190,null,"STEROWNICZE","H61606",5902956114433,"BiT 1000®H","6x2x1,5",null,"BITNER","KMT",1,28680,"PLN",0.23,null,null,null,null,null,null,null,"n95"]
[2195,null,"STEROWNICZE","H61611",5902956114488,"BiT 1000®H","14x2x1,5",null,"BITNER","KMT",1,64000,"PLN",0.23,null,null,null,null,null,null,null,"n95"]
[2208,null,"STEROWNICZE","H61624",5902956114617,"BiT 1000®H","12x2x2,5",null,"BITNER","KMT",1,88150,"PLN",0.23,null,null,null,null,null,null,null,"n95"]
[2220,null,"STEROWNICZE","H60909",5902956117717,"BiT 1000®HCH","25G2,5",null,"BITNER","KMT",1,112110,"PLN",0.23,null,null,null,null,null,null,null,"n95"]
[2225,null,"STEROWNICZE","H60914",5902956117762,"BiT 1000®HCH","7G4",null,"BITNER","KMT",1,54920,"PLN",0.23,null,null,null,null,null,null,null,"n95"]
[2232,null,"STEROWNICZE","H60921",5902956117830,"BiT 1000®HCH","4G10",null,"BITNER","KMT",1,74760,"PLN",0.23,null,null,null,null,null,null,null,"n95"]
[2240,null,"STEROWNICZE","H60929",5902956117915,"BiT 1000®HCH","4G25",null,"BITNER","KMT",1,167480,"PLN",0.23,null,null,null,null,null,null,null,"n95"]
[2257,null,"STEROWNICZE","H60947",5902956118097,"BiT 1000®HCH","4G240",null,"BITNER","KMT",1,1439990,"PLN",0.23,null,null,null,null,null,null,null,"n95"]
[2265,null,"STEROWNICZE","H61057",5902956117106,"BiT 1000®HCH","10G0,5",null,"BITNER","KMT",1,19830,"PLN",0.23,null,null,null,null,null,null,null,"n95"]
[2270,null,"STEROWNICZE","H61064",5902956117175,"BiT 1000®HCH","21G0,5",null,"BITNER","KMT",1,31400,"PLN",0.23,null,null,null,null,null,null,null,"n95"]
[2285,null,"STEROWNICZE","H61082",5902956117359,"BiT 1000®HCH","21G0,75",null,"BITNER","KMT",1,40190,"PLN",0.23,null,null,null,null,null,null,null,"n95"]
[2295,null,"STEROWNICZE","H61092",5902956117458,"BiT 1000®HCH","12G1",null,"BITNER","KMT",1,31290,"PLN",0.23,null,null,null,null,null,null,null,"n95"]
[2300,null,"STEROWNICZE","H61099",5902956117526,"BiT 1000®HCH","25G1",null,"BITNER","KMT",1,57650,"PLN",0.23,null,null,null,null,null,null,null,"n95"]
[2309,null,"STEROWNICZE","H61108",5902956117618,"BiT 1000®HCH","12G1,5",null,"BITNER","KMT",1,40680,"PLN",0.23,null,null,null,null,null,null,null,"n95"]
[2325,null,"STEROWNICZE","H61124",5902956238085,"BiT 1000®HCH","42G0,75",null,"BITNER","KMT",1,71470,"PLN",0.23,null,null,null,null,null,null,null,"n95"]
[2330,null,"STEROWNICZE","H61129",5902956238139,"BiT 1000®HCH","12G2,5",null,"BITNER","KMT",1,60970,"PLN",0.23,null,null,null,null,null,null,null,"n95"]
[2342,null,"STEROWNICZE","H61141",5902956238252,"BiT 1000®HCH","34G1",null,"BITNER","KMT",1,73310,"PLN",0.23,null,null,null,null,null,null,null,"n95"]
[2355,null,"STEROWNICZE","S65983",5902956103390,"BiT 1000®OR","12G0,5",null,"BITNER","KMT",1,14550,"PLN",0.23,null,null,null,null,null,null,null,"n95"]
[2362,null,"STEROWNICZE","S65992",5902956103482,"BiT 1000®OR","34G0,5",null,"BITNER","KMT",1,34390,"PLN",0.23,null,null,null,null,null,null,null,"n95"]
[2370,null,"STEROWNICZE","S66000",5902956103666,"BiT 1000®OR","10G0,75",null,"BITNER","KMT",1,17420,"PLN",0.23,null,null,null,null,null,null,null,"n95"]
[2375,null,"STEROWNICZE","S66006",5902956103727,"BiT 1000®OR","21G0,75",null,"BITNER","KMT",1,29760,"PLN",0.23,null,null,null,null,null,null,null,"n95"]
[2386,null,"STEROWNICZE","S66018",5902956103925,"BiT 1000®OR","10G1",null,"BITNER","KMT",1,19740,"PLN",0.23,null,null,null,null,null,null,null,"n95"]
[2400,null,"STEROWNICZE","S66038",5902956104472,"BiT 1000®OR","16G2,5",null,"BITNER","KMT",1,64170,"PLN",0.23,null,null,null,null,null,null,null,"n95"]
[2411,null,"STEROWNICZE","S66050",5902956104700,"BiT 1000®OR","7G6",null,"BITNER","KMT",1,68520,"PLN",0.23,null,null,null,null,null,null,null,"n95"]
[2419,null,"STEROWNICZE","S66058",5902956104793,"BiT 1000®OR","7G16",null,"BITNER","KMT",1,174930,"PLN",0.23,null,null,null,null,null,null,null,"n95"]
[2430,null,"STEROWNICZE","S66069",5902956104908,"BiT 1000®OR","4G70",null,"BITNER","KMT",1,439200,"PLN",0.23,null,null,null,null,null,null,null,"n95"]
[2439,null,"STEROWNICZE","S66717",5902956103772,"BiT 1000®OR","37G0,75",null,"BITNER","KMT",1,50470,"PLN",0.23,null,null,null,null,null,null,null,"n95"]
[2445,null,"STEROWNICZE","S66729",5902956104069,"BiT 1000®OR","52G1",null,"BITNER","KMT",1,90260,"PLN",0.23,null,null,null,null,null,null,null,"n95"]
[2460,null,"STEROWNICZE","S66749",5902956104267,"BiT 1000®OR","25G1,5",null,"BITNER","KMT",1,62900,"PLN",0.23,null,null,null,null,null,null,null,"n95"]
[2463,null,"STEROWNICZE","S66753",5902956104304,"BiT 1000®OR","37G1,5",null,"BITNER","KMT",1,90960,"PLN",0.23,null,null,null,null,null,null,null,"n95"]
[2475,null,"STEROWNICZE","S66774",5902956104717,"BiT 1000®OR","10G6",null,"BITNER","KMT",1,99380,"PLN",0.23,null,null,null,null,null,null,null,"n95"]
[2486,null,"STEROWNICZE","S66791",5902956105783,"BiT 1000®OR","1x120",null,"BITNER","KMT",1,176050,"PLN",0.23,null,null,null,null,null,null,null,"n95"]
[2496,null,"STEROWNICZE","S66833",5902956105035,"BiT 1000®OR","5x2x0,5",null,"BITNER","KMT",1,12460,"PLN",0.23,null,null,null,null,null,null,null,"n95"]
[2505,null,"STEROWNICZE","S66842",5902956105127,"BiT 1000®OR","20x2x0,5",null,"BITNER","KMT",1,39670,"PLN",0.23,null,null,null,null,null,null,null,"n95"]
[2516,null,"STEROWNICZE","S66853",5902956105233,"BiT 1000®OR","14x2x0,75",null,"BITNER","KMT",1,39140,"PLN",0.23,null,null,null,null,null,null,null,"n95"]
[2520,null,"STEROWNICZE","S66857",5902956105271,"BiT 1000®OR","24x2x0,75",null,"BITNER","KMT",1,62250,"PLN",0.23,null,null,null,null,null,null,null,"n95"]
[2531,null,"STEROWNICZE","S66868",5902956105387,"BiT 1000®OR","16x2x1",null,"BITNER","KMT",1,57420,"PLN",0.23,null,null,null,null,null,null,null,"n95"]
[2540,null,"STEROWNICZE","S66877",5902956105479,"BiT 1000®OR","7x2x1,5",null,"BITNER","KMT",1,36140,"PLN",0.23,null,null,null,null,null,null,null,"n95"]
[2550,null,"STEROWNICZE","S66887",5902956105578,"BiT 1000®OR","3x2x2,5",null,"BITNER","KMT",1,25630,"PLN",0.23,null,null,null,null,null,null,null,"n95"]
[2561,null,"STEROWNICZE","EM9051",5902956126757,"BiT 1000®Power","3G1,5",null,"BITNER","KMT",1,7530,"PLN",0.23,null,null,null,null,null,null,null,"n95"]
[2573,null,"STEROWNICZE","EM9063",5902956126870,"BiT 1000®Power","3G4,0",null,"BITNER","KMT",1,17360,"PLN",0.23,null,null,null,null,null,null,null,"n95"]
[2580,null,"STEROWNICZE","EM9070",5902956126948,"BiT 1000®Power","3x6,0",null,"BITNER","KMT",1,28360,"PLN",0.23,null,null,null,null,null,null,null,"n95"]
[2591,null,"STEROWNICZE","EM9081",5902956127051,"BiT 1000®Power","3G16",null,"BITNER","KMT",1,60960,"PLN",0.23,null,null,null,null,null,null,null,"n95"]
[2597,null,"STEROWNICZE","EM9087",5902956127112,"BiT 1000®Power","3G25",null,"BITNER","KMT",1,96310,"PLN",0.23,null,null,null,null,null,null,null,"n95"]
[2606,null,"STEROWNICZE","EM9097",5902956127211,"BiT 1000®Power","5G35",null,"BITNER","KMT",1,211590,"PLN",0.23,null,null,null,null,null,null,null,"n95"]
[2617,null,"STEROWNICZE","EM9110",5902956127341,"BiT 1000®Power","3x95",null,"BITNER","KMT",1,384830,"PLN",0.23,null,null,null,null,null,null,null,"n95"]
[2625,null,"STEROWNICZE","EM9118",5902956127426,"BiT 1000®Power","5G120",null,"BITNER","KMT",1,716810,"PLN",0.23,null,null,null,null,null,null,null,"n95"]
[2636,null,"STEROWNICZE","EM9129",5902956127532,"BiT 1000®Power","3G240",null,"BITNER","KMT",1,863540,"PLN",0.23,null,null,null,null,null,null,null,"n95"]
[2650,null,"STEROWNICZE","EM9155",5902956127686,"BiT 1000®Power","1G95",null,"BITNER","KMT",1,120020,"PLN",0.23,null,null,null,null,null,null,null,"n95"]
[2655,null,"STEROWNICZE","EM9160",5902956127730,"BiT 1000®Power","1G300",null,"BITNER","KMT",1,390740,"PLN",0.23,null,null,null,null,null,null,null,"n95"]
[2666,null,"STEROWNICZE","EM9171",5902956127846,"BiT 1000®Power","1x70",null,"BITNER","KMT",1,82930,"PLN",0.23,null,null,null,null,null,null,null,"n95"]
[2674,null,"STEROWNICZE","S66460",5902956238313,"BiT 1000®solar czarny","1x1,5",null,"BITNER","KMT",1,2790,"PLN",0.23,null,null,null,null,null,null,null,"n32A"]
[2691,null,"STEROWNICZE","S66466.05",5902956238382,"BiT 1000®solar czerwony","1x25",null,"BITNER","KMT",1,31750,"PLN",0.23,null,null,null,null,null,null,null,"n32A"]
[2694,null,"STEROWNICZE","S66469.05",5902956238412,"BiT 1000®solar czerwony","1x70",null,"BITNER","KMT",1,86350,"PLN",0.23,null,null,null,null,null,null,null,"n32A"]
[2710,null,"STEROWNICZE","S54405",5902956023117,"BiT 500®","5G0,5",null,"BITNER","KMT",1,3550,"PLN",0.23,null,null,null,null,null,null,null,"n91"]
[2721,null,"STEROWNICZE","S54422",5902956023278,"BiT 500®","27G0,5",null,"BITNER","KMT",1,17840,"PLN",0.23,null,null,null,null,null,null,null,"n91"]
[2727,null,"STEROWNICZE","S54430",5902956023414,"BiT 500®","5G0,75",null,"BITNER","KMT",1,5000,"PLN",0.23,null,null,null,null,null,null,null,"n91"]
[2736,null,"STEROWNICZE","S54444",5902956023551,"BiT 500®","19G0,75",null,"BITNER","KMT",1,18180,"PLN",0.23,null,null,null,null,null,null,null,"n91"]
[2741,null,"STEROWNICZE","S54453",5902956023728,"BiT 500®","5G1",null,"BITNER","KMT",1,6440,"PLN",0.23,null,null,null,null,null,null,null,"n91"]
[2751,null,"STEROWNICZE","S54471",5902956023889,"BiT 500®","21G1",null,"BITNER","KMT",1,26040,"PLN",0.23,null,null,null,null,null,null,null,"n91"]
[2766,null,"STEROWNICZE","S54498",5902956024411,"BiT 500®","10G2,5",null,"BITNER","KMT",1,29760,"PLN",0.23,null,null,null,null,null,null,null,"n91"]
[2771,null,"STEROWNICZE","S54508",5902956023322,"BiT 500®","42G0,5",null,"BITNER","KMT",1,27850,"PLN",0.23,null,null,null,null,null,null,null,"n91"]
[2785,null,"STEROWNICZE","S54522",5902956023896,"BiT 500®","25G1",null,"BITNER","KMT",1,31090,"PLN",0.23,null,null,null,null,null,null,null,"n91"]
[2796,null,"STEROWNICZE","S54535",5902956024169,"BiT 500®","16G1,5",null,"BITNER","KMT",1,28490,"PLN",0.23,null,null,null,null,null,null,null,"n91"]
[2804,null,"STEROWNICZE","S54543",5902956024244,"BiT 500®","37G1,5",null,"BITNER","KMT",1,64330,"PLN",0.23,null,null,null,null,null,null,null,"n91"]
[2811,null,"STEROWNICZE","S54551",5902956024459,"BiT 500®","16G2,5",null,"BITNER","KMT",1,46200,"PLN",0.23,null,null,null,null,null,null,null,"n91"]
[2826,null,"STEROWNICZE","S54567",5902956024619,"BiT 500®","12G4",null,"BITNER","KMT",1,58500,"PLN",0.23,null,null,null,null,null,null,null,"n91"]
[2828,null,"STEROWNICZE","S54569",5902956024633,"BiT 500®","3x2x0,5",null,"BITNER","KMT",1,4290,"PLN",0.23,null,null,null,null,null,null,null,"n91"]
[2841,null,"STEROWNICZE","S54582",5902956024763,"BiT 500®","2x2x0,75",null,"BITNER","KMT",1,4320,"PLN",0.23,null,null,null,null,null,null,null,"n91"]
[2856,null,"STEROWNICZE","S54597",5902956024916,"BiT 500®","3x2x1",null,"BITNER","KMT",1,7890,"PLN",0.23,null,null,null,null,null,null,null,"n91"]
[2861,null,"STEROWNICZE","S54602",5902956024961,"BiT 500®","8x2x1",null,"BITNER","KMT",1,19580,"PLN",0.23,null,null,null,null,null,null,null,"n91"]
[2871,null,"STEROWNICZE","S54612",5902956025067,"BiT 500®","4x2x1,5",null,"BITNER","KMT",1,14410,"PLN",0.23,null,null,null,null,null,null,null,"n91"]
[2881,null,"STEROWNICZE","S54622",5902956025166,"BiT 500®","20x2x1,5",null,"BITNER","KMT",1,69040,"PLN",0.23,null,null,null,null,null,null,null,"n91"]
[2886,null,"STEROWNICZE","S54627",5902956025210,"BiT 500®","5x2x2,5",null,"BITNER","KMT",1,29110,"PLN",0.23,null,null,null,null,null,null,null,"n91"]
[2901,null,"STEROWNICZE","SB0262",5902956028938,"BiT 500®(St)","10G0,5",null,"BITNER","KMT",1,8140,"PLN",0.23,null,null,null,null,null,null,null,"n91"]
[2905,null,"STEROWNICZE","SB0267",5902956028983,"BiT 500®(St)","18G0,5",null,"BITNER","KMT",1,13490,"PLN",0.23,null,null,null,null,null,null,null,"n91"]
[2916,null,"STEROWNICZE","SB0278",5902956029096,"BiT 500®(St)","56G0,5",null,"BITNER","KMT",1,38910,"PLN",0.23,null,null,null,null,null,null,null,"n91"]
[2931,null,"STEROWNICZE","SB0300",5902956029317,"BiT 500®(St)","21G0,75",null,"BITNER","KMT",1,21640,"PLN",0.23,null,null,null,null,null,null,null,"n91"]
[2942,null,"STEROWNICZE","SB0311",5902956029423,"BiT 500®(St)","2x1",null,"BITNER","KMT",1,3920,"PLN",0.23,null,null,null,null,null,null,null,"n91"]
[2946,null,"STEROWNICZE","SB0318",5902956029492,"BiT 500®(St)","6G1",null,"BITNER","KMT",1,9090,"PLN",0.23,null,null,null,null,null,null,null,"n91"]
[2958,null,"STEROWNICZE","SB0335",5902956029669,"BiT 500®(St)","30G1",null,"BITNER","KMT",1,39880,"PLN",0.23,null,null,null,null,null,null,null,"n91"]
[2971,null,"STEROWNICZE","SB0352",5902956029836,"BiT 500®(St)","7G1,5",null,"BITNER","KMT",1,14230,"PLN",0.23,null,null,null,null,null,null,null,"n91"]
[2976,null,"STEROWNICZE","SB0360",5902956029911,"BiT 500®(St)","16G1,5",null,"BITNER","KMT",1,30930,"PLN",0.23,null,null,null,null,null,null,null,"n91"]
[2982,null,"STEROWNICZE","SB0366",5902956029973,"BiT 500®(St)","30G1,5",null,"BITNER","KMT",1,56530,"PLN",0.23,null,null,null,null,null,null,null,"n91"]
[2991,null,"STEROWNICZE","SB0375",5902956030061,"BiT 500®(St)","3G2,5",null,"BITNER","KMT",1,10340,"PLN",0.23,null,null,null,null,null,null,null,"n91"]
[3006,null,"STEROWNICZE","SB0396",5902956030276,"BiT 500®(St)","50G2,5",null,"BITNER","KMT",1,151180,"PLN",0.23,null,null,null,null,null,null,null,"n91"]
[3019,null,"STEROWNICZE","SB0411",5902956030429,"BiT 500®(St)","7x2x0,5",null,"BITNER","KMT",1,11210,"PLN",0.23,null,null,null,null,null,null,null,"n91"]
[3021,null,"STEROWNICZE","SB0413",5902956030443,"BiT 500®(St)","10x2x0,5",null,"BITNER","KMT",1,15040,"PLN",0.23,null,null,null,null,null,null,null,"n91"]
[3035,null,"STEROWNICZE","SB0427",5902956030580,"BiT 500®(St)","10x2x0,75",null,"BITNER","KMT",1,21060,"PLN",0.23,null,null,null,null,null,null,null,"n91"]
[3046,null,"STEROWNICZE","SB0438",5902956030696,"BiT 500®(St)","6x2x1",null,"BITNER","KMT",1,16990,"PLN",0.23,null,null,null,null,null,null,null,"n91"]
[3051,null,"STEROWNICZE","SB0443",5902956030740,"BiT 500®(St)","14x2x1",null,"BITNER","KMT",1,37830,"PLN",0.23,null,null,null,null,null,null,null,"n91"]
[3063,null,"STEROWNICZE","SB0455",5902956030863,"BiT 500®(St)","10x2x1,5",null,"BITNER","KMT",1,38650,"PLN",0.23,null,null,null,null,null,null,null,"n91"]
[3076,null,"STEROWNICZE","SB0468",5902956030993,"BiT 500®(St)","8x2x2,5",null,"BITNER","KMT",1,50330,"PLN",0.23,null,null,null,null,null,null,null,"n91"]
[3081,null,"STEROWNICZE","S59078",5902956051264,"BiT 500®(St) BLACK","2x0,5",null,"BITNER","KMT",1,2920,"PLN",0.23,null,null,null,null,null,null,null,"n91"]
[3096,null,"STEROWNICZE","S59099",5902956051479,"BiT 500®(St) BLACK","27G0,5",null,"BITNER","KMT",1,19920,"PLN",0.23,null,null,null,null,null,null,null,"n91"]
[3106,null,"STEROWNICZE","S59109",5902956051578,"BiT 500®(St) BLACK","3G0,75",null,"BITNER","KMT",1,4500,"PLN",0.23,null,null,null,null,null,null,null,"n91"]
[3111,null,"STEROWNICZE","S59119",5902956051677,"BiT 500®(St) BLACK","8G0,75",null,"BITNER","KMT",1,9690,"PLN",0.23,null,null,null,null,null,null,null,"n91"]
[3120,null,"STEROWNICZE","S59130",5902956051783,"BiT 500®(St) BLACK","27G0,75",null,"BITNER","KMT",1,28040,"PLN",0.23,null,null,null,null,null,null,null,"n91"]
[3126,null,"STEROWNICZE","S59136",5902956051844,"BiT 500®(St) BLACK","50G0,75",null,"BITNER","KMT",1,51000,"PLN",0.23,null,null,null,null,null,null,null,"n91"]
[3140,null,"STEROWNICZE","S59157",5902956052056,"BiT 500®(St) BLACK","18G1",null,"BITNER","KMT",1,25080,"PLN",0.23,null,null,null,null,null,null,null,"n91"]
[3151,null,"STEROWNICZE","S59169",5902956052179,"BiT 500®(St) BLACK","56G1",null,"BITNER","KMT",1,73740,"PLN",0.23,null,null,null,null,null,null,null,"n91"]
[3156,null,"STEROWNICZE","S59176",5902956052247,"BiT 500®(St) BLACK","5G1,5",null,"BITNER","KMT",1,11410,"PLN",0.23,null,null,null,null,null,null,null,"n91"]
[3173,null,"STEROWNICZE","S59198",5902956052469,"BiT 500®(St) BLACK","42G1,5",null,"BITNER","KMT",1,79470,"PLN",0.23,null,null,null,null,null,null,null,"n91"]
[3181,null,"STEROWNICZE","S59211",5902956052599,"BiT 500®(St) BLACK","7G2,5",null,"BITNER","KMT",1,22910,"PLN",0.23,null,null,null,null,null,null,null,"n91"]
[3186,null,"STEROWNICZE","S59218",5902956052667,"BiT 500®(St) BLACK","18G2,5",null,"BITNER","KMT",1,56330,"PLN",0.23,null,null,null,null,null,null,null,"n91"]
[3197,null,"STEROWNICZE","S59230",5902956052780,"BiT 500®(St) BLACK","5G4",null,"BITNER","KMT",1,27390,"PLN",0.23,null,null,null,null,null,null,null,"n91"]
[3211,null,"STEROWNICZE","S59244",5902956052926,"BiT 500®(St) BLACK","16x2x0,5",null,"BITNER","KMT",1,24210,"PLN",0.23,null,null,null,null,null,null,null,"n91"]
[3217,null,"STEROWNICZE","S59250",5902956052988,"BiT 500®(St) BLACK","4x2x0,75",null,"BITNER","KMT",1,10020,"PLN",0.23,null,null,null,null,null,null,null,"n91"]
[3226,null,"STEROWNICZE","S59259",5902956053077,"BiT 500®(St) BLACK","18x2x0,75",null,"BITNER","KMT",1,37800,"PLN",0.23,null,null,null,null,null,null,null,"n91"]
[3241,null,"STEROWNICZE","S59274",5902956053220,"BiT 500®(St) BLACK","20x2x1",null,"BITNER","KMT",1,54170,"PLN",0.23,null,null,null,null,null,null,null,"n91"]
[3250,null,"STEROWNICZE","S59283",5902956053312,"BiT 500®(St) BLACK","10x2x1,5",null,"BITNER","KMT",1,39660,"PLN",0.23,null,null,null,null,null,null,null,"n91"]
[3256,null,"STEROWNICZE","S59289",5902956053374,"BiT 500®(St) BLACK","24x2x1,5",null,"BITNER","KMT",1,91300,"PLN",0.23,null,null,null,null,null,null,null,"n91"]
[3267,null,"STEROWNICZE","S59300",5902956053480,"BiT 500®(St) BLACK","16x2x2,5",null,"BITNER","KMT",1,100330,"PLN",0.23,null,null,null,null,null,null,null,"n91"]
[3274,null,"STEROWNICZE","SB2410",5902956059093,"BiT 500®(St) BLACK FR","8G0,5",null,"BITNER","KMT",1,7920,"PLN",0.23,null,null,null,null,null,null,null,"n91"]
[3286,null,"STEROWNICZE","SB2424",5902956059239,"BiT 500®(St) BLACK FR","37G0,5",null,"BITNER","KMT",1,29150,"PLN",0.23,null,null,null,null,null,null,null,"n91"]
[3294,null,"STEROWNICZE","SB2433",5902956059321,"BiT 500®(St) BLACK FR","4G0,75",null,"BITNER","KMT",1,6090,"PLN",0.23,null,null,null,null,null,null,null,"n91"]
[3301,null,"STEROWNICZE","SB2446",5902956059451,"BiT 500®(St) BLACK FR","14G0,75",null,"BITNER","KMT",1,16970,"PLN",0.23,null,null,null,null,null,null,null,"n91"]
[3316,null,"STEROWNICZE","SB2461",5902956059604,"BiT 500®(St) BLACK FR","2x1",null,"BITNER","KMT",1,5080,"PLN",0.23,null,null,null,null,null,null,null,"n91"]
[3327,null,"STEROWNICZE","SB2479",5902956059789,"BiT 500®(St) BLACK FR","18G1",null,"BITNER","KMT",1,27590,"PLN",0.23,null,null,null,null,null,null,null,"n91"]
[3331,null,"STEROWNICZE","SB2484",5902956059833,"BiT 500®(St) BLACK FR","27G1",null,"BITNER","KMT",1,40460,"PLN",0.23,null,null,null,null,null,null,null,"n91"]
[3342,null,"STEROWNICZE","SB2496",5902956059956,"BiT 500®(St) BLACK FR","4G1,5",null,"BITNER","KMT",1,10440,"PLN",0.23,null,null,null,null,null,null,null,"n91"]
[3351,null,"STEROWNICZE","SB2511",5902956060105,"BiT 500®(St) BLACK FR","18G1,5",null,"BITNER","KMT",1,38440,"PLN",0.23,null,null,null,null,null,null,null,"n91"]
[3361,null,"STEROWNICZE","SB2521",5902956060204,"BiT 500®(St) BLACK FR","50G1,5",null,"BITNER","KMT",1,103760,"PLN",0.23,null,null,null,null,null,null,null,"n91"]
[3372,null,"STEROWNICZE","SB2539",5902956060389,"BiT 500®(St) BLACK FR","16G2,5",null,"BITNER","KMT",1,55180,"PLN",0.23,null,null,null,null,null,null,null,"n91"]
[3384,null,"STEROWNICZE","SB2552",5902956060518,"BiT 500®(St) BLACK FR","5G4",null,"BITNER","KMT",1,30140,"PLN",0.23,null,null,null,null,null,null,null,"n91"]
[3387,null,"STEROWNICZE","SB2555",5902956060549,"BiT 500®(St) BLACK FR","12G4",null,"BITNER","KMT",1,69090,"PLN",0.23,null,null,null,null,null,null,null,"n91"]
[3404,null,"STEROWNICZE","SB2572",5902956060716,"BiT 500®(St) BLACK FR","4x2x0,75",null,"BITNER","KMT",1,11010,"PLN",0.23,null,null,null,null,null,null,null,"n91"]
[3406,null,"STEROWNICZE","SB2574",5902956060730,"BiT 500®(St) BLACK FR","6x2x0,75",null,"BITNER","KMT",1,15260,"PLN",0.23,null,null,null,null,null,null,null,"n91"]
[3417,null,"STEROWNICZE","SB2585",5902956060846,"BiT 500®(St) BLACK FR","3x2x1",null,"BITNER","KMT",1,11190,"PLN",0.23,null,null,null,null,null,null,null,"n91"]
[3428,null,"STEROWNICZE","SB2596",5902956060952,"BiT 500®(St) BLACK FR","20x2x1",null,"BITNER","KMT",1,58510,"PLN",0.23,null,null,null,null,null,null,null,"n91"]
[3436,null,"STEROWNICZE","SB2604",5902956061034,"BiT 500®(St) BLACK FR","8x2x1,5",null,"BITNER","KMT",1,35440,"PLN",0.23,null,null,null,null,null,null,null,"n91"]
[3447,null,"STEROWNICZE","SB2615",5902956061140,"BiT 500®(St) BLACK FR","5x2x2,5",null,"BITNER","KMT",1,36590,"PLN",0.23,null,null,null,null,null,null,null,"n91"]
[3461,null,"STEROWNICZE","SB2660",5902956066824,"BiT 500®(St) BLACK OR","8G0,5",null,"BITNER","KMT",1,9360,"PLN",0.23,null,null,null,null,null,null,null,"n91"]
[3472,null,"STEROWNICZE","SB2673",5902956066954,"BiT 500®(St) BLACK OR","34G0,5",null,"BITNER","KMT",1,30560,"PLN",0.23,null,null,null,null,null,null,null,"n91"]
[3481,null,"STEROWNICZE","SB2683",5902956067050,"BiT 500®(St) BLACK OR","4G0,75",null,"BITNER","KMT",1,7190,"PLN",0.23,null,null,null,null,null,null,null,"n91"]
[3491,null,"STEROWNICZE","SB2699",5902956067210,"BiT 500®(St) BLACK OR","19G0,75",null,"BITNER","KMT",1,25320,"PLN",0.23,null,null,null,null,null,null,null,"n91"]
[3492,null,"STEROWNICZE","SB2700",5902956067227,"BiT 500®(St) BLACK OR","21G0,75",null,"BITNER","KMT",1,27810,"PLN",0.23,null,null,null,null,null,null,null,"n91"]
[3505,null,"STEROWNICZE","SB2714",5902956067364,"BiT 500®(St) BLACK OR","4G1",null,"BITNER","KMT",1,9220,"PLN",0.23,null,null,null,null,null,null,null,"n91"]
[3511,null,"STEROWNICZE","SB2725",5902956067470,"BiT 500®(St) BLACK OR","12G1",null,"BITNER","KMT",1,21720,"PLN",0.23,null,null,null,null,null,null,null,"n91"]
[3522,null,"STEROWNICZE","SB2738",5902956067609,"BiT 500®(St) BLACK OR","40G1",null,"BITNER","KMT",1,65530,"PLN",0.23,null,null,null,null,null,null,null,"n91"]
[3538,null,"STEROWNICZE","SB2761",5902956067838,"BiT 500®(St) BLACK OR","18G1,5",null,"BITNER","KMT",1,42980,"PLN",0.23,null,null,null,null,null,null,null,"n91"]
[3547,null,"STEROWNICZE","SB2770",5902956067920,"BiT 500®(St) BLACK OR","42G1,5",null,"BITNER","KMT",1,97760,"PLN",0.23,null,null,null,null,null,null,null,"n91"]
[3558,null,"STEROWNICZE","SB2788",5902956068101,"BiT 500®(St) BLACK OR","14G2,5",null,"BITNER","KMT",1,54300,"PLN",0.23,null,null,null,null,null,null,null,"n91"]
[3566,null,"STEROWNICZE","SB2796",5902956068187,"BiT 500®(St) BLACK OR","42G2,5",null,"BITNER","KMT",1,159250,"PLN",0.23,null,null,null,null,null,null,null,"n91"]
[3577,null,"STEROWNICZE","SB2808",5902956068309,"BiT 500®(St) BLACK OR","4x2x0,5",null,"BITNER","KMT",1,10080,"PLN",0.23,null,null,null,null,null,null,null,"n91"]
[3582,null,"STEROWNICZE","SB2813",5902956068354,"BiT 500®(St) BLACK OR","10x2x0,5",null,"BITNER","KMT",1,20150,"PLN",0.23,null,null,null,null,null,null,null,"n91"]
[3592,null,"STEROWNICZE","SB2823",5902956068453,"BiT 500®(St) BLACK OR","5x2x0,75",null,"BITNER","KMT",1,16540,"PLN",0.23,null,null,null,null,null,null,null,"n91"]
[3607,null,"STEROWNICZE","SB2838",5902956068606,"BiT 500®(St) BLACK OR","6x2x1",null,"BITNER","KMT",1,22810,"PLN",0.23,null,null,null,null,null,null,null,"n91"]
[3615,null,"STEROWNICZE","SB2846",5902956068682,"BiT 500®(St) BLACK OR","20x2x1",null,"BITNER","KMT",1,67710,"PLN",0.23,null,null,null,null,null,null,null,"n91"]
[3622,null,"STEROWNICZE","SB2853",5902956068750,"BiT 500®(St) BLACK OR","7x2x1,5",null,"BITNER","KMT",1,36490,"PLN",0.23,null,null,null,null,null,null,null,"n91"]
[3627,null,"STEROWNICZE","SB2858",5902956068804,"BiT 500®(St) BLACK OR","16x2x1,5",null,"BITNER","KMT",1,77440,"PLN",0.23,null,null,null,null,null,null,null,"n91"]
[3639,null,"STEROWNICZE","SB2870",5902956068927,"BiT 500®(St) BLACK OR","12x2x2,5",null,"BITNER","KMT",1,93540,"PLN",0.23,null,null,null,null,null,null,null,"n91"]
[3652,null,"STEROWNICZE","SB0616",5902956036339,"BiT 500®(St) FR","16G0,5",null,"BITNER","KMT",1,12900,"PLN",0.23,null,null,null,null,null,null,null,"n91"]
[3659,null,"STEROWNICZE","SB0623",5902956036407,"BiT 500®(St) FR","34G0,5",null,"BITNER","KMT",1,26700,"PLN",0.23,null,null,null,null,null,null,null,"n91"]
[3667,null,"STEROWNICZE","SB0631",5902956036483,"BiT 500®(St) FR","3G0,75",null,"BITNER","KMT",1,4200,"PLN",0.23,null,null,null,null,null,null,null,"n91"]
[3682,null,"STEROWNICZE","SB0653",5902956036704,"BiT 500®(St) FR","30G0,75",null,"BITNER","KMT",1,33360,"PLN",0.23,null,null,null,null,null,null,null,"n91"]
[3692,null,"STEROWNICZE","SB0664",5902956036810,"BiT 500®(St) FR","4G1",null,"BITNER","KMT",1,6940,"PLN",0.23,null,null,null,null,null,null,null,"n91"]
[3697,null,"STEROWNICZE","SB0673",5902956036902,"BiT 500®(St) FR","10G1",null,"BITNER","KMT",1,15790,"PLN",0.23,null,null,null,null,null,null,null,"n91"]
[3712,null,"STEROWNICZE","SB0691",5902956037084,"BiT 500®(St) FR","56G1",null,"BITNER","KMT",1,80040,"PLN",0.23,null,null,null,null,null,null,null,"n91"]
[3716,null,"STEROWNICZE","SB0696",5902956037138,"BiT 500®(St) FR","4G1,5",null,"BITNER","KMT",1,9390,"PLN",0.23,null,null,null,null,null,null,null,"n91"]
[3727,null,"STEROWNICZE","SB0713",5902956037305,"BiT 500®(St) FR","21G1,5",null,"BITNER","KMT",1,44230,"PLN",0.23,null,null,null,null,null,null,null,"n91"]
[3736,null,"STEROWNICZE","SB0722",5902956037398,"BiT 500®(St) FR","56G1,5",null,"BITNER","KMT",1,114250,"PLN",0.23,null,null,null,null,null,null,null,"n91"]
[3742,null,"STEROWNICZE","SB0733",5902956037503,"BiT 500®(St) FR","7G2,5",null,"BITNER","KMT",1,24800,"PLN",0.23,null,null,null,null,null,null,null,"n91"]
[3757,null,"STEROWNICZE","SB0751",5902956037688,"BiT 500®(St) FR","4G4",null,"BITNER","KMT",1,23880,"PLN",0.23,null,null,null,null,null,null,null,"n91"]
[3769,null,"STEROWNICZE","SB0763",5902956037800,"BiT 500®(St) FR","10x2x0,5",null,"BITNER","KMT",1,16240,"PLN",0.23,null,null,null,null,null,null,null,"n91"]
[3772,null,"STEROWNICZE","SB0766",5902956037831,"BiT 500®(St) FR","16x2x0,5",null,"BITNER","KMT",1,25350,"PLN",0.23,null,null,null,null,null,null,null,"n91"]
[3787,null,"STEROWNICZE","SB0781",5902956037985,"BiT 500®(St) FR","18x2x0,75",null,"BITNER","KMT",1,39930,"PLN",0.23,null,null,null,null,null,null,null,"n91"]
[3797,null,"STEROWNICZE","SB0791",5902956038081,"BiT 500®(St) FR","10x2x1",null,"BITNER","KMT",1,29800,"PLN",0.23,null,null,null,null,null,null,null,"n91"]
[3802,null,"STEROWNICZE","SB0796",5902956038135,"BiT 500®(St) FR","20x2x1",null,"BITNER","KMT",1,57360,"PLN",0.23,null,null,null,null,null,null,null,"n91"]
[3813,null,"STEROWNICZE","SB0807",5902956038241,"BiT 500®(St) FR","14x2x1,5",null,"BITNER","KMT",1,57790,"PLN",0.23,null,null,null,null,null,null,null,"n91"]
[3827,null,"STEROWNICZE","SB0821",5902956038388,"BiT 500®(St) FR","14x2x2,5",null,"BITNER","KMT",1,93370,"PLN",0.23,null,null,null,null,null,null,null,"n91"]
[3832,null,"STEROWNICZE","SB0955",5902956043580,"BiT 500®(St) OR","5G0,5",null,"BITNER","KMT",1,5340,"PLN",0.23,null,null,null,null,null,null,null,"n91"]
[3846,null,"STEROWNICZE","SB0973",5902956043764,"BiT 500®(St) OR","34G0,5",null,"BITNER","KMT",1,29130,"PLN",0.23,null,null,null,null,null,null,null,"n91"]
[3857,null,"STEROWNICZE","SB0987",5902956043900,"BiT 500®(St) OR","6G0,75",null,"BITNER","KMT",1,8380,"PLN",0.23,null,null,null,null,null,null,null,"n91"]
[3862,null,"STEROWNICZE","SB0996",5902956043993,"BiT 500®(St) OR","14G0,75",null,"BITNER","KMT",1,17870,"PLN",0.23,null,null,null,null,null,null,null,"n91"]
[3874,null,"STEROWNICZE","SB1008",5902956044112,"BiT 500®(St) OR","50G0,75",null,"BITNER","KMT",1,60090,"PLN",0.23,null,null,null,null,null,null,null,"n91"]
[3877,null,"STEROWNICZE","SB1011",5902956044143,"BiT 500®(St) OR","2x1",null,"BITNER","KMT",1,4780,"PLN",0.23,null,null,null,null,null,null,null,"n91"]
[3892,null,"STEROWNICZE","SB1034",5902956044372,"BiT 500®(St) OR","27G1",null,"BITNER","KMT",1,43350,"PLN",0.23,null,null,null,null,null,null,null,"n91"]
[3898,null,"STEROWNICZE","SB1040",5902956044433,"BiT 500®(St) OR","50G1",null,"BITNER","KMT",1,78350,"PLN",0.23,null,null,null,null,null,null,null,"n91"]
[3907,null,"STEROWNICZE","SB1054",5902956044570,"BiT 500®(St) OR","8G1,5",null,"BITNER","KMT",1,19490,"PLN",0.23,null,null,null,null,null,null,null,"n91"]
[3918,null,"STEROWNICZE","SB1067",5902956044709,"BiT 500®(St) OR","34G1,5",null,"BITNER","KMT",1,77000,"PLN",0.23,null,null,null,null,null,null,null,"n91"]
[3932,null,"STEROWNICZE","SB1088",5902956044914,"BiT 500®(St) OR","14G2,5",null,"BITNER","KMT",1,52520,"PLN",0.23,null,null,null,null,null,null,null,"n91"]
[3937,null,"STEROWNICZE","SB1093",5902956044969,"BiT 500®(St) OR","30G2,5",null,"BITNER","KMT",1,109670,"PLN",0.23,null,null,null,null,null,null,null,"n91"]
[3951,null,"STEROWNICZE","SB1108",5902956045119,"BiT 500®(St) OR","4x2x0,5",null,"BITNER","KMT",1,8390,"PLN",0.23,null,null,null,null,null,null,null,"n91"]
[3962,null,"STEROWNICZE","SB1119",5902956045225,"BiT 500®(St) OR","24x2x0,5",null,"BITNER","KMT",1,41290,"PLN",0.23,null,null,null,null,null,null,null,"n91"]
[3967,null,"STEROWNICZE","SB1124",5902956045270,"BiT 500®(St) OR","6x2x0,75",null,"BITNER","KMT",1,16010,"PLN",0.23,null,null,null,null,null,null,null,"n91"]
[3975,null,"STEROWNICZE","SB1132",5902956045355,"BiT 500®(St) OR","20x2x0,75",null,"BITNER","KMT",1,49750,"PLN",0.23,null,null,null,null,null,null,null,"n91"]
[3992,null,"STEROWNICZE","SB1149",5902956045522,"BiT 500®(St) OR","3x2x1,5",null,"BITNER","KMT",1,15660,"PLN",0.23,null,null,null,null,null,null,null,"n91"]
[3995,null,"STEROWNICZE","SB1152",5902956045553,"BiT 500®(St) OR","6x2x1,5",null,"BITNER","KMT",1,29050,"PLN",0.23,null,null,null,null,null,null,null,"n91"]
[4007,null,"STEROWNICZE","SB1164",5902956045676,"BiT 500®(St) OR","4x2x2,5",null,"BITNER","KMT",1,31710,"PLN",0.23,null,null,null,null,null,null,null,"n91"]
[4012,null,"STEROWNICZE","SB1169",5902956045720,"BiT 500®(St) OR","10x2x2,5",null,"BITNER","KMT",1,76050,"PLN",0.23,null,null,null,null,null,null,null,"n91"]
[4028,null,"STEROWNICZE","SB4268",5902956076649,"BiT 500®(St)H","19G0,5",null,"BITNER","KMT",1,16210,"PLN",0.23,null,null,null,null,null,null,null,"n91"]
[4037,null,"STEROWNICZE","SB4277",5902956076731,"BiT 500®(St)H","50G0,5",null,"BITNER","KMT",1,40750,"PLN",0.23,null,null,null,null,null,null,null,"n91"]
[4042,null,"STEROWNICZE","SB4283",5902956076793,"BiT 500®(St)H","4G0,75",null,"BITNER","KMT",1,5640,"PLN",0.23,null,null,null,null,null,null,null,"n91"]
[4052,null,"STEROWNICZE","SB4299",5902956076953,"BiT 500®(St)H","19G0,75",null,"BITNER","KMT",1,22820,"PLN",0.23,null,null,null,null,null,null,null,"n91"]
[4067,null,"STEROWNICZE","SB4316",5902956077127,"BiT 500®(St)H","5G1",null,"BITNER","KMT",1,9000,"PLN",0.23,null,null,null,null,null,null,null,"n91"]
[4072,null,"STEROWNICZE","SB4325",5902956077219,"BiT 500®(St)H","12G1",null,"BITNER","KMT",1,19580,"PLN",0.23,null,null,null,null,null,null,null,"n91"]
[4082,null,"STEROWNICZE","SB4337",5902956077332,"BiT 500®(St)H","37G1",null,"BITNER","KMT",1,56560,"PLN",0.23,null,null,null,null,null,null,null,"n91"]
[4097,null,"STEROWNICZE","SB4359",5902956077554,"BiT 500®(St)H","14G1,5",null,"BITNER","KMT",1,31590,"PLN",0.23,null,null,null,null,null,null,null,"n91"]
[4105,null,"STEROWNICZE","SB4367",5902956077639,"BiT 500®(St)H","34G1,5",null,"BITNER","KMT",1,74430,"PLN",0.23,null,null,null,null,null,null,null,"n91"]
[4112,null,"STEROWNICZE","SB4374",5902956077707,"BiT 500®(St)H","2x2,5",null,"BITNER","KMT",1,8740,"PLN",0.23,null,null,null,null,null,null,null,"n91"]
[4123,null,"STEROWNICZE","SB4392",5902956077882,"BiT 500®(St)H","25G2,5",null,"BITNER","KMT",1,89530,"PLN",0.23,null,null,null,null,null,null,null,"n91"]
[4129,null,"STEROWNICZE","SB4398",5902956077943,"BiT 500®(St)H","2x4",null,"BITNER","KMT",1,13730,"PLN",0.23,null,null,null,null,null,null,null,"n91"]
[4142,null,"STEROWNICZE","SB4412",5902956078087,"BiT 500®(St)H","8x2x0,5",null,"BITNER","KMT",1,14220,"PLN",0.23,null,null,null,null,null,null,null,"n91"]
[4153,null,"STEROWNICZE","SB4423",5902956078193,"BiT 500®(St)H","5x2x0,75",null,"BITNER","KMT",1,13560,"PLN",0.23,null,null,null,null,null,null,null,"n91"]
[4162,null,"STEROWNICZE","SB4432",5902956078285,"BiT 500®(St)H","20x2x0,75",null,"BITNER","KMT",1,47300,"PLN",0.23,null,null,null,null,null,null,null,"n91"]
[4172,null,"STEROWNICZE","SB4442",5902956078384,"BiT 500®(St)H","12x2x1",null,"BITNER","KMT",1,38430,"PLN",0.23,null,null,null,null,null,null,null,"n91"]
[4182,null,"STEROWNICZE","SB4452",5902956078483,"BiT 500®(St)H","6x2x1,5",null,"BITNER","KMT",1,28100,"PLN",0.23,null,null,null,null,null,null,null,"n91"]
[4187,null,"STEROWNICZE","SB4457",5902956078537,"BiT 500®(St)H","14x2x1,5",null,"BITNER","KMT",1,62070,"PLN",0.23,null,null,null,null,null,null,null,"n91"]
[4198,null,"STEROWNICZE","SB4468",5902956078643,"BiT 500®(St)H","8x2x2,5",null,"BITNER","KMT",1,58380,"PLN",0.23,null,null,null,null,null,null,null,"n91"]
[4206,null,"STEROWNICZE","SB6903",5902956238573,"BiT 500®(St)H BLACK","5G0,5",null,"BITNER","KMT",1,5880,"PLN",0.23,null,null,null,null,null,null,null,"n91"]
[4217,null,"STEROWNICZE","SB6914",5902956238689,"BiT 500®(St)H BLACK","25G0,5",null,"BITNER","KMT",1,21830,"PLN",0.23,null,null,null,null,null,null,null,"n91"]
[4228,null,"STEROWNICZE","SB6925",5902956238795,"BiT 500®(St)H BLACK","3G0,75",null,"BITNER","KMT",1,5540,"PLN",0.23,null,null,null,null,null,null,null,"n91"]
[4239,null,"STEROWNICZE","SB6936",5902956238900,"BiT 500®(St)H BLACK","19G0,75",null,"BITNER","KMT",1,23500,"PLN",0.23,null,null,null,null,null,null,null,"n91"]
[4247,null,"STEROWNICZE","SB6944",5902956238986,"BiT 500®(St)H BLACK","42G0,75",null,"BITNER","KMT",1,50400,"PLN",0.23,null,null,null,null,null,null,null,"n91"]
[4259,null,"STEROWNICZE","SB6956",5902956239105,"BiT 500®(St)H BLACK","12G1",null,"BITNER","KMT",1,20160,"PLN",0.23,null,null,null,null,null,null,null,"n91"]
[4262,null,"STEROWNICZE","SB6959",5902956239136,"BiT 500®(St)H BLACK","18G1",null,"BITNER","KMT",1,29100,"PLN",0.23,null,null,null,null,null,null,null,"n91"]
[4273,null,"STEROWNICZE","SB6970",5902956239242,"BiT 500®(St)H BLACK","56G1",null,"BITNER","KMT",1,85540,"PLN",0.23,null,null,null,null,null,null,null,"n91"]
[4283,null,"STEROWNICZE","SB6980",5902956239341,"BiT 500®(St)H BLACK","12G1,5",null,"BITNER","KMT",1,27850,"PLN",0.23,null,null,null,null,null,null,null,"n91"]
[4292,null,"STEROWNICZE","SB6989",5902956239433,"BiT 500®(St)H BLACK","34G1,5",null,"BITNER","KMT",1,75050,"PLN",0.23,null,null,null,null,null,null,null,"n91"]
[4303,null,"STEROWNICZE","SB7000",5902956239549,"BiT 500®(St)H BLACK","7G2,5",null,"BITNER","KMT",1,26580,"PLN",0.23,null,null,null,null,null,null,null,"n91"]
[4316,null,"STEROWNICZE","SB7013",5902956239679,"BiT 500®(St)H BLACK","2x4",null,"BITNER","KMT",1,14400,"PLN",0.23,null,null,null,null,null,null,null,"n91"]
[4328,null,"STEROWNICZE","SB7055",5902956239792,"BiT 500®(St)H BLACK","7x2x0,5",null,"BITNER","KMT",1,13920,"PLN",0.23,null,null,null,null,null,null,null,"n91"]
[4336,null,"STEROWNICZE","SB7063",5902956239877,"BiT 500®(St)H BLACK","24x2x0,5",null,"BITNER","KMT",1,40280,"PLN",0.23,null,null,null,null,null,null,null,"n91"]
[4347,null,"STEROWNICZE","SB7074",5902956239983,"BiT 500®(St)H BLACK","16x2x0,75",null,"BITNER","KMT",1,39560,"PLN",0.23,null,null,null,null,null,null,null,"n91"]
[4358,null,"STEROWNICZE","SB7085",5902956240095,"BiT 500®(St)H BLACK","10x2x1",null,"BITNER","KMT",1,32850,"PLN",0.23,null,null,null,null,null,null,null,"n91"]
[4360,null,"STEROWNICZE","SB7087",5902956240118,"BiT 500®(St)H BLACK","14x2x1",null,"BITNER","KMT",1,44790,"PLN",0.23,null,null,null,null,null,null,null,"n91"]
[4377,null,"STEROWNICZE","SB7104",5902956240286,"BiT 500®(St)H BLACK","20x2x1,5",null,"BITNER","KMT",1,89020,"PLN",0.23,null,null,null,null,null,null,null,"n91"]
[4378,null,"STEROWNICZE","SB7105",5902956240293,"BiT 500®(St)H BLACK","24x2x1,5",null,"BITNER","KMT",1,105900,"PLN",0.23,null,null,null,null,null,null,null,"n91"]
[4393,null,"STEROWNICZE","SB0503",5902956031075,"BiT 500®2(St)","5x2x0,5",null,"BITNER","KMT",1,12200,"PLN",0.23,null,null,null,null,null,null,null,"n91"]
[4403,null,"STEROWNICZE","SB0513",5902956031174,"BiT 500®2(St)","24x2x0,5",null,"BITNER","KMT",1,51710,"PLN",0.23,null,null,null,null,null,null,null,"n91"]
[4408,null,"STEROWNICZE","SB0518",5902956031228,"BiT 500®2(St)","6x2x0,75",null,"BITNER","KMT",1,17930,"PLN",0.23,null,null,null,null,null,null,null,"n91"]
[4417,null,"STEROWNICZE","SB0527",5902956031310,"BiT 500®2(St)","24x2x0,75",null,"BITNER","KMT",1,66590,"PLN",0.23,null,null,null,null,null,null,null,"n91"]
[4433,null,"STEROWNICZE","SB0543",5902956031471,"BiT 500®2(St)","3x2x1,5",null,"BITNER","KMT",1,16320,"PLN",0.23,null,null,null,null,null,null,null,"n91"]
[4437,null,"STEROWNICZE","SB0547",5902956031518,"BiT 500®2(St)","7x2x1,5",null,"BITNER","KMT",1,35480,"PLN",0.23,null,null,null,null,null,null,null,"n91"]
[4448,null,"STEROWNICZE","SB0558",5902956031624,"BiT 500®2(St)","4x2x2,5",null,"BITNER","KMT",1,30490,"PLN",0.23,null,null,null,null,null,null,null,"n91"]
[4463,null,"STEROWNICZE","SB2906",5902956053558,"BiT 500®2(St) BLACK","8x2x0,5",null,"BITNER","KMT",1,19050,"PLN",0.23,null,null,null,null,null,null,null,"n91"]
[4470,null,"STEROWNICZE","SB2913",5902956053626,"BiT 500®2(St) BLACK","24x2x0,5",null,"BITNER","KMT",1,52780,"PLN",0.23,null,null,null,null,null,null,null,"n91"]
[4478,null,"STEROWNICZE","SB2921",5902956053701,"BiT 500®2(St) BLACK","10x2x0,75",null,"BITNER","KMT",1,29130,"PLN",0.23,null,null,null,null,null,null,null,"n91"]
[4493,null,"STEROWNICZE","SB2936",5902956053855,"BiT 500®2(St) BLACK","12x2x1",null,"BITNER","KMT",1,46310,"PLN",0.23,null,null,null,null,null,null,null,"n91"]
[4494,null,"STEROWNICZE","SB2937",5902956053862,"BiT 500®2(St) BLACK","14x2x1",null,"BITNER","KMT",1,53550,"PLN",0.23,null,null,null,null,null,null,null,"n91"]
[4508,null,"STEROWNICZE","SB2951",5902956054005,"BiT 500®2(St) BLACK","14x2x1,5",null,"BITNER","KMT",1,69740,"PLN",0.23,null,null,null,null,null,null,null,"n91"]
[4514,null,"STEROWNICZE","SB2957",5902956054067,"BiT 500®2(St) BLACK","3x2x2,5",null,"BITNER","KMT",1,24170,"PLN",0.23,null,null,null,null,null,null,null,"n91"]
[4523,null,"STEROWNICZE","SB2966",5902956054159,"BiT 500®2(St) BLACK","16x2x2,5",null,"BITNER","KMT",1,118150,"PLN",0.23,null,null,null,null,null,null,null,"n91"]
[4538,null,"STEROWNICZE","SB3014",5902956061362,"BiT 500®2(St) BLACK FR","2x2x0,75",null,"BITNER","KMT",1,8340,"PLN",0.23,null,null,null,null,null,null,null,"n91"]
[4547,null,"STEROWNICZE","SB3023",5902956061454,"BiT 500®2(St) BLACK FR","14x2x0,75",null,"BITNER","KMT",1,44550,"PLN",0.23,null,null,null,null,null,null,null,"n91"]
[4553,null,"STEROWNICZE","SB3029",5902956061515,"BiT 500®2(St) BLACK FR","3x2x1",null,"BITNER","KMT",1,14540,"PLN",0.23,null,null,null,null,null,null,null,"n91"]
[4568,null,"STEROWNICZE","SB3044",5902956061669,"BiT 500®2(St) BLACK FR","4x2x1,5",null,"BITNER","KMT",1,23920,"PLN",0.23,null,null,null,null,null,null,null,"n91"]
[4571,null,"STEROWNICZE","SB3047",5902956061690,"BiT 500®2(St) BLACK FR","7x2x1,5",null,"BITNER","KMT",1,39730,"PLN",0.23,null,null,null,null,null,null,null,"n91"]
[4583,null,"STEROWNICZE","SB3059",5902956061812,"BiT 500®2(St) BLACK FR","5x2x2,5",null,"BITNER","KMT",1,42710,"PLN",0.23,null,null,null,null,null,null,null,"n91"]
[4591,null,"STEROWNICZE","SB3080",5902956068958,"BiT 500®2(St) BLACK OR","2x2x0,5",null,"BITNER","KMT",1,8200,"PLN",0.23,null,null,null,null,null,null,null,"n91"]
[4608,null,"STEROWNICZE","SB3097",5902956069122,"BiT 500®2(St) BLACK OR","5x2x0,75",null,"BITNER","KMT",1,20300,"PLN",0.23,null,null,null,null,null,null,null,"n91"]
[4613,null,"STEROWNICZE","SB3102",5902956069177,"BiT 500®2(St) BLACK OR","12x2x0,75",null,"BITNER","KMT",1,43690,"PLN",0.23,null,null,null,null,null,null,null,"n91"]
[4624,null,"STEROWNICZE","SB3113",5902956069283,"BiT 500®2(St) BLACK OR","7x2x1",null,"BITNER","KMT",1,34640,"PLN",0.23,null,null,null,null,null,null,null,"n91"]
[4628,null,"STEROWNICZE","SB3117",5902956069320,"BiT 500®2(St) BLACK OR","14x2x1",null,"BITNER","KMT",1,66940,"PLN",0.23,null,null,null,null,null,null,null,"n91"]
[4643,null,"STEROWNICZE","SB3132",5902956069474,"BiT 500®2(St) BLACK OR","16x2x1,5",null,"BITNER","KMT",1,99330,"PLN",0.23,null,null,null,null,null,null,null,"n91"]
[4652,null,"STEROWNICZE","SB3141",5902956069566,"BiT 500®2(St) BLACK OR","7x2x2,5",null,"BITNER","KMT",1,66270,"PLN",0.23,null,null,null,null,null,null,null,"n91"]
[4658,null,"STEROWNICZE","SB0850",5902956038401,"BiT 500®2(St) FR","2x2x0,5",null,"BITNER","KMT",1,6070,"PLN",0.23,null,null,null,null,null,null,null,"n91"]
[4673,null,"STEROWNICZE","SB0865",5902956038555,"BiT 500®2(St) FR","3x2x0,75",null,"BITNER","KMT",1,10510,"PLN",0.23,null,null,null,null,null,null,null,"n91"]
[4685,null,"STEROWNICZE","SB0877",5902956038678,"BiT 500®2(St) FR","24x2x0,75",null,"BITNER","KMT",1,71910,"PLN",0.23,null,null,null,null,null,null,null,"n91"]
[4688,null,"STEROWNICZE","SB0880",5902956038708,"BiT 500®2(St) FR","4x2x1",null,"BITNER","KMT",1,17700,"PLN",0.23,null,null,null,null,null,null,null,"n91"]
[4701,null,"STEROWNICZE","SB0893",5902956038838,"BiT 500®2(St) FR","3x2x1,5",null,"BITNER","KMT",1,17620,"PLN",0.23,null,null,null,null,null,null,null,"n91"]
[4713,null,"STEROWNICZE","SB0905",5902956038951,"BiT 500®2(St) FR","24x2x1,5",null,"BITNER","KMT",1,125180,"PLN",0.23,null,null,null,null,null,null,null,"n91"]
[4718,null,"STEROWNICZE","SB0910",5902956039002,"BiT 500®2(St) FR","6x2x2,5",null,"BITNER","KMT",1,48470,"PLN",0.23,null,null,null,null,null,null,null,"n91"]
[4729,null,"STEROWNICZE","SB1194",5902956045805,"BiT 500®2(St) OR","6x2x0,5",null,"BITNER","KMT",1,16800,"PLN",0.23,null,null,null,null,null,null,null,"n91"]
[4743,null,"STEROWNICZE","SB1208",5902956045942,"BiT 500®2(St) OR","6x2x0,75",null,"BITNER","KMT",1,21530,"PLN",0.23,null,null,null,null,null,null,null,"n91"]
[4748,null,"STEROWNICZE","SB1213",5902956045997,"BiT 500®2(St) OR","14x2x0,75",null,"BITNER","KMT",1,47680,"PLN",0.23,null,null,null,null,null,null,null,"n91"]
[4762,null,"STEROWNICZE","SB1227",5902956046130,"BiT 500®2(St) OR","14x2x1",null,"BITNER","KMT",1,63450,"PLN",0.23,null,null,null,null,null,null,null,"n91"]
[4763,null,"STEROWNICZE","SB1228",5902956046147,"BiT 500®2(St) OR","16x2x1",null,"BITNER","KMT",1,72320,"PLN",0.23,null,null,null,null,null,null,null,"n91"]
[4773,null,"STEROWNICZE","SB1238",5902956046246,"BiT 500®2(St) OR","8x2x1,5",null,"BITNER","KMT",1,48250,"PLN",0.23,null,null,null,null,null,null,null,"n91"]
[4788,null,"STEROWNICZE","SB1253",5902956046390,"BiT 500®2(St) OR","10x2x2,5",null,"BITNER","KMT",1,88340,"PLN",0.23,null,null,null,null,null,null,null,"n91"]
[4793,null,"STEROWNICZE","SB4481",5902956078704,"BiT 500®2(St)H","3x2x0,5",null,"BITNER","KMT",1,8830,"PLN",0.23,null,null,null,null,null,null,null,"n91"]
[4806,null,"STEROWNICZE","SB4494",5902956078834,"BiT 500®2(St)H","2x2x0,75",null,"BITNER","KMT",1,7860,"PLN",0.23,null,null,null,null,null,null,null,"n91"]
[4818,null,"STEROWNICZE","SB4506",5902956078957,"BiT 500®2(St)H","20x2x0,75",null,"BITNER","KMT",1,64980,"PLN",0.23,null,null,null,null,null,null,null,"n91"]
[4823,null,"STEROWNICZE","SB4511",5902956079008,"BiT 500®2(St)H","5x2x1",null,"BITNER","KMT",1,23660,"PLN",0.23,null,null,null,null,null,null,null,"n91"]
[4839,null,"STEROWNICZE","SB4527",5902956079169,"BiT 500®2(St)H","7x2x1,5",null,"BITNER","KMT",1,41860,"PLN",0.23,null,null,null,null,null,null,null,"n91"]
[4848,null,"STEROWNICZE","SB4536",5902956079251,"BiT 500®2(St)H","2x2x2,5",null,"BITNER","KMT",1,19580,"PLN",0.23,null,null,null,null,null,null,null,"n91"]
[4850,null,"STEROWNICZE","SB4538",5902956079275,"BiT 500®2(St)H","4x2x2,5",null,"BITNER","KMT",1,35980,"PLN",0.23,null,null,null,null,null,null,null,"n91"]
[4863,null,"STEROWNICZE","SB7304",5902956240453,"BiT 500®2(St)H BLACK","6x2x0,5",null,"BITNER","KMT",1,16990,"PLN",0.23,null,null,null,null,null,null,null,"n91"]
[4878,null,"STEROWNICZE","SB7319",5902956240606,"BiT 500®2(St)H BLACK","7x2x0,75",null,"BITNER","KMT",1,24720,"PLN",0.23,null,null,null,null,null,null,null,"n91"]
[4883,null,"STEROWNICZE","SB7324",5902956240651,"BiT 500®2(St)H BLACK","16x2x0,75",null,"BITNER","KMT",1,53700,"PLN",0.23,null,null,null,null,null,null,null,"n91"]
[4893,null,"STEROWNICZE","SB7334",5902956240750,"BiT 500®2(St)H BLACK","8x2x1",null,"BITNER","KMT",1,36450,"PLN",0.23,null,null,null,null,null,null,null,"n91"]
[4898,null,"STEROWNICZE","SB7339",5902956240804,"BiT 500®2(St)H BLACK","18x2x1",null,"BITNER","KMT",1,78890,"PLN",0.23,null,null,null,null,null,null,null,"n91"]
[4916,null,"STEROWNICZE","SB7357",5902956240989,"BiT 500®2(St)H BLACK","3x2x2,5",null,"BITNER","KMT",1,28040,"PLN",0.23,null,null,null,null,null,null,null,"n91"]
[4923,null,"STEROWNICZE","SB7364",5902956241054,"BiT 500®2(St)H BLACK","12x2x2,5",null,"BITNER","KMT",1,102940,"PLN",0.23,null,null,null,null,null,null,null,"n91"]
[4927,null,"STEROWNICZE","S58301",5902956046444,"BiT 500®BLACK","3G0,5",null,"BITNER","KMT",1,2870,"PLN",0.23,null,null,null,null,null,null,null,"n91"]
[4938,null,"STEROWNICZE","S58318",5902956046611,"BiT 500®BLACK","19G0,5",null,"BITNER","KMT",1,14250,"PLN",0.23,null,null,null,null,null,null,null,"n91"]
[4953,null,"STEROWNICZE","S58342",5902956046918,"BiT 500®BLACK","18G0,75",null,"BITNER","KMT",1,19220,"PLN",0.23,null,null,null,null,null,null,null,"n91"]
[4960,null,"STEROWNICZE","S58352",5902956047090,"BiT 500®BLACK","5G1",null,"BITNER","KMT",1,7500,"PLN",0.23,null,null,null,null,null,null,null,"n91"]
[4968,null,"STEROWNICZE","S58365",5902956047229,"BiT 500®BLACK","18G1",null,"BITNER","KMT",1,24680,"PLN",0.23,null,null,null,null,null,null,null,"n91"]
[4979,null,"STEROWNICZE","S58379",5902956047359,"BiT 500®BLACK","61G1",null,"BITNER","KMT",1,80330,"PLN",0.23,null,null,null,null,null,null,null,"n91"]
[4993,null,"STEROWNICZE","S58402",5902956047762,"BiT 500®BLACK","7G2,5",null,"BITNER","KMT",1,22250,"PLN",0.23,null,null,null,null,null,null,null,"n91"]
[4998,null,"STEROWNICZE","S58410",5902956046673,"BiT 500®BLACK","37G0,5",null,"BITNER","KMT",1,26410,"PLN",0.23,null,null,null,null,null,null,null,"n91"]
[5009,null,"STEROWNICZE","S58421",5902956047007,"BiT 500®BLACK","42G0,75",null,"BITNER","KMT",1,43700,"PLN",0.23,null,null,null,null,null,null,null,"n91"]
[5017,null,"STEROWNICZE","S58431",5902956047557,"BiT 500®BLACK","19G1,5",null,"BITNER","KMT",1,36660,"PLN",0.23,null,null,null,null,null,null,null,"n91"]
[5028,null,"STEROWNICZE","S58442",5902956047663,"BiT 500®BLACK","61G1,5",null,"BITNER","KMT",1,114630,"PLN",0.23,null,null,null,null,null,null,null,"n91"]
[5037,null,"STEROWNICZE","S58452",5902956047892,"BiT 500®BLACK","42G2,5",null,"BITNER","KMT",1,129940,"PLN",0.23,null,null,null,null,null,null,null,"n91"]
[5043,null,"STEROWNICZE","S58459",5902956047960,"BiT 500®BLACK","7G4",null,"BITNER","KMT",1,36720,"PLN",0.23,null,null,null,null,null,null,null,"n91"]
[5054,null,"STEROWNICZE","S58472",5902956048097,"BiT 500®BLACK","5G10",null,"BITNER","KMT",1,66220,"PLN",0.23,null,null,null,null,null,null,null,"n91"]
[5070,null,"STEROWNICZE","S58495",5902956048325,"BiT 500®BLACK","3G70",null,"BITNER","KMT",1,183790,"PLN",0.23,null,null,null,null,null,null,null,"n91"]
[5073,null,"STEROWNICZE","S59390",5902956048363,"BiT 500®BLACK","2x2x0,5",null,"BITNER","KMT",1,3790,"PLN",0.23,null,null,null,null,null,null,null,"n91"]
[5084,null,"STEROWNICZE","S59401",5902956048479,"BiT 500®BLACK","18x2x0,5",null,"BITNER","KMT",1,25150,"PLN",0.23,null,null,null,null,null,null,null,"n91"]
[5094,null,"STEROWNICZE","S59411",5902956048578,"BiT 500®BLACK","10x2x0,75",null,"BITNER","KMT",1,20570,"PLN",0.23,null,null,null,null,null,null,null,"n91"]
[5103,null,"STEROWNICZE","S59420",5902956048660,"BiT 500®BLACK","4x2x1",null,"BITNER","KMT",1,11430,"PLN",0.23,null,null,null,null,null,null,null,"n91"]
[5114,null,"STEROWNICZE","S59431",5902956048776,"BiT 500®BLACK","24x2x1",null,"BITNER","KMT",1,61260,"PLN",0.23,null,null,null,null,null,null,null,"n91"]
[5128,null,"STEROWNICZE","S59445",5902956048912,"BiT 500®BLACK","24x2x1,5",null,"BITNER","KMT",1,87900,"PLN",0.23,null,null,null,null,null,null,null,"n91"]
[5129,null,"STEROWNICZE","S59446",5902956048929,"BiT 500®BLACK","2x2x2,5",null,"BITNER","KMT",1,13680,"PLN",0.23,null,null,null,null,null,null,null,"n91"]
[5147,null,"STEROWNICZE","SB1812",5902956054289,"BiT 500®BLACK FR","10G0,5",null,"BITNER","KMT",1,9320,"PLN",0.23,null,null,null,null,null,null,null,"n91"]
[5148,null,"STEROWNICZE","SB1813",5902956054296,"BiT 500®BLACK FR","12G0,5",null,"BITNER","KMT",1,10580,"PLN",0.23,null,null,null,null,null,null,null,"n91"]
[5159,null,"STEROWNICZE","SB1825",5902956054418,"BiT 500®BLACK FR","40G0,5",null,"BITNER","KMT",1,31310,"PLN",0.23,null,null,null,null,null,null,null,"n91"]
[5171,null,"STEROWNICZE","SB1843",5902956054593,"BiT 500®BLACK FR","10G0,75",null,"BITNER","KMT",1,12900,"PLN",0.23,null,null,null,null,null,null,null,"n91"]
[5184,null,"STEROWNICZE","SB1857",5902956054739,"BiT 500®BLACK FR","42G0,75",null,"BITNER","KMT",1,48070,"PLN",0.23,null,null,null,null,null,null,null,"n91"]
[5191,null,"STEROWNICZE","SB1866",5902956054821,"BiT 500®BLACK FR","5G1",null,"BITNER","KMT",1,8400,"PLN",0.23,null,null,null,null,null,null,null,"n91"]
[5203,null,"STEROWNICZE","SB1884",5902956055002,"BiT 500®BLACK FR","27G1",null,"BITNER","KMT",1,39890,"PLN",0.23,null,null,null,null,null,null,null,"n91"]
[5214,null,"STEROWNICZE","SB1896",5902956055125,"BiT 500®BLACK FR","4G1,5",null,"BITNER","KMT",1,9530,"PLN",0.23,null,null,null,null,null,null,null,"n91"]
[5224,null,"STEROWNICZE","SB1912",5902956055286,"BiT 500®BLACK FR","19G1,5",null,"BITNER","KMT",1,40320,"PLN",0.23,null,null,null,null,null,null,null,"n91"]
[5233,null,"STEROWNICZE","SB1921",5902956055378,"BiT 500®BLACK FR","50G1,5",null,"BITNER","KMT",1,105660,"PLN",0.23,null,null,null,null,null,null,null,"n91"]
[5244,null,"STEROWNICZE","SB1939",5902956055552,"BiT 500®BLACK FR","16G2,5",null,"BITNER","KMT",1,55350,"PLN",0.23,null,null,null,null,null,null,null,"n91"]
[5248,null,"STEROWNICZE","SB1943",5902956055590,"BiT 500®BLACK FR","30G2,5",null,"BITNER","KMT",1,101880,"PLN",0.23,null,null,null,null,null,null,null,"n91"]
[5259,null,"STEROWNICZE","SB1955",5902956055712,"BiT 500®BLACK FR","12G4",null,"BITNER","KMT",1,69780,"PLN",0.23,null,null,null,null,null,null,null,"n91"]
[5264,null,"STEROWNICZE","SB1961",5902956055774,"BiT 500®BLACK FR","7G6",null,"BITNER","KMT",1,58920,"PLN",0.23,null,null,null,null,null,null,null,"n91"]
[5281,null,"STEROWNICZE","SB1984",5902956056009,"BiT 500®BLACK FR","3G50",null,"BITNER","KMT",1,205490,"PLN",0.23,null,null,null,null,null,null,null,"n91"]
[5289,null,"STEROWNICZE","SB1995",5902956056115,"BiT 500®BLACK FR","4x2x0,5",null,"BITNER","KMT",1,6960,"PLN",0.23,null,null,null,null,null,null,null,"n91"]
[5301,null,"STEROWNICZE","SB2007",5902956056238,"BiT 500®BLACK FR","2x2x0,75",null,"BITNER","KMT",1,5520,"PLN",0.23,null,null,null,null,null,null,null,"n91"]
[5304,null,"STEROWNICZE","SB2010",5902956056269,"BiT 500®BLACK FR","5x2x0,75",null,"BITNER","KMT",1,11990,"PLN",0.23,null,null,null,null,null,null,null,"n91"]
[5319,null,"STEROWNICZE","SB2025",5902956056412,"BiT 500®BLACK FR","6x2x1",null,"BITNER","KMT",1,17930,"PLN",0.23,null,null,null,null,null,null,null,"n91"]
[5325,null,"STEROWNICZE","SB2031",5902956056474,"BiT 500®BLACK FR","16x2x1",null,"BITNER","KMT",1,44940,"PLN",0.23,null,null,null,null,null,null,null,"n91"]
[5334,null,"STEROWNICZE","SB2040",5902956056566,"BiT 500®BLACK FR","7x2x1,5",null,"BITNER","KMT",1,28790,"PLN",0.23,null,null,null,null,null,null,null,"n91"]
[5349,null,"STEROWNICZE","SB2055",5902956056719,"BiT 500®BLACK FR","8x2x2,5",null,"BITNER","KMT",1,52640,"PLN",0.23,null,null,null,null,null,null,null,"n91"]
[5358,null,"STEROWNICZE","SB2107",5902956061966,"BiT 500®BLACK OR","6G0,5",null,"BITNER","KMT",1,7730,"PLN",0.23,null,null,null,null,null,null,null,"n91"]
[5364,null,"STEROWNICZE","SB2116",5902956062055,"BiT 500®BLACK OR","16G0,5",null,"BITNER","KMT",1,16530,"PLN",0.23,null,null,null,null,null,null,null,"n91"]
[5378,null,"STEROWNICZE","SB2130",5902956062192,"BiT 500®BLACK OR","2x0,75",null,"BITNER","KMT",1,4340,"PLN",0.23,null,null,null,null,null,null,null,"n91"]
[5379,null,"STEROWNICZE","SB2131",5902956062208,"BiT 500®BLACK OR","3G0,75",null,"BITNER","KMT",1,5760,"PLN",0.23,null,null,null,null,null,null,null,"n91"]
[5394,null,"STEROWNICZE","SB2153",5902956062420,"BiT 500®BLACK OR","30G0,75",null,"BITNER","KMT",1,38310,"PLN",0.23,null,null,null,null,null,null,null,"n91"]
[5402,null,"STEROWNICZE","SB2161",5902956062505,"BiT 500®BLACK OR","2x1",null,"BITNER","KMT",1,5310,"PLN",0.23,null,null,null,null,null,null,null,"n91"]
[5409,null,"STEROWNICZE","SB2173",5902956062628,"BiT 500®BLACK OR","10G1",null,"BITNER","KMT",1,18130,"PLN",0.23,null,null,null,null,null,null,null,"n91"]
[5424,null,"STEROWNICZE","SB2191",5902956062802,"BiT 500®BLACK OR","56G1",null,"BITNER","KMT",1,90740,"PLN",0.23,null,null,null,null,null,null,null,"n91"]
[5435,null,"STEROWNICZE","SB2209",5902956062987,"BiT 500®BLACK OR","14G1,5",null,"BITNER","KMT",1,33840,"PLN",0.23,null,null,null,null,null,null,null,"n91"]
[5439,null,"STEROWNICZE","SB2213",5902956063021,"BiT 500®BLACK OR","21G1,5",null,"BITNER","KMT",1,50350,"PLN",0.23,null,null,null,null,null,null,null,"n91"]
[5455,null,"STEROWNICZE","SB2235",5902956063243,"BiT 500®BLACK OR","10G2,5",null,"BITNER","KMT",1,40250,"PLN",0.23,null,null,null,null,null,null,null,"n91"]
[5464,null,"STEROWNICZE","SB2245",5902956063342,"BiT 500®BLACK OR","37G2,5",null,"BITNER","KMT",1,139150,"PLN",0.23,null,null,null,null,null,null,null,"n91"]
[5469,null,"STEROWNICZE","SB2251",5902956063403,"BiT 500®BLACK OR","4G4",null,"BITNER","KMT",1,26910,"PLN",0.23,null,null,null,null,null,null,null,"n91"]
[5479,null,"STEROWNICZE","SB2262",5902956063519,"BiT 500®BLACK OR","2x10",null,"BITNER","KMT",1,34460,"PLN",0.23,null,null,null,null,null,null,null,"n91"]
[5494,null,"STEROWNICZE","SB2282",5902956063717,"BiT 500®BLACK OR","5G35",null,"BITNER","KMT",1,265590,"PLN",0.23,null,null,null,null,null,null,null,"n91"]
[5499,null,"STEROWNICZE","SB2291",5902956063809,"BiT 500®BLACK OR","4G70",null,"BITNER","KMT",1,432990,"PLN",0.23,null,null,null,null,null,null,null,"n91"]
[5507,null,"STEROWNICZE","SB2299",5902956063885,"BiT 500®BLACK OR","8x2x0,5",null,"BITNER","KMT",1,15860,"PLN",0.23,null,null,null,null,null,null,null,"n91"]
[5514,null,"STEROWNICZE","SB2306",5902956063953,"BiT 500®BLACK OR","24x2x0,5",null,"BITNER","KMT",1,41200,"PLN",0.23,null,null,null,null,null,null,null,"n91"]
[5529,null,"STEROWNICZE","SB2321",5902956064103,"BiT 500®BLACK OR","2x2x1",null,"BITNER","KMT",1,8570,"PLN",0.23,null,null,null,null,null,null,null,"n91"]
[5540,null,"STEROWNICZE","SB2332",5902956064219,"BiT 500®BLACK OR","18x2x1",null,"BITNER","KMT",1,58000,"PLN",0.23,null,null,null,null,null,null,null,"n91"]
[5544,null,"STEROWNICZE","SB2336",5902956064257,"BiT 500®BLACK OR","3x2x1,5",null,"BITNER","KMT",1,15500,"PLN",0.23,null,null,null,null,null,null,null,"n91"]
[5556,null,"STEROWNICZE","SB2348",5902956064370,"BiT 500®BLACK OR","24x2x1,5",null,"BITNER","KMT",1,109870,"PLN",0.23,null,null,null,null,null,null,null,"n91"]
[5569,null,"STEROWNICZE","SB4021",5902956025302,"BiT 500®C","3G0,5",null,"BITNER","KMT",1,3690,"PLN",0.23,null,null,null,null,null,null,null,"n91"]
[5574,null,"STEROWNICZE","SB4030",5902956025395,"BiT 500®C","8G0,5",null,"BITNER","KMT",1,9040,"PLN",0.23,null,null,null,null,null,null,null,"n91"]
[5584,null,"STEROWNICZE","SB4042",5902956025517,"BiT 500®C","30G0,5",null,"BITNER","KMT",1,25850,"PLN",0.23,null,null,null,null,null,null,null,"n91"]
[5599,null,"STEROWNICZE","SB4063",5902956025722,"BiT 500®C","10G0,75",null,"BITNER","KMT",1,14580,"PLN",0.23,null,null,null,null,null,null,null,"n91"]
[5604,null,"STEROWNICZE","SB4069",5902956025784,"BiT 500®C","19G0,75",null,"BITNER","KMT",1,23480,"PLN",0.23,null,null,null,null,null,null,null,"n91"]
[5617,null,"STEROWNICZE","SB4082",5902956025913,"BiT 500®C","3G1",null,"BITNER","KMT",1,5720,"PLN",0.23,null,null,null,null,null,null,null,"n91"]
[5629,null,"STEROWNICZE","SB4102",5902956026118,"BiT 500®C","21G1",null,"BITNER","KMT",1,32300,"PLN",0.23,null,null,null,null,null,null,null,"n91"]
[5637,null,"STEROWNICZE","SB4110",5902956026194,"BiT 500®C","50G1",null,"BITNER","KMT",1,71860,"PLN",0.23,null,null,null,null,null,null,null,"n91"]
[5644,null,"STEROWNICZE","SB4120",5902956026293,"BiT 500®C","6G1,5",null,"BITNER","KMT",1,15460,"PLN",0.23,null,null,null,null,null,null,null,"n91"]
[5649,null,"STEROWNICZE","SB4129",5902956026385,"BiT 500®C","14G1,5",null,"BITNER","KMT",1,31150,"PLN",0.23,null,null,null,null,null,null,null,"n91"]
[5661,null,"STEROWNICZE","SB4141",5902956026507,"BiT 500®C","50G1,5",null,"BITNER","KMT",1,100870,"PLN",0.23,null,null,null,null,null,null,null,"n91"]
[5674,null,"STEROWNICZE","SB4161",5902956026705,"BiT 500®C","21G2,5",null,"BITNER","KMT",1,70470,"PLN",0.23,null,null,null,null,null,null,null,"n91"]
[5679,null,"STEROWNICZE","SB4166",5902956026750,"BiT 500®C","42G2,5",null,"BITNER","KMT",1,139610,"PLN",0.23,null,null,null,null,null,null,null,"n91"]
[5694,null,"STEROWNICZE","SB4182",5902956026910,"BiT 500®C","8x2x0,5",null,"BITNER","KMT",1,16780,"PLN",0.23,null,null,null,null,null,null,null,"n91"]
[5704,null,"STEROWNICZE","SB4192",5902956027016,"BiT 500®C","4x2x0,75",null,"BITNER","KMT",1,12610,"PLN",0.23,null,null,null,null,null,null,null,"n91"]
[5714,null,"STEROWNICZE","SB4202",5902956027115,"BiT 500®C","20x2x0,75",null,"BITNER","KMT",1,48340,"PLN",0.23,null,null,null,null,null,null,null,"n91"]
[5719,null,"STEROWNICZE","SB4207",5902956027160,"BiT 500®C","5x2x1",null,"BITNER","KMT",1,18620,"PLN",0.23,null,null,null,null,null,null,null,"n91"]
[5734,null,"STEROWNICZE","SB4222",5902956027313,"BiT 500®C","6x2x1,5",null,"BITNER","KMT",1,28670,"PLN",0.23,null,null,null,null,null,null,null,"n91"]
[5738,null,"STEROWNICZE","SB4226",5902956027351,"BiT 500®C","12x2x1,5",null,"BITNER","KMT",1,53400,"PLN",0.23,null,null,null,null,null,null,null,"n91"]
[5749,null,"STEROWNICZE","SB4237",5902956027467,"BiT 500®C","7x2x2,5",null,"BITNER","KMT",1,51530,"PLN",0.23,null,null,null,null,null,null,null,"n91"]
[5764,null,"STEROWNICZE","SB3185",5902956049186,"BiT 500®C BLACK","14G0,5",null,"BITNER","KMT",1,14450,"PLN",0.23,null,null,null,null,null,null,null,"n91"]
[5771,null,"STEROWNICZE","SB3192",5902956049254,"BiT 500®C BLACK","30G0,5",null,"BITNER","KMT",1,26720,"PLN",0.23,null,null,null,null,null,null,null,"n91"]
[5779,null,"STEROWNICZE","SB3200",5902956049339,"BiT 500®C BLACK","2x0,75",null,"BITNER","KMT",1,4270,"PLN",0.23,null,null,null,null,null,null,null,"n91"]
[5790,null,"STEROWNICZE","SB3218",5902956049513,"BiT 500®C BLACK","18G0,75",null,"BITNER","KMT",1,23850,"PLN",0.23,null,null,null,null,null,null,null,"n91"]
[5795,null,"STEROWNICZE","SB3223",5902956049568,"BiT 500®C BLACK","30G0,75",null,"BITNER","KMT",1,36730,"PLN",0.23,null,null,null,null,null,null,null,"n91"]
[5809,null,"STEROWNICZE","SB3242",5902956049759,"BiT 500®C BLACK","8G1",null,"BITNER","KMT",1,14980,"PLN",0.23,null,null,null,null,null,null,null,"n91"]
[5815,null,"STEROWNICZE","SB3251",5902956049841,"BiT 500®C BLACK","19G1",null,"BITNER","KMT",1,30350,"PLN",0.23,null,null,null,null,null,null,null,"n91"]
[5824,null,"STEROWNICZE","SB3260",5902956049933,"BiT 500®C BLACK","50G1",null,"BITNER","KMT",1,74140,"PLN",0.23,null,null,null,null,null,null,null,"n91"]
[5835,null,"STEROWNICZE","SB3277",5902956050106,"BiT 500®C BLACK","12G1,5",null,"BITNER","KMT",1,28220,"PLN",0.23,null,null,null,null,null,null,null,"n91"]
[5848,null,"STEROWNICZE","SB3291",5902956050243,"BiT 500®C BLACK","50G1,5",null,"BITNER","KMT",1,104070,"PLN",0.23,null,null,null,null,null,null,null,"n91"]
[5854,null,"STEROWNICZE","SB3299",5902956050328,"BiT 500®C BLACK","5G2,5",null,"BITNER","KMT",1,20530,"PLN",0.23,null,null,null,null,null,null,null,"n91"]
[5865,null,"STEROWNICZE","SB3315",5902956050489,"BiT 500®C BLACK","37G2,5",null,"BITNER","KMT",1,123250,"PLN",0.23,null,null,null,null,null,null,null,"n91"]
[5872,null,"STEROWNICZE","SB3323",5902956050564,"BiT 500®C BLACK","7G4",null,"BITNER","KMT",1,41720,"PLN",0.23,null,null,null,null,null,null,null,"n91"]
[5884,null,"STEROWNICZE","SB3335",5902956050687,"BiT 500®C BLACK","14x2x0,5",null,"BITNER","KMT",1,26850,"PLN",0.23,null,null,null,null,null,null,null,"n91"]
[5892,null,"STEROWNICZE","SB3343",5902956050762,"BiT 500®C BLACK","5x2x0,75",null,"BITNER","KMT",1,15870,"PLN",0.23,null,null,null,null,null,null,null,"n91"]
[5899,null,"STEROWNICZE","SB3350",5902956050830,"BiT 500®C BLACK","16x2x0,75",null,"BITNER","KMT",1,40900,"PLN",0.23,null,null,null,null,null,null,null,"n91"]
[5910,null,"STEROWNICZE","SB3361",5902956050946,"BiT 500®C BLACK","10x2x1",null,"BITNER","KMT",1,33790,"PLN",0.23,null,null,null,null,null,null,null,"n91"]
[5925,null,"STEROWNICZE","SB3376",5902956051097,"BiT 500®C BLACK","12x2x1,5",null,"BITNER","KMT",1,54120,"PLN",0.23,null,null,null,null,null,null,null,"n91"]
[5929,null,"STEROWNICZE","SB3380",5902956051134,"BiT 500®C BLACK","20x2x1,5",null,"BITNER","KMT",1,86600,"PLN",0.23,null,null,null,null,null,null,null,"n91"]
[5940,null,"STEROWNICZE","SB3391",5902956051240,"BiT 500®C BLACK","14x2x2,5",null,"BITNER","KMT",1,97950,"PLN",0.23,null,null,null,null,null,null,null,"n91"]
[5949,null,"STEROWNICZE","SB3422",5902956056887,"BiT 500®C BLACK FR","10G0,5",null,"BITNER","KMT",1,13070,"PLN",0.23,null,null,null,null,null,null,null,"n91"]
[5959,null,"STEROWNICZE","SB3433",5902956056993,"BiT 500®C BLACK FR","34G0,5",null,"BITNER","KMT",1,32510,"PLN",0.23,null,null,null,null,null,null,null,"n91"]
[5969,null,"STEROWNICZE","SB3445",5902956057112,"BiT 500®C BLACK FR","5G0,75",null,"BITNER","KMT",1,8540,"PLN",0.23,null,null,null,null,null,null,null,"n91"]
[5984,null,"STEROWNICZE","SB3465",5902956057310,"BiT 500®C BLACK FR","37G0,75",null,"BITNER","KMT",1,47600,"PLN",0.23,null,null,null,null,null,null,null,"n91"]
[5995,null,"STEROWNICZE","SB3480",5902956057464,"BiT 500®C BLACK FR","7G1",null,"BITNER","KMT",1,14710,"PLN",0.23,null,null,null,null,null,null,null,"n91"]
[6002,null,"STEROWNICZE","SB3491",5902956057570,"BiT 500®C BLACK FR","19G1",null,"BITNER","KMT",1,32770,"PLN",0.23,null,null,null,null,null,null,null,"n91"]
[6014,null,"STEROWNICZE","SB3503",5902956057693,"BiT 500®C BLACK FR","2x1,5",null,"BITNER","KMT",1,7190,"PLN",0.23,null,null,null,null,null,null,null,"n91"]
[6015,null,"STEROWNICZE","SB3504",5902956057709,"BiT 500®C BLACK FR","3G1,5",null,"BITNER","KMT",1,9260,"PLN",0.23,null,null,null,null,null,null,null,"n91"]
[6026,null,"STEROWNICZE","SB3522",5902956057884,"BiT 500®C BLACK FR","19G1,5",null,"BITNER","KMT",1,45600,"PLN",0.23,null,null,null,null,null,null,null,"n91"]
[6040,null,"STEROWNICZE","SB3537",5902956058034,"BiT 500®C BLACK FR","4G2,5",null,"BITNER","KMT",1,18410,"PLN",0.23,null,null,null,null,null,null,null,"n91"]
[6045,null,"STEROWNICZE","SB3548",5902956058140,"BiT 500®C BLACK FR","14G2,5",null,"BITNER","KMT",1,54020,"PLN",0.23,null,null,null,null,null,null,null,"n91"]
[6059,null,"STEROWNICZE","SB3563",5902956058294,"BiT 500®C BLACK FR","7G4",null,"BITNER","KMT",1,45060,"PLN",0.23,null,null,null,null,null,null,null,"n91"]
[6070,null,"STEROWNICZE","SB3574",5902956058409,"BiT 500®C BLACK FR","12x2x0,5",null,"BITNER","KMT",1,26020,"PLN",0.23,null,null,null,null,null,null,null,"n91"]
[6079,null,"STEROWNICZE","SB3583",5902956058492,"BiT 500®C BLACK FR","5x2x0,75",null,"BITNER","KMT",1,17450,"PLN",0.23,null,null,null,null,null,null,null,"n91"]
[6089,null,"STEROWNICZE","SB3593",5902956058591,"BiT 500®C BLACK FR","24x2x0,75",null,"BITNER","KMT",1,62710,"PLN",0.23,null,null,null,null,null,null,null,"n91"]
[6100,null,"STEROWNICZE","SB3604",5902956058706,"BiT 500®C BLACK FR","16x2x1",null,"BITNER","KMT",1,56160,"PLN",0.23,null,null,null,null,null,null,null,"n91"]
[6103,null,"STEROWNICZE","SB3607",5902956058737,"BiT 500®C BLACK FR","24x2x1",null,"BITNER","KMT",1,79420,"PLN",0.23,null,null,null,null,null,null,null,"n91"]
[6115,null,"STEROWNICZE","SB3619",5902956058850,"BiT 500®C BLACK FR","18x2x1,5",null,"BITNER","KMT",1,87010,"PLN",0.23,null,null,null,null,null,null,null,"n91"]
[6130,null,"STEROWNICZE","SB3651",5902956064509,"BiT 500®C BLACK OR","3G0,5",null,"BITNER","KMT",1,5840,"PLN",0.23,null,null,null,null,null,null,null,"n91"]
[6136,null,"STEROWNICZE","SB3662",5902956064615,"BiT 500®C BLACK OR","10G0,5",null,"BITNER","KMT",1,15460,"PLN",0.23,null,null,null,null,null,null,null,"n91"]
[6145,null,"STEROWNICZE","SB3672",5902956064714,"BiT 500®C BLACK OR","30G0,5",null,"BITNER","KMT",1,33400,"PLN",0.23,null,null,null,null,null,null,null,"n91"]
[6156,null,"STEROWNICZE","SB3685",5902956064844,"BiT 500®C BLACK OR","5G0,75",null,"BITNER","KMT",1,10090,"PLN",0.23,null,null,null,null,null,null,null,"n91"]
[6160,null,"STEROWNICZE","SB3693",5902956064929,"BiT 500®C BLACK OR","10G0,75",null,"BITNER","KMT",1,19110,"PLN",0.23,null,null,null,null,null,null,null,"n91"]
[6175,null,"STEROWNICZE","SB3709",5902956065087,"BiT 500®C BLACK OR","56G0,75",null,"BITNER","KMT",1,79010,"PLN",0.23,null,null,null,null,null,null,null,"n91"]
[6180,null,"STEROWNICZE","SB3716",5902956065155,"BiT 500®C BLACK OR","5G1",null,"BITNER","KMT",1,13910,"PLN",0.23,null,null,null,null,null,null,null,"n91"]
[6190,null,"STEROWNICZE","SB3732",5902956065315,"BiT 500®C BLACK OR","21G1",null,"BITNER","KMT",1,41590,"PLN",0.23,null,null,null,null,null,null,null,"n91"]
[6205,null,"STEROWNICZE","SB3750",5902956065490,"BiT 500®C BLACK OR","6G1,5",null,"BITNER","KMT",1,20220,"PLN",0.23,null,null,null,null,null,null,null,"n91"]
[6213,null,"STEROWNICZE","SB3762",5902956065612,"BiT 500®C BLACK OR","19G1,5",null,"BITNER","KMT",1,52770,"PLN",0.23,null,null,null,null,null,null,null,"n91"]
[6220,null,"STEROWNICZE","SB3769",5902956065681,"BiT 500®C BLACK OR","40G1,5",null,"BITNER","KMT",1,102990,"PLN",0.23,null,null,null,null,null,null,null,"n91"]
[6233,null,"STEROWNICZE","SB3789",5902956065889,"BiT 500®C BLACK OR","16G2,5",null,"BITNER","KMT",1,69500,"PLN",0.23,null,null,null,null,null,null,null,"n91"]
[6245,null,"STEROWNICZE","SB3802",5902956066015,"BiT 500®C BLACK OR","5G4",null,"BITNER","KMT",1,39430,"PLN",0.23,null,null,null,null,null,null,null,"n91"]
[6250,null,"STEROWNICZE","SB3807",5902956066060,"BiT 500®C BLACK OR","3x2x0,5",null,"BITNER","KMT",1,11470,"PLN",0.23,null,null,null,null,null,null,null,"n91"]
[6257,null,"STEROWNICZE","SB3814",5902956066138,"BiT 500®C BLACK OR","12x2x0,5",null,"BITNER","KMT",1,29570,"PLN",0.23,null,null,null,null,null,null,null,"n91"]
[6265,null,"STEROWNICZE","SB3822",5902956066213,"BiT 500®C BLACK OR","4x2x0,75",null,"BITNER","KMT",1,17630,"PLN",0.23,null,null,null,null,null,null,null,"n91"]
[6280,null,"STEROWNICZE","SB3837",5902956066367,"BiT 500®C BLACK OR","5x2x1",null,"BITNER","KMT",1,24030,"PLN",0.23,null,null,null,null,null,null,null,"n91"]
[6290,null,"STEROWNICZE","SB3847",5902956066466,"BiT 500®C BLACK OR","24x2x1",null,"BITNER","KMT",1,90250,"PLN",0.23,null,null,null,null,null,null,null,"n91"]
[6295,null,"STEROWNICZE","SB3852",5902956066510,"BiT 500®C BLACK OR","6x2x1,5",null,"BITNER","KMT",1,36450,"PLN",0.23,null,null,null,null,null,null,null,"n91"]
[6310,null,"STEROWNICZE","SB3867",5902956066664,"BiT 500®C BLACK OR","7x2x2,5",null,"BITNER","KMT",1,65470,"PLN",0.23,null,null,null,null,null,null,null,"n91"]
[6318,null,"STEROWNICZE","SB1458",5902956035523,"BiT 500®C FR","4x2x0,5",null,"BITNER","KMT",1,10690,"PLN",0.23,null,null,null,null,null,null,null,"n91"]
[6325,null,"STEROWNICZE","SB1465",5902956035592,"BiT 500®C FR","14x2x0,5",null,"BITNER","KMT",1,28260,"PLN",0.23,null,null,null,null,null,null,null,"n91"]
[6334,null,"STEROWNICZE","SB1474",5902956035684,"BiT 500®C FR","6x2x0,75",null,"BITNER","KMT",1,18630,"PLN",0.23,null,null,null,null,null,null,null,"n91"]
[6350,null,"STEROWNICZE","SB1490",5902956035844,"BiT 500®C FR","8x2x1",null,"BITNER","KMT",1,29390,"PLN",0.23,null,null,null,null,null,null,null,"n91"]
[6355,null,"STEROWNICZE","SB1495",5902956035899,"BiT 500®C FR","18x2x1",null,"BITNER","KMT",1,59880,"PLN",0.23,null,null,null,null,null,null,null,"n91"]
[6362,null,"STEROWNICZE","SB1502",5902956035967,"BiT 500®C FR","6x2x1,5",null,"BITNER","KMT",1,30950,"PLN",0.23,null,null,null,null,null,null,null,"n91"]
[6380,null,"STEROWNICZE","SB1520",5902956036148,"BiT 500®C FR","12x2x2,5",null,"BITNER","KMT",1,89860,"PLN",0.23,null,null,null,null,null,null,null,"n91"]
[6385,null,"STEROWNICZE","SB1303",5902956033970,"BiT 500®C FR ","4G0,5",null,"BITNER","KMT",1,4800,"PLN",0.23,null,null,null,null,null,null,null,"n91"]
[6395,null,"STEROWNICZE","SB1318",5902956034120,"BiT 500®C FR ","19G0,5",null,"BITNER","KMT",1,19230,"PLN",0.23,null,null,null,null,null,null,null,"n91"]
[6400,null,"STEROWNICZE","SB1323",5902956034175,"BiT 500®C FR ","34G0,5",null,"BITNER","KMT",1,31490,"PLN",0.23,null,null,null,null,null,null,null,"n91"]
[6411,null,"STEROWNICZE","SB1337",5902956034311,"BiT 500®C FR ","6G0,75",null,"BITNER","KMT",1,10250,"PLN",0.23,null,null,null,null,null,null,null,"n91"]
[6425,null,"STEROWNICZE","SB1355",5902956034496,"BiT 500®C FR ","37G0,75",null,"BITNER","KMT",1,46170,"PLN",0.23,null,null,null,null,null,null,null,"n91"]
[6430,null,"STEROWNICZE","SB1360",5902956034540,"BiT 500®C FR ","61G0,75",null,"BITNER","KMT",1,72830,"PLN",0.23,null,null,null,null,null,null,null,"n91"]
[6439,null,"STEROWNICZE","SB1375",5902956034694,"BiT 500®C FR ","12G1",null,"BITNER","KMT",1,21450,"PLN",0.23,null,null,null,null,null,null,null,"n91"]
[6455,null,"STEROWNICZE","SB1393",5902956034878,"BiT 500®C FR ","2x1,5",null,"BITNER","KMT",1,6410,"PLN",0.23,null,null,null,null,null,null,null,"n91"]
[6460,null,"STEROWNICZE","SB1402",5902956034960,"BiT 500®C FR ","7G1,5",null,"BITNER","KMT",1,18460,"PLN",0.23,null,null,null,null,null,null,null,"n91"]
[6472,null,"STEROWNICZE","SB1417",5902956035110,"BiT 500®C FR ","34G1,5",null,"BITNER","KMT",1,76390,"PLN",0.23,null,null,null,null,null,null,null,"n91"]
[6485,null,"STEROWNICZE","SB1436",5902956035301,"BiT 500®C FR ","12G2,5",null,"BITNER","KMT",1,45750,"PLN",0.23,null,null,null,null,null,null,null,"n91"]
[6488,null,"STEROWNICZE","SB1440",5902956035349,"BiT 500®C FR ","18G2,5",null,"BITNER","KMT",1,66340,"PLN",0.23,null,null,null,null,null,null,null,"n91"]
[6500,null,"STEROWNICZE","SB1453",5902956035479,"BiT 500®C FR ","7G4",null,"BITNER","KMT",1,43830,"PLN",0.23,null,null,null,null,null,null,null,"n91"]
[6515,null,"STEROWNICZE","SB1568",5902956041487,"BiT 500®C OR ","19G0,5",null,"BITNER","KMT",1,21710,"PLN",0.23,null,null,null,null,null,null,null,"n91"]
[6516,null,"STEROWNICZE","SB1569",5902956041494,"BiT 500®C OR ","21G0,5",null,"BITNER","KMT",1,23190,"PLN",0.23,null,null,null,null,null,null,null,"n91"]
[6530,null,"STEROWNICZE","SB1585",5902956041654,"BiT 500®C OR ","5G0,75",null,"BITNER","KMT",1,8680,"PLN",0.23,null,null,null,null,null,null,null,"n91"]
[6535,null,"STEROWNICZE","SB1594",5902956041746,"BiT 500®C OR ","12G0,75",null,"BITNER","KMT",1,19860,"PLN",0.23,null,null,null,null,null,null,null,"n91"]
[6549,null,"STEROWNICZE","SB1609",5902956041890,"BiT 500®C OR ","56G0,75",null,"BITNER","KMT",1,76080,"PLN",0.23,null,null,null,null,null,null,null,"n91"]
[6560,null,"STEROWNICZE","SB1627",5902956042071,"BiT 500®C OR ","14G1",null,"BITNER","KMT",1,27520,"PLN",0.23,null,null,null,null,null,null,null,"n91"]
[6571,null,"STEROWNICZE","SB1639",5902956042194,"BiT 500®C OR ","42G1",null,"BITNER","KMT",1,75080,"PLN",0.23,null,null,null,null,null,null,null,"n91"]
[6582,null,"STEROWNICZE","SB1655",5902956042354,"BiT 500®C OR ","10G1,5",null,"BITNER","KMT",1,29270,"PLN",0.23,null,null,null,null,null,null,null,"n91"]
[6590,null,"STEROWNICZE","SB1665",5902956042453,"BiT 500®C OR ","27G1,5",null,"BITNER","KMT",1,69180,"PLN",0.23,null,null,null,null,null,null,null,"n91"]
[6593,null,"STEROWNICZE","SB1668",5902956042484,"BiT 500®C OR ","37G1,5",null,"BITNER","KMT",1,92160,"PLN",0.23,null,null,null,null,null,null,null,"n91"]
[6605,null,"STEROWNICZE","SB1686",5902956042668,"BiT 500®C OR ","12G2,5",null,"BITNER","KMT",1,51670,"PLN",0.23,null,null,null,null,null,null,null,"n91"]
[6620,null,"STEROWNICZE","SB1703",5902956042835,"BiT 500®C OR ","7G4",null,"BITNER","KMT",1,49510,"PLN",0.23,null,null,null,null,null,null,null,"n91"]
[6626,null,"STEROWNICZE","SB1709",5902956042897,"BiT 500®C OR ","5x2x0,5",null,"BITNER","KMT",1,14450,"PLN",0.23,null,null,null,null,null,null,null,"n91"]
[6635,null,"STEROWNICZE","SB1718",5902956042989,"BiT 500®C OR ","20x2x0,5",null,"BITNER","KMT",1,43630,"PLN",0.23,null,null,null,null,null,null,null,"n91"]
[6646,null,"STEROWNICZE","SB1729",5902956043092,"BiT 500®C OR ","14x2x0,75",null,"BITNER","KMT",1,43460,"PLN",0.23,null,null,null,null,null,null,null,"n91"]
[6659,null,"STEROWNICZE","SB1742",5902956043221,"BiT 500®C OR ","12x2x1",null,"BITNER","KMT",1,47170,"PLN",0.23,null,null,null,null,null,null,null,"n91"]
[6665,null,"STEROWNICZE","SB1748",5902956043283,"BiT 500®C OR ","2x2x1,5",null,"BITNER","KMT",1,15390,"PLN",0.23,null,null,null,null,null,null,null,"n91"]
[6670,null,"STEROWNICZE","SB1753",5902956043337,"BiT 500®C OR ","7x2x1,5",null,"BITNER","KMT",1,41270,"PLN",0.23,null,null,null,null,null,null,null,"n91"]
[6680,null,"STEROWNICZE","SB1763",5902956043436,"BiT 500®C OR ","3x2x2,5",null,"BITNER","KMT",1,30370,"PLN",0.23,null,null,null,null,null,null,null,"n91"]
[6691,null,"STEROWNICZE","SB5501",5902956074911,"BiT 500®CH ","3G0,5",null,"BITNER","KMT",1,4270,"PLN",0.23,null,null,null,null,null,null,null,"n91"]
[6703,null,"STEROWNICZE","SB5519",5902956075093,"BiT 500®CH ","21G0,5",null,"BITNER","KMT",1,22060,"PLN",0.23,null,null,null,null,null,null,null,"n91"]
[6710,null,"STEROWNICZE","SB5526",5902956075161,"BiT 500®CH ","42G0,5",null,"BITNER","KMT",1,41140,"PLN",0.23,null,null,null,null,null,null,null,"n91"]
[6721,null,"STEROWNICZE","SB5543",5902956075338,"BiT 500®CH ","10G0,75",null,"BITNER","KMT",1,16920,"PLN",0.23,null,null,null,null,null,null,null,"n91"]
[6736,null,"STEROWNICZE","SB5559",5902956075499,"BiT 500®CH ","56G0,75",null,"BITNER","KMT",1,72330,"PLN",0.23,null,null,null,null,null,null,null,"n91"]
[6740,null,"STEROWNICZE","SB5564",5902956075543,"BiT 500®CH ","4G1",null,"BITNER","KMT",1,8390,"PLN",0.23,null,null,null,null,null,null,null,"n91"]
[6747,null,"STEROWNICZE","SB5577",5902956075673,"BiT 500®CH ","14G1",null,"BITNER","KMT",1,26170,"PLN",0.23,null,null,null,null,null,null,null,"n91"]
[6765,null,"STEROWNICZE","SB5598",5902956075888,"BiT 500®CH ","5G1,5",null,"BITNER","KMT",1,15310,"PLN",0.23,null,null,null,null,null,null,null,"n91"]
[6766,null,"STEROWNICZE","SB5600",5902956075901,"BiT 500®CH ","6G1,5",null,"BITNER","KMT",1,17930,"PLN",0.23,null,null,null,null,null,null,null,"n91"]
[6780,null,"STEROWNICZE","SB5618",5902956076083,"BiT 500®CH ","37G1,5",null,"BITNER","KMT",1,87620,"PLN",0.23,null,null,null,null,null,null,null,"n91"]
[6785,null,"STEROWNICZE","SB5623",5902956076137,"BiT 500®CH ","61G1,5",null,"BITNER","KMT",1,139890,"PLN",0.23,null,null,null,null,null,null,null,"n91"]
[6796,null,"STEROWNICZE","SB5641",5902956076311,"BiT 500®CH ","21G2,5",null,"BITNER","KMT",1,81740,"PLN",0.23,null,null,null,null,null,null,null,"n91"]
[6813,null,"STEROWNICZE","SB5873",5902956241115,"BiT 500®CH","5x2x0,5",null,"BITNER","KMT",1,13630,"PLN",0.23,null,null,null,null,null,null,null,"n91"]
[6815,null,"STEROWNICZE","SB5875",5902956241139,"BiT 500®CH","7x2x0,5",null,"BITNER","KMT",1,17540,"PLN",0.23,null,null,null,null,null,null,null,"n91"]
[6826,null,"STEROWNICZE","SB5886",5902956241245,"BiT 500®CH","4x2x0,75",null,"BITNER","KMT",1,14630,"PLN",0.23,null,null,null,null,null,null,null,"n91"]
[6837,null,"STEROWNICZE","SB5897",5902956241351,"BiT 500®CH","24x2x0,75",null,"BITNER","KMT",1,65110,"PLN",0.23,null,null,null,null,null,null,null,"n91"]
[6851,null,"STEROWNICZE","SB5911",5902956241498,"BiT 500®CH","24x2x1",null,"BITNER","KMT",1,82490,"PLN",0.23,null,null,null,null,null,null,null,"n91"]
[6857,null,"STEROWNICZE","SB5917",5902956241559,"BiT 500®CH","7x2x1,5",null,"BITNER","KMT",1,38910,"PLN",0.23,null,null,null,null,null,null,null,"n91"]
[6870,null,"STEROWNICZE","SB5930",5902956241689,"BiT 500®CH","6x2x2,5",null,"BITNER","KMT",1,51290,"PLN",0.23,null,null,null,null,null,null,null,"n91"]
[6881,null,"STEROWNICZE","SB6004",5902956241795,"BiT 500®CH BLACK","6G0,5",null,"BITNER","KMT",1,8040,"PLN",0.23,null,null,null,null,null,null,null,"n91"]
[6890,null,"STEROWNICZE","SB6013",5902956241887,"BiT 500®CH BLACK","21G0,5",null,"BITNER","KMT",1,23290,"PLN",0.23,null,null,null,null,null,null,null,"n91"]
[6896,null,"STEROWNICZE","SB6019",5902956241948,"BiT 500®CH BLACK","40G0,5",null,"BITNER","KMT",1,40060,"PLN",0.23,null,null,null,null,null,null,null,"n91"]
[6901,null,"STEROWNICZE","SB6024",5902956241993,"BiT 500®CH BLACK","2x0,75",null,"BITNER","KMT",1,5040,"PLN",0.23,null,null,null,null,null,null,null,"n91"]
[6914,null,"STEROWNICZE","SB6037",5902956242129,"BiT 500®CH BLACK","21G0,75",null,"BITNER","KMT",1,30910,"PLN",0.23,null,null,null,null,null,null,null,"n91"]
[6926,null,"STEROWNICZE","SB6049",5902956242242,"BiT 500®CH BLACK","3G1",null,"BITNER","KMT",1,7440,"PLN",0.23,null,null,null,null,null,null,null,"n91"]
[6934,null,"STEROWNICZE","SB6057",5902956242327,"BiT 500®CH BLACK","14G1",null,"BITNER","KMT",1,27530,"PLN",0.23,null,null,null,null,null,null,null,"n91"]
[6945,null,"STEROWNICZE","SB6068",5902956242433,"BiT 500®CH BLACK","42G1",null,"BITNER","KMT",1,72270,"PLN",0.23,null,null,null,null,null,null,null,"n91"]
[6956,null,"STEROWNICZE","SB6079",5902956242549,"BiT 500®CH BLACK","10G1,5",null,"BITNER","KMT",1,28920,"PLN",0.23,null,null,null,null,null,null,null,"n91"]
[6967,null,"STEROWNICZE","SB6090",5902956242655,"BiT 500®CH BLACK","37G1,5",null,"BITNER","KMT",1,88780,"PLN",0.23,null,null,null,null,null,null,null,"n91"]
[6971,null,"STEROWNICZE","SB6094",5902956242693,"BiT 500®CH BLACK","56G1,5",null,"BITNER","KMT",1,133500,"PLN",0.23,null,null,null,null,null,null,null,"n91"]
[6986,null,"STEROWNICZE","SB6109",5902956242846,"BiT 500®CH BLACK","34G2,5",null,"BITNER","KMT",1,133580,"PLN",0.23,null,null,null,null,null,null,null,"n91"]
[6991,null,"STEROWNICZE","SB6114",5902956242891,"BiT 500®CH BLACK","3G4",null,"BITNER","KMT",1,23660,"PLN",0.23,null,null,null,null,null,null,null,"n91"]
[7001,null,"STEROWNICZE","SB6134",5902956242990,"BiT 500®CH BLACK","6x2x0,5",null,"BITNER","KMT",1,15710,"PLN",0.23,null,null,null,null,null,null,null,"n91"]
[7011,null,"STEROWNICZE","SB6144",5902956243096,"BiT 500®CH BLACK","2x2x0,75",null,"BITNER","KMT",1,10290,"PLN",0.23,null,null,null,null,null,null,null,"n91"]
[7016,null,"STEROWNICZE","SB6149",5902956243140,"BiT 500®CH BLACK","7x2x0,75",null,"BITNER","KMT",1,23840,"PLN",0.23,null,null,null,null,null,null,null,"n91"]
[7031,null,"STEROWNICZE","SB6164",5902956243294,"BiT 500®CH BLACK","8x2x1",null,"BITNER","KMT",1,32200,"PLN",0.23,null,null,null,null,null,null,null,"n91"]
[7044,null,"STEROWNICZE","SB6177",5902956243423,"BiT 500®CH BLACK","7x2x1,5",null,"BITNER","KMT",1,39730,"PLN",0.23,null,null,null,null,null,null,null,"n91"]
[7046,null,"STEROWNICZE","SB6179",5902956243447,"BiT 500®CH BLACK","10x2x1,5",null,"BITNER","KMT",1,53730,"PLN",0.23,null,null,null,null,null,null,null,"n91"]
[7061,null,"STEROWNICZE","SB6194",5902956243591,"BiT 500®CH BLACK","12x2x2,5",null,"BITNER","KMT",1,97920,"PLN",0.23,null,null,null,null,null,null,null,"n91"]
[7068,null,"STEROWNICZE","S54264",5902956243652,"BiT 500®CY","50G0,5",null,"BITNER","KMT",1,45320,"PLN",0.23,null,null,null,null,null,null,null,"n91"]
[7076,null,"STEROWNICZE","S54279",5902956243720,"BiT 500®CY","40G0,75",null,"BITNER","KMT",1,50230,"PLN",0.23,null,null,null,null,null,null,null,"n91"]
[7091,null,"STEROWNICZE","S54300",5902956027528,"BiT 500®CY","2x0,5",null,"BITNER","KMT",1,3930,"PLN",0.23,null,null,null,null,null,null,null,"n91"]
[7096,null,"STEROWNICZE","S54305",5902956027573,"BiT 500®CY","7G0,5",null,"BITNER","KMT",1,9430,"PLN",0.23,null,null,null,null,null,null,null,"n91"]
[7106,null,"STEROWNICZE","S54317",5902956027689,"BiT 500®CY","30G0,5",null,"BITNER","KMT",1,29130,"PLN",0.23,null,null,null,null,null,null,null,"n91"]
[7121,null,"STEROWNICZE","S54333",5902956027832,"BiT 500®CY","21G0,75",null,"BITNER","KMT",1,28560,"PLN",0.23,null,null,null,null,null,null,null,"n91"]
[7131,null,"STEROWNICZE","S54344",5902956027948,"BiT 500®CY","14G1",null,"BITNER","KMT",1,25280,"PLN",0.23,null,null,null,null,null,null,null,"n91"]
[7136,null,"STEROWNICZE","S54351",5902956028006,"BiT 500®CY","2x1,5",null,"BITNER","KMT",1,8220,"PLN",0.23,null,null,null,null,null,null,null,"n91"]
[7145,null,"STEROWNICZE","S54360",5902956028099,"BiT 500®CY","2x2,5",null,"BITNER","KMT",1,11540,"PLN",0.23,null,null,null,null,null,null,null,"n91"]
[7151,null,"STEROWNICZE","S54368",5902956028167,"BiT 500®CY","12G2,5",null,"BITNER","KMT",1,45800,"PLN",0.23,null,null,null,null,null,null,null,"n91"]
[7166,null,"STEROWNICZE","S54395",5902956244000,"BiT 500®CY","61G1,5",null,"BITNER","KMT",1,131280,"PLN",0.23,null,null,null,null,null,null,null,"n91"]
[7173,null,"STEROWNICZE","S54647",5902956244079,"BiT 500®CY","34G2,5",null,"BITNER","KMT",1,118770,"PLN",0.23,null,null,null,null,null,null,null,"n91"]
[7181,null,"STEROWNICZE","S54656",5902956244154,"BiT 500®CY","7G4",null,"BITNER","KMT",1,44100,"PLN",0.23,null,null,null,null,null,null,null,"n91"]
[7198,null,"STEROWNICZE","SB8664",5902956244321,"BiT 500®CY FR","25G0,5",null,"BITNER","KMT",1,27170,"PLN",0.23,null,null,null,null,null,null,null,"n91"]
[7206,null,"STEROWNICZE","SB8672",5902956244406,"BiT 500®CY FR","56G0,5",null,"BITNER","KMT",1,52850,"PLN",0.23,null,null,null,null,null,null,null,"n91"]
[7211,null,"STEROWNICZE","SB8677",5902956244451,"BiT 500®CY FR","5G0,75",null,"BITNER","KMT",1,10300,"PLN",0.23,null,null,null,null,null,null,null,"n91"]
[7226,null,"STEROWNICZE","SB8692",5902956244604,"BiT 500®CY FR","37G0,75",null,"BITNER","KMT",1,50400,"PLN",0.23,null,null,null,null,null,null,null,"n91"]
[7236,null,"STEROWNICZE","SB8702",5902956244703,"BiT 500®CY FR","6G1",null,"BITNER","KMT",1,13770,"PLN",0.23,null,null,null,null,null,null,null,"n91"]
[7241,null,"STEROWNICZE","SB8707",5902956244758,"BiT 500®CY FR","14G1",null,"BITNER","KMT",1,27060,"PLN",0.23,null,null,null,null,null,null,null,"n91"]
[7250,null,"STEROWNICZE","SB8716",5902956244840,"BiT 500®CY FR","37G1",null,"BITNER","KMT",1,62860,"PLN",0.23,null,null,null,null,null,null,null,"n91"]
[7266,null,"STEROWNICZE","SB8732",5902956245007,"BiT 500®CY FR","16G1,5",null,"BITNER","KMT",1,41300,"PLN",0.23,null,null,null,null,null,null,null,"n91"]
[7275,null,"STEROWNICZE","SB8741",5902956245090,"BiT 500®CY FR","40G1,5",null,"BITNER","KMT",1,94020,"PLN",0.23,null,null,null,null,null,null,null,"n91"]
[7281,null,"STEROWNICZE","SB8747",5902956245151,"BiT 500®CY FR","3G2,5",null,"BITNER","KMT",1,15410,"PLN",0.23,null,null,null,null,null,null,null,"n91"]
[7286,null,"STEROWNICZE","SB8752",5902956245205,"BiT 500®CY FR","12G2,5",null,"BITNER","KMT",1,49000,"PLN",0.23,null,null,null,null,null,null,null,"n91"]
[7303,null,"STEROWNICZE","SB8769",5902956245373,"BiT 500®CY FR","12G4",null,"BITNER","KMT",1,78670,"PLN",0.23,null,null,null,null,null,null,null,"n91"]
[7311,null,"STEROWNICZE","SB8807",5902956245458,"BiT 500®CY OR","10G0,5",null,"BITNER","KMT",1,16170,"PLN",0.23,null,null,null,null,null,null,null,"n91"]
[7316,null,"STEROWNICZE","SB8812",5902956245502,"BiT 500®CY OR","19G0,5",null,"BITNER","KMT",1,23760,"PLN",0.23,null,null,null,null,null,null,null,"n91"]
[7327,null,"STEROWNICZE","SB8823",5902956245618,"BiT 500®CY OR","61G0,5",null,"BITNER","KMT",1,63950,"PLN",0.23,null,null,null,null,null,null,null,"n91"]
[7341,null,"STEROWNICZE","SB8837",5902956245755,"BiT 500®CY OR","21G0,75",null,"BITNER","KMT",1,34270,"PLN",0.23,null,null,null,null,null,null,null,"n91"]
[7346,null,"STEROWNICZE","SB8842",5902956245809,"BiT 500®CY OR","37G0,75",null,"BITNER","KMT",1,56520,"PLN",0.23,null,null,null,null,null,null,null,"n91"]
[7360,null,"STEROWNICZE","SB8856",5902956245946,"BiT 500®CY OR","12G1",null,"BITNER","KMT",1,26830,"PLN",0.23,null,null,null,null,null,null,null,"n91"]
[7371,null,"STEROWNICZE","SB8867",5902956246059,"BiT 500®CY OR","40G1",null,"BITNER","KMT",1,75410,"PLN",0.23,null,null,null,null,null,null,null,"n91"]
[7380,null,"STEROWNICZE","SB8876",5902956246141,"BiT 500®CY OR","6G1,5",null,"BITNER","KMT",1,21130,"PLN",0.23,null,null,null,null,null,null,null,"n91"]
[7386,null,"STEROWNICZE","SB8882",5902956246202,"BiT 500®CY OR","16G1,5",null,"BITNER","KMT",1,46320,"PLN",0.23,null,null,null,null,null,null,null,"n91"]
[7401,null,"STEROWNICZE","SB8897",5902956246356,"BiT 500®CY OR","3G2,5",null,"BITNER","KMT",1,17890,"PLN",0.23,null,null,null,null,null,null,null,"n91"]
[7404,null,"STEROWNICZE","SB8900",5902956246387,"BiT 500®CY OR","7G2,5",null,"BITNER","KMT",1,33680,"PLN",0.23,null,null,null,null,null,null,null,"n91"]
[7416,null,"STEROWNICZE","SB8912",5902956246509,"BiT 500®CY OR","50G2,5",null,"BITNER","KMT",1,206450,"PLN",0.23,null,null,null,null,null,null,null,"n91"]
[7427,null,"STEROWNICZE","S58860",5902956031761,"BiT 500®FR","5G0,5",null,"BITNER","KMT",1,3910,"PLN",0.23,null,null,null,null,null,null,null,"n91"]
[7437,null,"STEROWNICZE","S58874",5902956031907,"BiT 500®FR","21G0,5",null,"BITNER","KMT",1,15470,"PLN",0.23,null,null,null,null,null,null,null,"n91"]
[7446,null,"STEROWNICZE","S58883",5902956031990,"BiT 500®FR","56G0,5",null,"BITNER","KMT",1,41540,"PLN",0.23,null,null,null,null,null,null,null,"n91"]
[7457,null,"STEROWNICZE","S58901",5902956032171,"BiT 500®FR","14G0,75",null,"BITNER","KMT",1,14910,"PLN",0.23,null,null,null,null,null,null,null,"n91"]
[7461,null,"STEROWNICZE","S58905",5902956032218,"BiT 500®FR","21G0,75",null,"BITNER","KMT",1,22450,"PLN",0.23,null,null,null,null,null,null,null,"n91"]
[7476,null,"STEROWNICZE","S58923",5902956032393,"BiT 500®FR","6G1",null,"BITNER","KMT",1,8430,"PLN",0.23,null,null,null,null,null,null,null,"n91"]
[7481,null,"STEROWNICZE","S58932",5902956032485,"BiT 500®FR","14G1",null,"BITNER","KMT",1,19360,"PLN",0.23,null,null,null,null,null,null,null,"n91"]
[7491,null,"STEROWNICZE","S58943",5902956032591,"BiT 500®FR","40G1",null,"BITNER","KMT",1,55840,"PLN",0.23,null,null,null,null,null,null,null,"n91"]
[7502,null,"STEROWNICZE","S58959",5902956032751,"BiT 500®FR","8G1,5",null,"BITNER","KMT",1,15780,"PLN",0.23,null,null,null,null,null,null,null,"n91"]
[7514,null,"STEROWNICZE","S58973",5902956032898,"BiT 500®FR","37G1,5",null,"BITNER","KMT",1,73980,"PLN",0.23,null,null,null,null,null,null,null,"n91"]
[7521,null,"STEROWNICZE","S58980",5902956032966,"BiT 500®FR","3G2,5",null,"BITNER","KMT",1,9880,"PLN",0.23,null,null,null,null,null,null,null,"n91"]
[7534,null,"STEROWNICZE","S59000",5902956033161,"BiT 500®FR","37G2,5",null,"BITNER","KMT",1,120630,"PLN",0.23,null,null,null,null,null,null,null,"n91"]
[7536,null,"STEROWNICZE","S59002",5902956033185,"BiT 500®FR","50G2,5",null,"BITNER","KMT",1,162590,"PLN",0.23,null,null,null,null,null,null,null,"n91"]
[7547,null,"STEROWNICZE","S59014",5902956033307,"BiT 500®FR","5x2x0,5",null,"BITNER","KMT",1,7650,"PLN",0.23,null,null,null,null,null,null,null,"n91"]
[7558,null,"STEROWNICZE","S59025",5902956033413,"BiT 500®FR","2x2x0,75",null,"BITNER","KMT",1,4660,"PLN",0.23,null,null,null,null,null,null,null,"n91"]
[7566,null,"STEROWNICZE","S59033",5902956033499,"BiT 500®FR","12x2x0,75",null,"BITNER","KMT",1,24350,"PLN",0.23,null,null,null,null,null,null,null,"n91"]
[7577,null,"STEROWNICZE","S59044",5902956033604,"BiT 500®FR","7x2x1",null,"BITNER","KMT",1,18890,"PLN",0.23,null,null,null,null,null,null,null,"n91"]
[7591,null,"STEROWNICZE","S59058",5902956033741,"BiT 500®FR","7x2x1,5",null,"BITNER","KMT",1,26700,"PLN",0.23,null,null,null,null,null,null,null,"n91"]
[7596,null,"STEROWNICZE","S59063",5902956033796,"BiT 500®FR","16x2x1,5",null,"BITNER","KMT",1,59960,"PLN",0.23,null,null,null,null,null,null,null,"n91"]
[7611,null,"STEROWNICZE","H50001",5902956072665,"BiT 500®H","2x0,5",null,"BITNER","KMT",1,1940,"PLN",0.23,null,null,null,null,null,null,null,"n91"]
[7621,null,"STEROWNICZE","H50017",5902956072825,"BiT 500®H","16G0,5",null,"BITNER","KMT",1,13040,"PLN",0.23,null,null,null,null,null,null,null,"n91"]
[7632,null,"STEROWNICZE","H50033",5902956073037,"BiT 500®H","6G0,75",null,"BITNER","KMT",1,7140,"PLN",0.23,null,null,null,null,null,null,null,"n91"]
[7635,null,"STEROWNICZE","H50039",5902956073099,"BiT 500®H","10G0,75",null,"BITNER","KMT",1,12230,"PLN",0.23,null,null,null,null,null,null,null,"n91"]
[7651,null,"STEROWNICZE","H50065",5902956073433,"BiT 500®H","14G1",null,"BITNER","KMT",1,21120,"PLN",0.23,null,null,null,null,null,null,null,"n91"]
[7652,null,"STEROWNICZE","H50066",5902956073440,"BiT 500®H","16G1",null,"BITNER","KMT",1,24450,"PLN",0.23,null,null,null,null,null,null,null,"n91"]
[7668,null,"STEROWNICZE","H50093",5902956073952,"BiT 500®H","5G2,5",null,"BITNER","KMT",1,17710,"PLN",0.23,null,null,null,null,null,null,null,"n91"]
[7671,null,"STEROWNICZE","H50100",5902956074034,"BiT 500®H","12G2,5",null,"BITNER","KMT",1,42430,"PLN",0.23,null,null,null,null,null,null,null,"n91"]
[7682,null,"STEROWNICZE","H51821",5902956073181,"BiT 500®H","27G0,75",null,"BITNER","KMT",1,31270,"PLN",0.23,null,null,null,null,null,null,null,"n91"]
[7692,null,"STEROWNICZE","H51831",5902956073518,"BiT 500®H","30G1",null,"BITNER","KMT",1,45090,"PLN",0.23,null,null,null,null,null,null,null,"n91"]
[7707,null,"STEROWNICZE","H51846",5902956073839,"BiT 500®H","34G1,5",null,"BITNER","KMT",1,72910,"PLN",0.23,null,null,null,null,null,null,null,"n91"]
[7712,null,"STEROWNICZE","H51851",5902956073884,"BiT 500®H","56G1,5",null,"BITNER","KMT",1,118450,"PLN",0.23,null,null,null,null,null,null,null,"n91"]
[7726,null,"STEROWNICZE","H51865",5902956074188,"BiT 500®H","4G4",null,"BITNER","KMT",1,24090,"PLN",0.23,null,null,null,null,null,null,null,"n91"]
[7737,null,"STEROWNICZE","H52006",5902956074294,"BiT 500®H","8x2x0,5",null,"BITNER","KMT",1,13150,"PLN",0.23,null,null,null,null,null,null,null,"n91"]
[7745,null,"STEROWNICZE","H52014",5902956074379,"BiT 500®H","2x2x0,75",null,"BITNER","KMT",1,5180,"PLN",0.23,null,null,null,null,null,null,null,"n91"]
[7752,null,"STEROWNICZE","H52021",5902956074447,"BiT 500®H","10x2x0,75",null,"BITNER","KMT",1,22090,"PLN",0.23,null,null,null,null,null,null,null,"n91"]
[7767,null,"STEROWNICZE","H52036",5902956074591,"BiT 500®H","12x2x1",null,"BITNER","KMT",1,34420,"PLN",0.23,null,null,null,null,null,null,null,"n91"]
[7769,null,"STEROWNICZE","H52038",5902956074614,"BiT 500®H","16x2x1",null,"BITNER","KMT",1,45850,"PLN",0.23,null,null,null,null,null,null,null,"n91"]
[7782,null,"STEROWNICZE","H52051",5902956074744,"BiT 500®H","14x2x1,5",null,"BITNER","KMT",1,57080,"PLN",0.23,null,null,null,null,null,null,null,"n91"]
[7789,null,"STEROWNICZE","H52058",5902956074812,"BiT 500®H","4x2x2,5",null,"BITNER","KMT",1,27160,"PLN",0.23,null,null,null,null,null,null,null,"n91"]
[7801,null,"STEROWNICZE","SB6303",5902956246615,"BiT 500®H BLACK","5G0,5",null,"BITNER","KMT",1,5610,"PLN",0.23,null,null,null,null,null,null,null,"n91"]
[7812,null,"STEROWNICZE","SB6314",5902956246721,"BiT 500®H BLACK","25G0,5",null,"BITNER","KMT",1,21590,"PLN",0.23,null,null,null,null,null,null,null,"n91"]
[7822,null,"STEROWNICZE","SB6324",5902956246820,"BiT 500®H BLACK","2x0,75",null,"BITNER","KMT",1,3700,"PLN",0.23,null,null,null,null,null,null,null,"n91"]
[7827,null,"STEROWNICZE","SB6329",5902956246875,"BiT 500®H BLACK","7G0,75",null,"BITNER","KMT",1,9400,"PLN",0.23,null,null,null,null,null,null,null,"n91"]
[7842,null,"STEROWNICZE","SB6344",5902956247025,"BiT 500®H BLACK","42G0,75",null,"BITNER","KMT",1,50690,"PLN",0.23,null,null,null,null,null,null,null,"n91"]
[7846,null,"STEROWNICZE","SB6348",5902956247063,"BiT 500®H BLACK","2x1",null,"BITNER","KMT",1,4530,"PLN",0.23,null,null,null,null,null,null,null,"n91"]
[7857,null,"STEROWNICZE","SB6359",5902956247179,"BiT 500®H BLACK","18G1",null,"BITNER","KMT",1,28620,"PLN",0.23,null,null,null,null,null,null,null,"n91"]
[7866,null,"STEROWNICZE","SB6368",5902956247261,"BiT 500®H BLACK","42G1",null,"BITNER","KMT",1,65370,"PLN",0.23,null,null,null,null,null,null,null,"n91"]
[7876,null,"STEROWNICZE","SB6378",5902956247360,"BiT 500®H BLACK","8G1,5",null,"BITNER","KMT",1,18630,"PLN",0.23,null,null,null,null,null,null,null,"n91"]
[7887,null,"STEROWNICZE","SB6389",5902956247476,"BiT 500®H BLACK","34G1,5",null,"BITNER","KMT",1,75420,"PLN",0.23,null,null,null,null,null,null,null,"n91"]
[7899,null,"STEROWNICZE","SB6401",5902956247599,"BiT 500®H BLACK","10G2,5",null,"BITNER","KMT",1,37650,"PLN",0.23,null,null,null,null,null,null,null,"n91"]
[7902,null,"STEROWNICZE","SB6404",5902956247629,"BiT 500®H BLACK","16G2,5",null,"BITNER","KMT",1,58370,"PLN",0.23,null,null,null,null,null,null,null,"n91"]
[7917,null,"STEROWNICZE","SB6419",5902956247773,"BiT 500®H BLACK","12G4",null,"BITNER","KMT",1,73590,"PLN",0.23,null,null,null,null,null,null,null,"n91"]
[7923,null,"STEROWNICZE","SB6425",5902956247834,"BiT 500®H BLACK","2x10",null,"BITNER","KMT",1,32250,"PLN",0.23,null,null,null,null,null,null,null,"n91"]
[7932,null,"STEROWNICZE","SB6434",5902956247926,"BiT 500®H BLACK","2x25",null,"BITNER","KMT",1,75310,"PLN",0.23,null,null,null,null,null,null,null,"n91"]
[7947,null,"STEROWNICZE","SB6472",5902956248077,"BiT 500®H BLACK","4x2x0,5",null,"BITNER","KMT",1,7740,"PLN",0.23,null,null,null,null,null,null,null,"n91"]
[7951,null,"STEROWNICZE","SB6476",5902956248114,"BiT 500®H BLACK","8x2x0,5",null,"BITNER","KMT",1,14420,"PLN",0.23,null,null,null,null,null,null,null,"n91"]
[7962,null,"STEROWNICZE","SB6487",5902956248220,"BiT 500®H BLACK","5x2x0,75",null,"BITNER","KMT",1,13310,"PLN",0.23,null,null,null,null,null,null,null,"n91"]
[7976,null,"STEROWNICZE","SB6501",5902956248367,"BiT 500®H BLACK","5x2x1",null,"BITNER","KMT",1,16190,"PLN",0.23,null,null,null,null,null,null,null,"n91"]
[7987,null,"STEROWNICZE","SB6512",5902956248473,"BiT 500®H BLACK","2x2x1,5",null,"BITNER","KMT",1,10630,"PLN",0.23,null,null,null,null,null,null,null,"n91"]
[7992,null,"STEROWNICZE","SB6517",5902956248527,"BiT 500®H BLACK","7x2x1,5",null,"BITNER","KMT",1,30920,"PLN",0.23,null,null,null,null,null,null,null,"n91"]
[8000,null,"STEROWNICZE","SB6525",5902956248602,"BiT 500®H BLACK","24x2x1,5",null,"BITNER","KMT",1,101960,"PLN",0.23,null,null,null,null,null,null,null,"n91"]
[8017,null,"STEROWNICZE","SB5678",5902956248770,"BiT 500®HCH","56G0,5",null,"BITNER","KMT",1,58290,"PLN",0.23,null,null,null,null,null,null,null,"n91"]
[8022,null,"STEROWNICZE","SB5683",5902956248824,"BiT 500®HCH","34G0,75",null,"BITNER","KMT",1,52510,"PLN",0.23,null,null,null,null,null,null,null,"n91"]
[8028,null,"STEROWNICZE","SB5689",5902956248886,"BiT 500®HCH","61G0,75",null,"BITNER","KMT",1,85000,"PLN",0.23,null,null,null,null,null,null,null,"n91"]
[8037,null,"STEROWNICZE","SB5698",5902956248978,"BiT 500®HCH","56G1",null,"BITNER","KMT",1,100580,"PLN",0.23,null,null,null,null,null,null,null,"n91"]
[8053,null,"STEROWNICZE","SB5716",5902956249135,"BiT 500®HCH","27G0,5",null,"BITNER","KMT",1,31530,"PLN",0.23,null,null,null,null,null,null,null,"n91"]
[8062,null,"STEROWNICZE","SB5725",5902956249227,"BiT 500®HCH","8G0,75",null,"BITNER","KMT",1,15770,"PLN",0.23,null,null,null,null,null,null,null,"n91"]
[8067,null,"STEROWNICZE","SB5730",5902956249272,"BiT 500®HCH","18G0,75",null,"BITNER","KMT",1,30020,"PLN",0.23,null,null,null,null,null,null,null,"n91"]
[8081,null,"STEROWNICZE","SB5746",5902956249418,"BiT 500®HCH","18G1",null,"BITNER","KMT",1,36870,"PLN",0.23,null,null,null,null,null,null,null,"n91"]
[8092,null,"STEROWNICZE","SB5759",5902956249524,"BiT 500®HCH","12G1,5",null,"BITNER","KMT",1,35540,"PLN",0.23,null,null,null,null,null,null,null,"n91"]
[8097,null,"STEROWNICZE","SB5765",5902956249579,"BiT 500®HCH","7G2,5",null,"BITNER","KMT",1,33120,"PLN",0.23,null,null,null,null,null,null,null,"n91"]
[8105,null,"STEROWNICZE","SB5774",5902956249654,"BiT 500®HCH","30G2,5",null,"BITNER","KMT",1,123070,"PLN",0.23,null,null,null,null,null,null,null,"n91"]
[8122,null,"STEROWNICZE","SB6712",5902956249821,"BiT 500®HCH","50G1,5",null,"BITNER","KMT",1,125940,"PLN",0.23,null,null,null,null,null,null,null,"n91"]
[8130,null,"STEROWNICZE","SB6720",5902956249906,"BiT 500®HCH","10G4",null,"BITNER","KMT",1,75200,"PLN",0.23,null,null,null,null,null,null,null,"n91"]
[8137,null,"STEROWNICZE","SB0009",5902956039156,"BiT 500®OR","7G0,5",null,"BITNER","KMT",1,6150,"PLN",0.23,null,null,null,null,null,null,null,"n91"]
[8152,null,"STEROWNICZE","SB0027",5902956039330,"BiT 500®OR","42G0,5",null,"BITNER","KMT",1,36200,"PLN",0.23,null,null,null,null,null,null,null,"n91"]
[8158,null,"STEROWNICZE","SB0034",5902956039408,"BiT 500®OR","4G0,75",null,"BITNER","KMT",1,5240,"PLN",0.23,null,null,null,null,null,null,null,"n91"]
[8167,null,"STEROWNICZE","SB0049",5902956039552,"BiT 500®OR","18G0,75",null,"BITNER","KMT",1,22610,"PLN",0.23,null,null,null,null,null,null,null,"n91"]
[8172,null,"STEROWNICZE","SB0054",5902956039606,"BiT 500®OR","30G0,75",null,"BITNER","KMT",1,36810,"PLN",0.23,null,null,null,null,null,null,null,"n91"]
[8182,null,"STEROWNICZE","SB0065",5902956039712,"BiT 500®OR","4G1",null,"BITNER","KMT",1,6730,"PLN",0.23,null,null,null,null,null,null,null,"n91"]
[8197,null,"STEROWNICZE","SB0087",5902956039934,"BiT 500®OR","34G1",null,"BITNER","KMT",1,54680,"PLN",0.23,null,null,null,null,null,null,null,"n91"]
[8202,null,"STEROWNICZE","SB0092",5902956039989,"BiT 500®OR","56G1",null,"BITNER","KMT",1,88420,"PLN",0.23,null,null,null,null,null,null,null,"n91"]
[8215,null,"STEROWNICZE","SB0112",5902956040183,"BiT 500®OR","18G1,5",null,"BITNER","KMT",1,41490,"PLN",0.23,null,null,null,null,null,null,null,"n91"]
[8227,null,"STEROWNICZE","SB0124",5902956040305,"BiT 500®OR","61G1,5",null,"BITNER","KMT",1,136980,"PLN",0.23,null,null,null,null,null,null,null,"n91"]
[8235,null,"STEROWNICZE","SB0139",5902956040459,"BiT 500®OR","14G2,5",null,"BITNER","KMT",1,52700,"PLN",0.23,null,null,null,null,null,null,null,"n91"]
[8242,null,"STEROWNICZE","SB0146",5902956040527,"BiT 500®OR","37G2,5",null,"BITNER","KMT",1,136360,"PLN",0.23,null,null,null,null,null,null,null,"n91"]
[8257,null,"STEROWNICZE","SB0162",5902956040688,"BiT 500®OR","7x2x0,5",null,"BITNER","KMT",1,12090,"PLN",0.23,null,null,null,null,null,null,null,"n91"]
[8259,null,"STEROWNICZE","SB0164",5902956040701,"BiT 500®OR","10x2x0,5",null,"BITNER","KMT",1,16520,"PLN",0.23,null,null,null,null,null,null,null,"n91"]
[8272,null,"STEROWNICZE","SB0177",5902956040831,"BiT 500®OR","8x2x0,75",null,"BITNER","KMT",1,19230,"PLN",0.23,null,null,null,null,null,null,null,"n91"]
[8283,null,"STEROWNICZE","SB0188",5902956040947,"BiT 500®OR","5x2x1",null,"BITNER","KMT",1,15910,"PLN",0.23,null,null,null,null,null,null,null,"n91"]
[8292,null,"STEROWNICZE","SB0197",5902956041036,"BiT 500®OR","20x2x1",null,"BITNER","KMT",1,58560,"PLN",0.23,null,null,null,null,null,null,null,"n91"]
[8302,null,"STEROWNICZE","SB0207",5902956041135,"BiT 500®OR","12x2x1,5",null,"BITNER","KMT",1,50830,"PLN",0.23,null,null,null,null,null,null,null,"n91"]
[8312,null,"STEROWNICZE","SB0217",5902956041234,"BiT 500®OR","6x2x2,5",null,"BITNER","KMT",1,41810,"PLN",0.23,null,null,null,null,null,null,null,"n91"]
[8317,null,"STEROWNICZE","SB0222",5902956041289,"BiT 500®OR","14x2x2,5",null,"BITNER","KMT",1,96580,"PLN",0.23,null,null,null,null,null,null,null,"n91"]
[8332,null,"STEROWNICZE","S61596",5902956080080,"BiiT 750®","30G1,5",null,"BITNER","KMT",1,56950,"PLN",0.23,null,null,null,null,null,null,null,"n93"]
[8336,null,"STEROWNICZE","S61600",5902956080134,"BiiT 750®","2x2,5",null,"BITNER","KMT",1,7170,"PLN",0.23,null,null,null,null,null,null,null,"n93"]
[8347,null,"STEROWNICZE","S61619",5902956080363,"BiiT 750®","4G4 ",null,"BITNER","KMT",1,22090,"PLN",0.23,null,null,null,null,null,null,null,"n93"]
[8358,null,"STEROWNICZE","S61631",5902956080554,"BiiT 750®","3G16  ",null,"BITNER","KMT",1,61240,"PLN",0.23,null,null,null,null,null,null,null,"n93"]
[8369,null,"STEROWNICZE","S61642",5902956080721,"BiiT 750®","4G50 ",null,"BITNER","KMT",1,242840,"PLN",0.23,null,null,null,null,null,null,null,"n93"]
[8377,null,"STEROWNICZE","S61651",5902956080875,"BiiT 750®","4G120",null,"BITNER","KMT",1,581730,"PLN",0.23,null,null,null,null,null,null,null,"n93"]
[8389,null,"STEROWNICZE","S61665",5902956080301,"BiiT 750®","48G2,5",null,"BITNER","KMT",1,145500,"PLN",0.23,null,null,null,null,null,null,null,"n93"]
[8402,null,"STEROWNICZE","S62700",5902956080929,"BiiT 750®CY","2x1,5",null,"BITNER","KMT",1,9630,"PLN",0.23,null,null,null,null,null,null,null,"n93"]
[8403,null,"STEROWNICZE","S62701",5902956080936,"BiiT 750®CY","3G1,5",null,"BITNER","KMT",1,11700,"PLN",0.23,null,null,null,null,null,null,null,"n93"]
[8413,null,"STEROWNICZE","S62719",5902956081117,"BiiT 750®CY","14G2,5",null,"BITNER","KMT",1,56180,"PLN",0.23,null,null,null,null,null,null,null,"n93"]
[8422,null,"STEROWNICZE","S62730",5902956081223,"BiiT 750®CY","3G6 ",null,"BITNER","KMT",1,31040,"PLN",0.23,null,null,null,null,null,null,null,"n93"]
[8433,null,"STEROWNICZE","S62745",5902956081377,"BiiT 750®CY","4G16  ",null,"BITNER","KMT",1,92590,"PLN",0.23,null,null,null,null,null,null,null,"n93"]
[8446,null,"STEROWNICZE","S62760",5902956081520,"BiiT 750®CY","4G50 ",null,"BITNER","KMT",1,272810,"PLN",0.23,null,null,null,null,null,null,null,"n93"]
[8452,null,"STEROWNICZE","S62766",5902956081582,"BiiT 750®CY","2x95",null,"BITNER","KMT",1,271620,"PLN",0.23,null,null,null,null,null,null,null,"n93"]
[8463,null,"STEROWNICZE","EM9002",5902956127945,"BiT CP","1x2,5",null,"BITNER","KMT",1,3870,"PLN",0.23,null,null,null,null,null,null,null,"n32B"]
[8479,null,"STEROWNICZE","S10550",5902956141736,"BiT KJAAM","2x(2+1)x0,5+0,5",null,"BITNER","KMT",1,7100,"PLN",0.23,null,null,null,null,null,null,null,"n82"]
[8488,null,"STEROWNICZE","S10654",5902956141927,"BiT KJAAM ARM","24x(2+1)x0,5+0,5",null,"BITNER","KMT",1,81200,"PLN",0.23,null,null,null,null,null,null,null,"n82"]
[8490,null,"STEROWNICZE","S10571",5902956141842,"BiT KJAAM OUTDOOR","4x(2+1)x0,5+0,5",null,"BITNER","KMT",1,13830,"PLN",0.23,null,null,null,null,null,null,null,"n82"]
[8507,null,"STEROWNICZE","S32802",5902956009012,"BiT LiHCH  300/300V ","4x0,14",null,"BITNER","KMT",1,3160,"PLN",0.23,null,null,null,null,null,null,null,"n83"]
[8518,null,"STEROWNICZE","S32813",5902956009128,"BiT LiHCH  300/300V ","21x0,14",null,"BITNER","KMT",1,11190,"PLN",0.23,null,null,null,null,null,null,null,"n83"]
[8523,null,"STEROWNICZE","S32818",5902956009173,"BiT LiHCH  300/300V ","44x0,14",null,"BITNER","KMT",1,"oferta","PLN",0.23,null,null,null,null,null,null,null,"n83"]
[8537,null,"STEROWNICZE","S32832",5902956009319,"BiT LiHCH  300/300V ","14x0,25",null,"BITNER","KMT",1,10070,"PLN",0.23,null,null,null,null,null,null,null,"n83"]
[8538,null,"STEROWNICZE","S32833",5902956009326,"BiT LiHCH  300/300V ","16x0,25",null,"BITNER","KMT",1,12670,"PLN",0.23,null,null,null,null,null,null,null,"n83"]
[8556,null,"STEROWNICZE","S32851",5902956009500,"BiT LiHCH  300/300V ","7x0,34",null,"BITNER","KMT",1,7420,"PLN",0.23,null,null,null,null,null,null,null,"n83"]
[8563,null,"STEROWNICZE","S32858",5902956009579,"BiT LiHCH  300/300V ","20x0,34",null,"BITNER","KMT",1,19660,"PLN",0.23,null,null,null,null,null,null,null,"n83"]
[8567,null,"STEROWNICZE","S32862",5902956009616,"BiT LiHCH  300/300V ","37x0,34",null,"BITNER","KMT",1,"oferta","PLN",0.23,null,null,null,null,null,null,null,"n83"]
[8582,null,"STEROWNICZE","S32877",5902956009760,"BiT LiHCH  300/300V ","12x0,5",null,"BITNER","KMT",1,13030,"PLN",0.23,null,null,null,null,null,null,null,"n83"]
[8593,null,"STEROWNICZE","S32888",5902956009876,"BiT LiHCH  300/300V ","48x0,5",null,"BITNER","KMT",1,46910,"PLN",0.23,null,null,null,null,null,null,null,"n83"]
[8600,null,"STEROWNICZE","S32895",5902956009944,"BiT LiHCH  300/300V ","5x0,75",null,"BITNER","KMT",1,8260,"PLN",0.23,null,null,null,null,null,null,null,"n83"]
[8608,null,"STEROWNICZE","S32903",5902956010025,"BiT LiHCH  300/300V ","18x0,75",null,"BITNER","KMT",1,27170,"PLN",0.23,null,null,null,null,null,null,null,"n83"]
[8623,null,"STEROWNICZE","S32918",5902956010179,"BiT LiHCH  300/300V ","12x1",null,"BITNER","KMT",1,22850,"PLN",0.23,null,null,null,null,null,null,null,"n83"]
[8633,null,"STEROWNICZE","S32928",5902956010278,"BiT LiHCH  300/300V ","3x1,5",null,"BITNER","KMT",1,8950,"PLN",0.23,null,null,null,null,null,null,null,"n83"]
[8638,null,"STEROWNICZE","S32933",5902956010322,"BiT LiHCH  300/300V ","8x1,5",null,"BITNER","KMT",1,23660,"PLN",0.23,null,null,null,null,null,null,null,"n83"]
[8644,null,"STEROWNICZE","S32939",5902956010384,"BiT LiHCH  300/300V ","20x1,5",null,"BITNER","KMT",1,51950,"PLN",0.23,null,null,null,null,null,null,null,"n83"]
[8657,null,"STEROWNICZE","S32952",5902956010513,"BiT LiHCH  300/300V ","12x2,5",null,"BITNER","KMT",1,51770,"PLN",0.23,null,null,null,null,null,null,null,"n83"]
[8668,null,"STEROWNICZE","S33205",5902956010629,"BiT LiHCH  300/300V ","7x2x0,14",null,"BITNER","KMT",1,8350,"PLN",0.23,null,null,null,null,null,null,null,"n83"]
[8677,null,"STEROWNICZE","S33214",5902956010711,"BiT LiHCH  300/300V ","2x2x0,25",null,"BITNER","KMT",1,4200,"PLN",0.23,null,null,null,null,null,null,null,"n83"]
[8683,null,"STEROWNICZE","S33220",5902956010773,"BiT LiHCH  300/300V ","8x2x0,25",null,"BITNER","KMT",1,12500,"PLN",0.23,null,null,null,null,null,null,null,"n83"]
[8698,null,"STEROWNICZE","S33235",5902956010926,"BiT LiHCH  300/300V ","10x2x0,34",null,"BITNER","KMT",1,19430,"PLN",0.23,null,null,null,null,null,null,null,"n83"]
[8710,null,"STEROWNICZE","S33247",5902956011046,"BiT LiHCH  300/300V ","7x2x0,5",null,"BITNER","KMT",1,18640,"PLN",0.23,null,null,null,null,null,null,null,"n83"]
[8713,null,"STEROWNICZE","S33250",5902956011077,"BiT LiHCH  300/300V ","12x2x0,5",null,"BITNER","KMT",1,28850,"PLN",0.23,null,null,null,null,null,null,null,"n83"]
[8728,null,"STEROWNICZE","S33267",5902956011220,"BiT LiHCH  300/300V ","18x2x0,75",null,"BITNER","KMT",1,54760,"PLN",0.23,null,null,null,null,null,null,null,"n83"]
[8734,null,"STEROWNICZE","S33276",5902956011282,"BiT LiHCH  300/300V ","10x2x1",null,"BITNER","KMT",1,42770,"PLN",0.23,null,null,null,null,null,null,null,"n83"]
[8743,null,"STEROWNICZE","S33287",5902956011374,"BiT LiHCH  300/300V ","7x2x1,5",null,"BITNER","KMT",1,41100,"PLN",0.23,null,null,null,null,null,null,null,"n83"]
[8754,null,"STEROWNICZE","SB5106",5902956019363,"BiT LiHCH  300/500V ","8x0,5",null,"BITNER","KMT",1,11220,"PLN",0.23,null,null,null,null,null,null,null,"n83"]
[8768,null,"STEROWNICZE","SB5120",5902956019509,"BiT LiHCH  300/500V ","42x0,5",null,"BITNER","KMT",1,"oferta","PLN",0.23,null,null,null,null,null,null,null,"n83"]
[8773,null,"STEROWNICZE","SB5125",5902956019554,"BiT LiHCH  300/500V ","3x0,75",null,"BITNER","KMT",1,7260,"PLN",0.23,null,null,null,null,null,null,null,"n83"]
[8787,null,"STEROWNICZE","SB5139",5902956019691,"BiT LiHCH  300/500V ","27x0,75",null,"BITNER","KMT",1,"oferta","PLN",0.23,null,null,null,null,null,null,null,"n83"]
[8788,null,"STEROWNICZE","SB5140",5902956019707,"BiT LiHCH  300/500V ","30x0,75",null,"BITNER","KMT",1,"oferta","PLN",0.23,null,null,null,null,null,null,null,"n83"]
[8803,null,"STEROWNICZE","SB5155",5902956019851,"BiT LiHCH  300/500V ","10x1",null,"BITNER","KMT",1,23250,"PLN",0.23,null,null,null,null,null,null,null,"n83"]
[8815,null,"STEROWNICZE","SB5167",5902956019974,"BiT LiHCH  300/500V ","40x1",null,"BITNER","KMT",1,"oferta","PLN",0.23,null,null,null,null,null,null,null,"n83"]
[8818,null,"STEROWNICZE","SB5170",5902956020000,"BiT LiHCH  300/500V ","56x1",null,"BITNER","KMT",1,"oferta","PLN",0.23,null,null,null,null,null,null,null,"n83"]
[8831,null,"STEROWNICZE","SB5183",5902956020130,"BiT LiHCH  300/500V ","18x1,5",null,"BITNER","KMT",1,51640,"PLN",0.23,null,null,null,null,null,null,null,"n83"]
[8843,null,"STEROWNICZE","SB5195",5902956020253,"BiT LiHCH  300/500V ","61x1,5",null,"BITNER","KMT",1,"oferta","PLN",0.23,null,null,null,null,null,null,null,"n83"]
[8848,null,"STEROWNICZE","SB5200",5902956020307,"BiT LiHCH  300/500V ","6x2,5",null,"BITNER","KMT",1,30170,"PLN",0.23,null,null,null,null,null,null,null,"n83"]
[8864,null,"STEROWNICZE","SB5224",5902956020536,"BiT LiHCH  300/500V ","4x2x0,5",null,"BITNER","KMT",1,12180,"PLN",0.23,null,null,null,null,null,null,null,"n83"]
[8873,null,"STEROWNICZE","SB5233",5902956020628,"BiT LiHCH  300/500V ","18x2x0,5",null,"BITNER","KMT",1,40540,"PLN",0.23,null,null,null,null,null,null,null,"n83"]
[8878,null,"STEROWNICZE","SB5238",5902956020673,"BiT LiHCH  300/500V ","4x2x0,75",null,"BITNER","KMT",1,17250,"PLN",0.23,null,null,null,null,null,null,null,"n83"]
[8892,null,"STEROWNICZE","SB5252",5902956020819,"BiT LiHCH  300/500V ","4x2x1",null,"BITNER","KMT",1,20370,"PLN",0.23,null,null,null,null,null,null,null,"n83"]
[8903,null,"STEROWNICZE","SB5263",5902956020925,"BiT LiHCH  300/500V ","24x2x1",null,"BITNER","KMT",1,91320,"PLN",0.23,null,null,null,null,null,null,null,"n83"]
[8908,null,"STEROWNICZE","SB5268",5902956020970,"BiT LiHCH  300/500V ","6x2x1,5",null,"BITNER","KMT",1,37100,"PLN",0.23,null,null,null,null,null,null,null,"n83"]
[8918,null,"STEROWNICZE","SB5278",5902956021076,"BiT LiHCH  300/500V ","2x2x2,5",null,"BITNER","KMT",1,23890,"PLN",0.23,null,null,null,null,null,null,null,"n83"]
[8923,null,"STEROWNICZE","SB5283",5902956021120,"BiT LiHCH  300/500V ","7x2x2,5",null,"BITNER","KMT",1,65850,"PLN",0.23,null,null,null,null,null,null,null,"n83"]
[8936,null,"STEROWNICZE","S33007",5902956006769,"BiT LiHH  300/300V","10x0,14",null,"BITNER","KMT",1,3140,"PLN",0.23,null,null,null,null,null,null,null,"n84"]
[8948,null,"STEROWNICZE","S33019",5902956006882,"BiT LiHH  300/300V","48x0,14",null,"BITNER","KMT",1,"oferta","PLN",0.23,null,null,null,null,null,null,null,"n84"]
[8953,null,"STEROWNICZE","S33024",5902956006936,"BiT LiHH  300/300V","3x0,25",null,"BITNER","KMT",1,1720,"PLN",0.23,null,null,null,null,null,null,null,"n84"]
[8969,null,"STEROWNICZE","S33040",5902956007094,"BiT LiHH  300/300V","40x0,25",null,"BITNER","KMT",1,"oferta","PLN",0.23,null,null,null,null,null,null,null,"n84"]
[8978,null,"STEROWNICZE","S33049",5902956007186,"BiT LiHH  300/300V","5x0,34",null,"BITNER","KMT",1,3370,"PLN",0.23,null,null,null,null,null,null,null,"n84"]
[8983,null,"STEROWNICZE","S33054",5902956007230,"BiT LiHH  300/300V","12x0,34",null,"BITNER","KMT",1,7470,"PLN",0.23,null,null,null,null,null,null,null,"n84"]
[8993,null,"STEROWNICZE","S33064",5902956007339,"BiT LiHH  300/300V","44x0,34",null,"BITNER","KMT",1,"oferta","PLN",0.23,null,null,null,null,null,null,null,"n84"]
[9008,null,"STEROWNICZE","S33079",5902956007483,"BiT LiHH  300/300V","16x0,5",null,"BITNER","KMT",1,13010,"PLN",0.23,null,null,null,null,null,null,null,"n84"]
[9013,null,"STEROWNICZE","S33084",5902956007537,"BiT LiHH  300/300V","30x0,5",null,"BITNER","KMT",1,23710,"PLN",0.23,null,null,null,null,null,null,null,"n84"]
[9023,null,"STEROWNICZE","S33094",5902956007636,"BiT LiHH  300/300V","4x0,75",null,"BITNER","KMT",1,5100,"PLN",0.23,null,null,null,null,null,null,null,"n84"]
[9038,null,"STEROWNICZE","S33109",5902956007780,"BiT LiHH  300/300V","40x0,75",null,"BITNER","KMT",1,"oferta","PLN",0.23,null,null,null,null,null,null,null,"n84"]
[9046,null,"STEROWNICZE","S33117",5902956007865,"BiT LiHH  300/300V","10x1",null,"BITNER","KMT",1,15870,"PLN",0.23,null,null,null,null,null,null,null,"n84"]
[9053,null,"STEROWNICZE","S33124",5902956007933,"BiT LiHH  300/300V","3x1,5",null,"BITNER","KMT",1,7020,"PLN",0.23,null,null,null,null,null,null,null,"n84"]
[9058,null,"STEROWNICZE","S33129",5902956007988,"BiT LiHH  300/300V","8x1,5",null,"BITNER","KMT",1,17330,"PLN",0.23,null,null,null,null,null,null,null,"n84"]
[9070,null,"STEROWNICZE","S33141",5902956008107,"BiT LiHH  300/300V","7x2,5",null,"BITNER","KMT",1,25320,"PLN",0.23,null,null,null,null,null,null,null,"n84"]
[9083,null,"STEROWNICZE","S33409",5902956008237,"BiT LiHH  300/300V","14x2x0,14",null,"BITNER","KMT",1,7990,"PLN",0.23,null,null,null,null,null,null,null,"n84"]
[9090,null,"STEROWNICZE","S33416",5902956008305,"BiT LiHH  300/300V","4x2x0,25",null,"BITNER","KMT",1,3890,"PLN",0.23,null,null,null,null,null,null,null,"n84"]
[9098,null,"STEROWNICZE","S33424",5902956008381,"BiT LiHH  300/300V","16x2x0,25",null,"BITNER","KMT",1,14940,"PLN",0.23,null,null,null,null,null,null,null,"n84"]
[9113,null,"STEROWNICZE","S33439",5902956008534,"BiT LiHH  300/300V","18x2x0,34",null,"BITNER","KMT",1,22760,"PLN",0.23,null,null,null,null,null,null,null,"n84"]
[9123,null,"STEROWNICZE","S33449",5902956008633,"BiT LiHH  300/300V","10x2x0,5",null,"BITNER","KMT",1,16640,"PLN",0.23,null,null,null,null,null,null,null,"n84"]
[9128,null,"STEROWNICZE","S33454",5902956008688,"BiT LiHH  300/300V","20x2x0,5",null,"BITNER","KMT",1,32550,"PLN",0.23,null,null,null,null,null,null,null,"n84"]
[9139,null,"STEROWNICZE","S33465",5902956008794,"BiT LiHH  300/300V","18x2x0,75",null,"BITNER","KMT",1,42530,"PLN",0.23,null,null,null,null,null,null,null,"n84"]
[9147,null,"STEROWNICZE","S33473",5902956008879,"BiT LiHH  300/300V","14x2x1",null,"BITNER","KMT",1,44150,"PLN",0.23,null,null,null,null,null,null,null,"n84"]
[9158,null,"STEROWNICZE","S33484",5902956008985,"BiT LiHH  300/300V","16x2x1,5",null,"BITNER","KMT",1,70810,"PLN",0.23,null,null,null,null,null,null,null,"n84"]
[9167,null,"STEROWNICZE","SB4908",5902956017512,"BiT LiHH  300/500V","14x0,5",null,"BITNER","KMT",1,10930,"PLN",0.23,null,null,null,null,null,null,null,"n84"]
[9173,null,"STEROWNICZE","SB4914",5902956017574,"BiT LiHH  300/500V","27x0,5",null,"BITNER","KMT",1,"oferta","PLN",0.23,null,null,null,null,null,null,null,"n84"]
[9188,null,"STEROWNICZE","SB4929",5902956017727,"BiT LiHH  300/500V","8x0,75",null,"BITNER","KMT",1,9480,"PLN",0.23,null,null,null,null,null,null,null,"n84"]
[9200,null,"STEROWNICZE","SB4941",5902956017840,"BiT LiHH  300/500V","37x0,75",null,"BITNER","KMT",1,40050,"PLN",0.23,null,null,null,null,null,null,null,"n84"]
[9203,null,"STEROWNICZE","SB4944",5902956017871,"BiT LiHH  300/500V","50x0,75",null,"BITNER","KMT",1,"oferta","PLN",0.23,null,null,null,null,null,null,null,"n84"]
[9214,null,"STEROWNICZE","SB4955",5902956017987,"BiT LiHH  300/500V","12x1",null,"BITNER","KMT",1,16870,"PLN",0.23,null,null,null,null,null,null,null,"n84"]
[9224,null,"STEROWNICZE","SB4965",5902956018083,"BiT LiHH  300/500V","37x1",null,"BITNER","KMT",1,51770,"PLN",0.23,null,null,null,null,null,null,null,"n84"]
[9233,null,"STEROWNICZE","SB4974",5902956018175,"BiT LiHH  300/500V","5x1,5",null,"BITNER","KMT",1,11190,"PLN",0.23,null,null,null,null,null,null,null,"n84"]
[9244,null,"STEROWNICZE","SB4985",5902956018281,"BiT LiHH  300/500V","25x1,5",null,"BITNER","KMT",1,50670,"PLN",0.23,null,null,null,null,null,null,null,"n84"]
[9257,null,"STEROWNICZE","SB4998",5902956018410,"BiT LiHH  300/500V","5x2,5",null,"BITNER","KMT",1,16800,"PLN",0.23,null,null,null,null,null,null,null,"n84"]
[9269,null,"STEROWNICZE","SB5028",5902956018700,"BiT LiHH  300/500V ","10x2x0,5",null,"BITNER","KMT",1,15330,"PLN",0.23,null,null,null,null,null,null,null,"n84"]
[9277,null,"STEROWNICZE","SB5036",5902956018786,"BiT LiHH  300/500V ","3x2x0,75",null,"BITNER","KMT",1,7470,"PLN",0.23,null,null,null,null,null,null,null,"n84"]
[9288,null,"STEROWNICZE","SB5047",5902956018892,"BiT LiHH  300/500V ","20x2x0,75",null,"BITNER","KMT",1,43760,"PLN",0.23,null,null,null,null,null,null,null,"n84"]
[9289,null,"STEROWNICZE","SB5048",5902956018908,"BiT LiHH  300/500V ","24x2x0,75",null,"BITNER","KMT",1,51990,"PLN",0.23,null,null,null,null,null,null,null,"n84"]
[9301,null,"STEROWNICZE","SB5060",5902956019028,"BiT LiHH  300/500V ","18x2x1",null,"BITNER","KMT",1,51040,"PLN",0.23,null,null,null,null,null,null,null,"n84"]
[9308,null,"STEROWNICZE","SB5067",5902956019097,"BiT LiHH  300/500V ","6x2x1,5",null,"BITNER","KMT",1,25190,"PLN",0.23,null,null,null,null,null,null,null,"n84"]
[9319,null,"STEROWNICZE","SB5078",5902956019202,"BiT LiHH  300/500V ","3x2x2,5",null,"BITNER","KMT",1,20900,"PLN",0.23,null,null,null,null,null,null,null,"n84"]
[9334,null,"STEROWNICZE","S30505",5902956004314,"BiT LiYCY  300/300V","7x0,14",null,"BITNER","KMT",1,3680,"PLN",0.23,null,null,null,null,null,null,null,"n83"]
[9344,null,"STEROWNICZE","S30517",5902956004413,"BiT LiYCY  300/300V","30x0,14",null,"BITNER","KMT",1,"oferta","PLN",0.23,null,null,null,null,null,null,null,"n83"]
[9354,null,"STEROWNICZE","S30531",5902956004512,"BiT LiYCY  300/300V","4x0,25",null,"BITNER","KMT",1,3150,"PLN",0.23,null,null,null,null,null,null,null,"n83"]
[9363,null,"STEROWNICZE","S30540",5902956004604,"BiT LiYCY  300/300V","18x0,25",null,"BITNER","KMT",1,11560,"PLN",0.23,null,null,null,null,null,null,null,"n83"]
[9374,null,"STEROWNICZE","S30556",5902956004710,"BiT LiYCY  300/300V","61x0,25",null,"BITNER","KMT",1,"oferta","PLN",0.23,null,null,null,null,null,null,null,"n83"]
[9378,null,"STEROWNICZE","S30560",5902956004758,"BiT LiYCY  300/300V","5x0,34",null,"BITNER","KMT",1,5050,"PLN",0.23,null,null,null,null,null,null,null,"n83"]
[9393,null,"STEROWNICZE","S30579",5902956004901,"BiT LiYCY  300/300V","44x0,34",null,"BITNER","KMT",1,"oferta","PLN",0.23,null,null,null,null,null,null,null,"n83"]
[9404,null,"STEROWNICZE","S30593",5902956005014,"BiT LiYCY  300/300V","8x0,5",null,"BITNER","KMT",1,7670,"PLN",0.23,null,null,null,null,null,null,null,"n83"]
[9411,null,"STEROWNICZE","S30600",5902956005083,"BiT LiYCY  300/300V","21x0,5",null,"BITNER","KMT",1,17620,"PLN",0.23,null,null,null,null,null,null,null,"n83"]
[9419,null,"STEROWNICZE","S30611",5902956005168,"BiT LiYCY  300/300V","56x0,5",null,"BITNER","KMT",1,"oferta","PLN",0.23,null,null,null,null,null,null,null,"n83"]
[9431,null,"STEROWNICZE","S30625",5902956005281,"BiT LiYCY  300/300V","16x0,75",null,"BITNER","KMT",1,20550,"PLN",0.23,null,null,null,null,null,null,null,"n83"]
[9438,null,"STEROWNICZE","S30636",5902956005359,"BiT LiYCY  300/300V","40x0,75",null,"BITNER","KMT",1,"oferta","PLN",0.23,null,null,null,null,null,null,null,"n83"]
[9449,null,"STEROWNICZE","S30647",5902956005465,"BiT LiYCY  300/300V","16x1",null,"BITNER","KMT",1,26940,"PLN",0.23,null,null,null,null,null,null,null,"n83"]
[9455,null,"STEROWNICZE","S30656",5902956005526,"BiT LiYCY  300/300V","37x1",null,"BITNER","KMT",1,"oferta","PLN",0.23,null,null,null,null,null,null,null,"n83"]
[9464,null,"STEROWNICZE","S30665",5902956005618,"BiT LiYCY  300/300V","12x1,5",null,"BITNER","KMT",1,27260,"PLN",0.23,null,null,null,null,null,null,null,"n83"]
[9479,null,"STEROWNICZE","S30683",5902956005762,"BiT LiYCY  300/300V","8x2,5",null,"BITNER","KMT",1,30120,"PLN",0.23,null,null,null,null,null,null,null,"n83"]
[9488,null,"STEROWNICZE","S30801",5902956005854,"BiT LiYCY  300/300V","3x2x0,14",null,"BITNER","KMT",1,3010,"PLN",0.23,null,null,null,null,null,null,null,"n83"]
[9494,null,"STEROWNICZE","S30807",5902956005915,"BiT LiYCY  300/300V","10x2x0,14",null,"BITNER","KMT",1,8470,"PLN",0.23,null,null,null,null,null,null,null,"n83"]
[9509,null,"STEROWNICZE","S30825",5902956006066,"BiT LiYCY  300/300V","12x2x0,25",null,"BITNER","KMT",1,14270,"PLN",0.23,null,null,null,null,null,null,null,"n83"]
[9512,null,"STEROWNICZE","S30828",5902956006097,"BiT LiYCY  300/300V","18x2x0,25",null,"BITNER","KMT",1,19120,"PLN",0.23,null,null,null,null,null,null,null,"n83"]
[9524,null,"STEROWNICZE","S30843",5902956006219,"BiT LiYCY  300/300V","14x2x0,34",null,"BITNER","KMT",1,19860,"PLN",0.23,null,null,null,null,null,null,null,"n83"]
[9532,null,"STEROWNICZE","S30852",5902956006295,"BiT LiYCY  300/300V","5x2x0,5",null,"BITNER","KMT",1,11910,"PLN",0.23,null,null,null,null,null,null,null,"n83"]
[9539,null,"STEROWNICZE","S30859",5902956006363,"BiT LiYCY  300/300V","16x2x0,5",null,"BITNER","KMT",1,29360,"PLN",0.23,null,null,null,null,null,null,null,"n83"]
[9554,null,"STEROWNICZE","S30878",5902956006516,"BiT LiYCY  300/300V","3x2x1",null,"BITNER","KMT",1,13470,"PLN",0.23,null,null,null,null,null,null,null,"n83"]
[9565,null,"STEROWNICZE","S30892",5902956006622,"BiT LiYCY  300/300V","4x2x1,5",null,"BITNER","KMT",1,20480,"PLN",0.23,null,null,null,null,null,null,null,"n83"]
[9569,null,"STEROWNICZE","S30898",5902956006660,"BiT LiYCY  300/300V","12x2x1,5",null,"BITNER","KMT",1,53380,"PLN",0.23,null,null,null,null,null,null,null,"n83"]
[9584,null,"STEROWNICZE","S53785",5902956016447,"BiT LiYCY  300/500V","34x1,5",null,"BITNER","KMT",1,"oferta","PLN",0.23,null,null,null,null,null,null,null,"n83"]
[9589,null,"STEROWNICZE","S53790",5902956016508,"BiT LiYCY  300/500V","61x1,5",null,"BITNER","KMT",1,"oferta","PLN",0.23,null,null,null,null,null,null,null,"n83"]
[9599,null,"STEROWNICZE","S53808",5902956015624,"BiT LiYCY  300/500V","10x0,5",null,"BITNER","KMT",1,11430,"PLN",0.23,null,null,null,null,null,null,null,"n83"]
[9609,null,"STEROWNICZE","S53825",5902956015778,"BiT LiYCY  300/500V","56x0,5",null,"BITNER","KMT",1,"oferta","PLN",0.23,null,null,null,null,null,null,null,"n83"]
[9624,null,"STEROWNICZE","S53844",5902956015938,"BiT LiYCY  300/500V","25x0,75",null,"BITNER","KMT",1,34210,"PLN",0.23,null,null,null,null,null,null,null,"n83"]
[9629,null,"STEROWNICZE","S53850",5902956015983,"BiT LiYCY  300/500V","40x0,75",null,"BITNER","KMT",1,"oferta","PLN",0.23,null,null,null,null,null,null,null,"n83"]
[9642,null,"STEROWNICZE","S53864",5902956016164,"BiT LiYCY  300/500V","21x1",null,"BITNER","KMT",1,35570,"PLN",0.23,null,null,null,null,null,null,null,"n83"]
[9654,null,"STEROWNICZE","S53878",5902956016348,"BiT LiYCY  300/500V","10x1,5",null,"BITNER","KMT",1,25910,"PLN",0.23,null,null,null,null,null,null,null,"n83"]
[9659,null,"STEROWNICZE","S53884",5902956016409,"BiT LiYCY  300/500V","21x1,5",null,"BITNER","KMT",1,51720,"PLN",0.23,null,null,null,null,null,null,null,"n83"]
[9670,null,"STEROWNICZE","S53899",5902956016584,"BiT LiYCY  300/500V","12x2,5",null,"BITNER","KMT",1,46010,"PLN",0.23,null,null,null,null,null,null,null,"n83"]
[9674,null,"STEROWNICZE","S53904",5902956016621,"BiT LiYCY  300/500V","21x2,5",null,"BITNER","KMT",1,79610,"PLN",0.23,null,null,null,null,null,null,null,"n83"]
[9686,null,"STEROWNICZE","S53925",5902956016768,"BiT LiYCY  300/500V","2x2x0,5",null,"BITNER","KMT",1,6440,"PLN",0.23,null,null,null,null,null,null,null,"n83"]
[9699,null,"STEROWNICZE","S53938",5902956016898,"BiT LiYCY  300/500V","24x2x0,5",null,"BITNER","KMT",1,41450,"PLN",0.23,null,null,null,null,null,null,null,"n83"]
[9704,null,"STEROWNICZE","S53943",5902956016942,"BiT LiYCY  300/500V","6x2x0,75",null,"BITNER","KMT",1,18030,"PLN",0.23,null,null,null,null,null,null,null,"n83"]
[9719,null,"STEROWNICZE","S53958",5902956017093,"BiT LiYCY  300/500V","7x2x1",null,"BITNER","KMT",1,25920,"PLN",0.23,null,null,null,null,null,null,null,"n83"]
[9729,null,"STEROWNICZE","S53968",5902956017192,"BiT LiYCY  300/500V","3x2x1,5",null,"BITNER","KMT",1,17260,"PLN",0.23,null,null,null,null,null,null,null,"n83"]
[9734,null,"STEROWNICZE","S53973",5902956017246,"BiT LiYCY  300/500V","8x2x1,5",null,"BITNER","KMT",1,39300,"PLN",0.23,null,null,null,null,null,null,null,"n83"]
[9747,null,"STEROWNICZE","S53986",5902956017376,"BiT LiYCY  300/500V","7x2x2,5",null,"BITNER","KMT",1,53530,"PLN",0.23,null,null,null,null,null,null,null,"n83"]
[9759,null,"STEROWNICZE","S32606",5902956250124,"BiT LiYCYn  300/300V","8x0,14",null,"BITNER","KMT",1,4390,"PLN",0.23,null,null,null,null,null,null,null,"n83"]
[9764,null,"STEROWNICZE","S32611",5902956250179,"BiT LiYCYn  300/300V","18x0,14",null,"BITNER","KMT",1,9430,"PLN",0.23,null,null,null,null,null,null,null,"n83"]
[9771,null,"STEROWNICZE","S32618",5902956250247,"BiT LiYCYn  300/300V","44x0,14",null,"BITNER","KMT",1,"oferta","PLN",0.23,null,null,null,null,null,null,null,"n83"]
[9789,null,"STEROWNICZE","S32636",5902956250421,"BiT LiYCYn  300/300V","21x0,25",null,"BITNER","KMT",1,14420,"PLN",0.23,null,null,null,null,null,null,null,"n83"]
[9791,null,"STEROWNICZE","S32638",5902956250445,"BiT LiYCYn  300/300V","30x0,25",null,"BITNER","KMT",1,"oferta","PLN",0.23,null,null,null,null,null,null,null,"n83"]
[9804,null,"STEROWNICZE","S32651",5902956250575,"BiT LiYCYn  300/300V","7x0,34",null,"BITNER","KMT",1,6800,"PLN",0.23,null,null,null,null,null,null,null,"n83"]
[9809,null,"STEROWNICZE","S32656",5902956250629,"BiT LiYCYn  300/300V","16x0,34",null,"BITNER","KMT",1,15060,"PLN",0.23,null,null,null,null,null,null,null,"n83"]
[9824,null,"STEROWNICZE","S32671",5902956250773,"BiT LiYCYn  300/300V","4x0,5",null,"BITNER","KMT",1,4700,"PLN",0.23,null,null,null,null,null,null,null,"n83"]
[9834,null,"STEROWNICZE","S32681",5902956250872,"BiT LiYCYn  300/300V","20x0,5",null,"BITNER","KMT",1,18740,"PLN",0.23,null,null,null,null,null,null,null,"n83"]
[9839,null,"STEROWNICZE","S32686",5902956250926,"BiT LiYCYn  300/300V","40x0,5",null,"BITNER","KMT",1,"oferta","PLN",0.23,null,null,null,null,null,null,null,"n83"]
[9848,null,"STEROWNICZE","S32695",5902956251015,"BiT LiYCYn  300/300V","5x0,75",null,"BITNER","KMT",1,7580,"PLN",0.23,null,null,null,null,null,null,null,"n83"]
[9864,null,"STEROWNICZE","S32711",5902956251176,"BiT LiYCYn  300/300V","3x1",null,"BITNER","KMT",1,6390,"PLN",0.23,null,null,null,null,null,null,null,"n83"]
[9868,null,"STEROWNICZE","S32715",5902956251213,"BiT LiYCYn  300/300V","7x1",null,"BITNER","KMT",1,12630,"PLN",0.23,null,null,null,null,null,null,null,"n83"]
[9879,null,"STEROWNICZE","S32726",5902956251329,"BiT LiYCYn  300/300V","37x1",null,"BITNER","KMT",1,"oferta","PLN",0.23,null,null,null,null,null,null,null,"n83"]
[9894,null,"STEROWNICZE","S32741",5902956251473,"BiT LiYCYn  300/300V","27x1,5",null,"BITNER","KMT",1,"oferta","PLN",0.23,null,null,null,null,null,null,null,"n83"]
[9901,null,"STEROWNICZE","S32748",5902956251541,"BiT LiYCYn  300/300V","6x2,5",null,"BITNER","KMT",1,26090,"PLN",0.23,null,null,null,null,null,null,null,"n83"]
[9909,null,"STEROWNICZE","S32756",5902956251626,"BiT LiYCYn  300/300V","20x2,5",null,"BITNER","KMT",1,79150,"PLN",0.23,null,null,null,null,null,null,null,"n83"]
[9924,null,"STEROWNICZE","S34463",5902956251770,"BiT LiYCYn  300/300V","24x2x0,14",null,"BITNER","KMT",1,17830,"PLN",0.23,null,null,null,null,null,null,null,"n83"]
[9925,null,"STEROWNICZE","S34464",5902956251787,"BiT LiYCYn  300/300V","2x2x0,25",null,"BITNER","KMT",1,3700,"PLN",0.23,null,null,null,null,null,null,null,"n83"]
[9939,null,"STEROWNICZE","S34478",5902956251923,"BiT LiYCYn  300/300V","2x2x0,34",null,"BITNER","KMT",1,4460,"PLN",0.23,null,null,null,null,null,null,null,"n83"]
[9945,null,"STEROWNICZE","S34484",5902956251985,"BiT LiYCYn  300/300V","8x2x0,34",null,"BITNER","KMT",1,14400,"PLN",0.23,null,null,null,null,null,null,null,"n83"]
[9954,null,"STEROWNICZE","S34493",5902956252074,"BiT LiYCYn  300/300V","3x2x0,5",null,"BITNER","KMT",1,8630,"PLN",0.23,null,null,null,null,null,null,null,"n83"]
[9969,null,"STEROWNICZE","S34508",5902956252227,"BiT LiYCYn  300/300V","4x2x0,75",null,"BITNER","KMT",1,13630,"PLN",0.23,null,null,null,null,null,null,null,"n83"]
[9978,null,"STEROWNICZE","S34517",5902956252319,"BiT LiYCYn  300/300V","3x2x1",null,"BITNER","KMT",1,14820,"PLN",0.23,null,null,null,null,null,null,null,"n83"]
[9984,null,"STEROWNICZE","S34523",5902956252371,"BiT LiYCYn  300/300V","14x2x1",null,"BITNER","KMT",1,50380,"PLN",0.23,null,null,null,null,null,null,null,"n83"]
[9995,null,"STEROWNICZE","S34534",5902956252487,"BiT LiYCYn  300/300V","16x2x1,5",null,"BITNER","KMT",1,76770,"PLN",0.23,null,null,null,null,null,null,null,"n83"]
[10002,null,"STEROWNICZE","SB8056",5902956252555,"BiT LiYCYn  300/500V","8x0,5",null,"BITNER","KMT",1,10290,"PLN",0.23,null,null,null,null,null,null,null,"n83"]
[10014,null,"STEROWNICZE","SB8068",5902956252678,"BiT LiYCYn  300/500V","37x0,5",null,"BITNER","KMT",1,"oferta","PLN",0.23,null,null,null,null,null,null,null,"n83"]
[10025,null,"STEROWNICZE","SB8079",5902956252784,"BiT LiYCYn  300/500V","7x0,75",null,"BITNER","KMT",1,12550,"PLN",0.23,null,null,null,null,null,null,null,"n83"]
[10035,null,"STEROWNICZE","SB8089",5902956252883,"BiT LiYCYn  300/500V","27x0,75",null,"BITNER","KMT",1,"oferta","PLN",0.23,null,null,null,null,null,null,null,"n83"]
[10044,null,"STEROWNICZE","SB8098",5902956252975,"BiT LiYCYn  300/500V","2x1",null,"BITNER","KMT",1,6310,"PLN",0.23,null,null,null,null,null,null,null,"n83"]
[10055,null,"STEROWNICZE","SB8109",5902956253088,"BiT LiYCYn  300/500V","18x1",null,"BITNER","KMT",1,34390,"PLN",0.23,null,null,null,null,null,null,null,"n83"]
[10059,null,"STEROWNICZE","SB8113",5902956253125,"BiT LiYCYn  300/500V","27x1",null,"BITNER","KMT",1,"oferta","PLN",0.23,null,null,null,null,null,null,null,"n83"]
[10070,null,"STEROWNICZE","SB8124",5902956253231,"BiT LiYCYn  300/500V","4x1,5",null,"BITNER","KMT",1,13140,"PLN",0.23,null,null,null,null,null,null,null,"n83"]
[10079,null,"STEROWNICZE","SB8133",5902956253323,"BiT LiYCYn  300/500V","18x1,5",null,"BITNER","KMT",1,47330,"PLN",0.23,null,null,null,null,null,null,null,"n83"]
[10089,null,"STEROWNICZE","SB8143",5902956253422,"BiT LiYCYn  300/500V","50x1,5",null,"BITNER","KMT",1,"oferta","PLN",0.23,null,null,null,null,null,null,null,"n83"]
[10100,null,"STEROWNICZE","SB8154",5902956253538,"BiT LiYCYn  300/500V","14x2,5",null,"BITNER","KMT",1,60980,"PLN",0.23,null,null,null,null,null,null,null,"n83"]
[10112,null,"STEROWNICZE","SB8202",5902956253651,"BiT LiYCYn  300/500V","4x2x0,5",null,"BITNER","KMT",1,10720,"PLN",0.23,null,null,null,null,null,null,null,"n83"]
[10119,null,"STEROWNICZE","SB8209",5902956253729,"BiT LiYCYn  300/500V","14x2x0,5",null,"BITNER","KMT",1,29170,"PLN",0.23,null,null,null,null,null,null,null,"n83"]
[10132,null,"STEROWNICZE","SB8222",5902956253859,"BiT LiYCYn  300/500V","12x2x0,75",null,"BITNER","KMT",1,36140,"PLN",0.23,null,null,null,null,null,null,null,"n83"]
[10144,null,"STEROWNICZE","SB8234",5902956253972,"BiT LiYCYn  300/500V","8x2x1",null,"BITNER","KMT",1,31760,"PLN",0.23,null,null,null,null,null,null,null,"n83"]
[10155,null,"STEROWNICZE","SB8245",5902956254085,"BiT LiYCYn  300/500V","5x2x1,5",null,"BITNER","KMT",1,28790,"PLN",0.23,null,null,null,null,null,null,null,"n83"]
[10156,null,"STEROWNICZE","SB8246",5902956254092,"BiT LiYCYn  300/500V","6x2x1,5",null,"BITNER","KMT",1,33170,"PLN",0.23,null,null,null,null,null,null,null,"n83"]
[10174,null,"STEROWNICZE","SB8264",5902956254276,"BiT LiYCYn  300/500V","12x2x2,5",null,"BITNER","KMT",1,95060,"PLN",0.23,null,null,null,null,null,null,null,"n83"]
[10175,null,"STEROWNICZE","SB8265",5902956254283,"BiT LiYCYn  300/500V","14x2x2,5",null,"BITNER","KMT",1,109290,"PLN",0.23,null,null,null,null,null,null,null,"n83"]
[10189,null,"STEROWNICZE","S34712",5902956254429,"BiT LiYCYo  300/300V","20x0,14",null,"BITNER","KMT",1,12410,"PLN",0.23,null,null,null,null,null,null,null,"n83"]
[10200,null,"STEROWNICZE","S34723",5902956254535,"BiT LiYCYo  300/300V","2x0,25",null,"BITNER","KMT",1,3170,"PLN",0.23,null,null,null,null,null,null,null,"n83"]
[10209,null,"STEROWNICZE","S34732",5902956254627,"BiT LiYCYo  300/300V","14x0,25",null,"BITNER","KMT",1,11410,"PLN",0.23,null,null,null,null,null,null,null,"n83"]
[10219,null,"STEROWNICZE","S34742",5902956254726,"BiT LiYCYo  300/300V","48x0,25",null,"BITNER","KMT",1,"oferta","PLN",0.23,null,null,null,null,null,null,null,"n83"]
[10230,null,"STEROWNICZE","S34753",5902956254832,"BiT LiYCYo  300/300V","10x0,34",null,"BITNER","KMT",1,11180,"PLN",0.23,null,null,null,null,null,null,null,"n83"]
[10233,null,"STEROWNICZE","S34756",5902956254863,"BiT LiYCYo  300/300V","16x0,34",null,"BITNER","KMT",1,18620,"PLN",0.23,null,null,null,null,null,null,null,"n83"]
[10249,null,"STEROWNICZE","S34772",5902956255020,"BiT LiYCYo  300/300V","5x0,5",null,"BITNER","KMT",1,6650,"PLN",0.23,null,null,null,null,null,null,null,"n83"]
[10260,null,"STEROWNICZE","S34783",5902956255136,"BiT LiYCYo  300/300V","27x0,5",null,"BITNER","KMT",1,"oferta","PLN",0.23,null,null,null,null,null,null,null,"n83"]
[10266,null,"STEROWNICZE","S34789",5902956255198,"BiT LiYCYo  300/300V","52x0,5",null,"BITNER","KMT",1,"oferta","PLN",0.23,null,null,null,null,null,null,null,"n83"]
[10275,null,"STEROWNICZE","S34798",5902956255280,"BiT LiYCYo  300/300V","8x0,75",null,"BITNER","KMT",1,12800,"PLN",0.23,null,null,null,null,null,null,null,"n83"]
[10286,null,"STEROWNICZE","S34809",5902956255396,"BiT LiYCYo  300/300V","40x0,75",null,"BITNER","KMT",1,"oferta","PLN",0.23,null,null,null,null,null,null,null,"n83"]
[10294,null,"STEROWNICZE","S34817",5902956255471,"BiT LiYCYo  300/300V","10x1",null,"BITNER","KMT",1,20510,"PLN",0.23,null,null,null,null,null,null,null,"n83"]
[10305,null,"STEROWNICZE","S34828",5902956255587,"BiT LiYCYo  300/300V","3x1,5",null,"BITNER","KMT",1,9320,"PLN",0.23,null,null,null,null,null,null,null,"n83"]
[10310,null,"STEROWNICZE","S34833",5902956255631,"BiT LiYCYo  300/300V","8x1,5",null,"BITNER","KMT",1,24060,"PLN",0.23,null,null,null,null,null,null,null,"n83"]
[10320,null,"STEROWNICZE","S34843",5902956255730,"BiT LiYCYo  300/300V","37x1,5",null,"BITNER","KMT",1,93600,"PLN",0.23,null,null,null,null,null,null,null,"n83"]
[10335,null,"STEROWNICZE","S35000",5902956255884,"BiT LiYCYo  300/300V","2x2x0,14",null,"BITNER","KMT",1,3310,"PLN",0.23,null,null,null,null,null,null,null,"n83"]
[10343,null,"STEROWNICZE","S35008",5902956255969,"BiT LiYCYo  300/300V","12x2x0,14",null,"BITNER","KMT",1,12220,"PLN",0.23,null,null,null,null,null,null,null,"n83"]
[10350,null,"STEROWNICZE","S35015",5902956256034,"BiT LiYCYo  300/300V","3x2x0,25",null,"BITNER","KMT",1,5840,"PLN",0.23,null,null,null,null,null,null,null,"n83"]
[10365,null,"STEROWNICZE","S35030",5902956256188,"BiT LiYCYo  300/300V","4x2x0,34",null,"BITNER","KMT",1,8110,"PLN",0.23,null,null,null,null,null,null,null,"n83"]
[10376,null,"STEROWNICZE","S35041",5902956256294,"BiT LiYCYo  300/300V","24x2x0,34",null,"BITNER","KMT",1,39050,"PLN",0.23,null,null,null,null,null,null,null,"n83"]
[10380,null,"STEROWNICZE","S35045",5902956256331,"BiT LiYCYo  300/300V","5x2x0,5",null,"BITNER","KMT",1,15250,"PLN",0.23,null,null,null,null,null,null,null,"n83"]
[10387,null,"STEROWNICZE","S35052",5902956256409,"BiT LiYCYo  300/300V","16x2x0,5",null,"BITNER","KMT",1,36700,"PLN",0.23,null,null,null,null,null,null,null,"n83"]
[10405,null,"STEROWNICZE","S35070",5902956256584,"BiT LiYCYo  300/300V","7x2x1",null,"BITNER","KMT",1,31820,"PLN",0.23,null,null,null,null,null,null,null,"n83"]
[10410,null,"STEROWNICZE","S35075",5902956256638,"BiT LiYCYo  300/300V","18x2x1",null,"BITNER","KMT",1,71820,"PLN",0.23,null,null,null,null,null,null,null,"n83"]
[10420,null,"STEROWNICZE","SB8350",5902956256737,"BiT LiYCYo  300/500V","2x0,5",null,"BITNER","KMT",1,5420,"PLN",0.23,null,null,null,null,null,null,null,"n83"]
[10425,null,"STEROWNICZE","SB8355",5902956256782,"BiT LiYCYo  300/500V","7x0,5",null,"BITNER","KMT",1,10700,"PLN",0.23,null,null,null,null,null,null,null,"n83"]
[10440,null,"STEROWNICZE","SB8370",5902956256935,"BiT LiYCYo  300/500V","42x0,5",null,"BITNER","KMT",1,"oferta","PLN",0.23,null,null,null,null,null,null,null,"n83"]
[10453,null,"STEROWNICZE","SB8383",5902956257062,"BiT LiYCYo  300/500V","14x0,75",null,"BITNER","KMT",1,24820,"PLN",0.23,null,null,null,null,null,null,null,"n83"]
[10455,null,"STEROWNICZE","SB8385",5902956257086,"BiT LiYCYo  300/500V","18x0,75",null,"BITNER","KMT",1,30770,"PLN",0.23,null,null,null,null,null,null,null,"n83"]
[10464,null,"STEROWNICZE","SB8394",5902956257178,"BiT LiYCYo  300/500V","42x0,75",null,"BITNER","KMT",1,"oferta","PLN",0.23,null,null,null,null,null,null,null,"n83"]
[10480,null,"STEROWNICZE","SB8410",5902956257338,"BiT LiYCYo  300/500V","19x1",null,"BITNER","KMT",1,38910,"PLN",0.23,null,null,null,null,null,null,null,"n83"]
[10485,null,"STEROWNICZE","SB8415",5902956257383,"BiT LiYCYo  300/500V","34x1",null,"BITNER","KMT",1,"oferta","PLN",0.23,null,null,null,null,null,null,null,"n83"]
[10497,null,"STEROWNICZE","SB8427",5902956257505,"BiT LiYCYo  300/500V","7x1,5",null,"BITNER","KMT",1,23000,"PLN",0.23,null,null,null,null,null,null,null,"n83"]
[10510,null,"STEROWNICZE","SB8440",5902956257635,"BiT LiYCYo  300/500V","37x1,5",null,"BITNER","KMT",1,"oferta","PLN",0.23,null,null,null,null,null,null,null,"n83"]
[10515,null,"STEROWNICZE","SB8445",5902956257680,"BiT LiYCYo  300/500V","61x1,5",null,"BITNER","KMT",1,"oferta","PLN",0.23,null,null,null,null,null,null,null,"n83"]
[10525,null,"STEROWNICZE","SB8455",5902956257789,"BiT LiYCYo  300/500V","16x2,5",null,"BITNER","KMT",1,74980,"PLN",0.23,null,null,null,null,null,null,null,"n83"]
[10540,null,"STEROWNICZE","SB8506",5902956257932,"BiT LiYCYo  300/500V","8x2x0,5",null,"BITNER","KMT",1,21440,"PLN",0.23,null,null,null,null,null,null,null,"n83"]
[10541,null,"STEROWNICZE","SB8507",5902956257949,"BiT LiYCYo  300/500V","10x2x0,5",null,"BITNER","KMT",1,25570,"PLN",0.23,null,null,null,null,null,null,null,"n83"]
[10555,null,"STEROWNICZE","SB8521",5902956258083,"BiT LiYCYo  300/500V","10x2x0,75",null,"BITNER","KMT",1,35210,"PLN",0.23,null,null,null,null,null,null,null,"n83"]
[10560,null,"STEROWNICZE","SB8526",5902956258137,"BiT LiYCYo  300/500V","20x2x0,75",null,"BITNER","KMT",1,63710,"PLN",0.23,null,null,null,null,null,null,null,"n83"]
[10574,null,"STEROWNICZE","SB8540",5902956258274,"BiT LiYCYo  300/500V","20x2x1",null,"BITNER","KMT",1,79840,"PLN",0.23,null,null,null,null,null,null,null,"n83"]
[10585,null,"STEROWNICZE","SB8551",5902956258380,"BiT LiYCYo  300/500V","14x2x1,5",null,"BITNER","KMT",1,79830,"PLN",0.23,null,null,null,null,null,null,null,"n83"]
[10590,null,"STEROWNICZE","SB8556",5902956258434,"BiT LiYCYo  300/500V","2x2x2,5",null,"BITNER","KMT",1,24470,"PLN",0.23,null,null,null,null,null,null,null,"n83"]
[10602,null,"STEROWNICZE","S30002",5902956000019,"BiT LiYY  300/300V","3x0,14",null,"BITNER","KMT",1,850,"PLN",0.23,null,null,null,null,null,null,null,"n84"]
[10615,null,"STEROWNICZE","S30016",5902956000149,"BiT LiYY  300/300V","27x0,14",null,"BITNER","KMT",1,"oferta","PLN",0.23,null,null,null,null,null,null,null,"n84"]
[10620,null,"STEROWNICZE","S30022",5902956000194,"BiT LiYY  300/300V","48x0,14",null,"BITNER","KMT",1,"oferta","PLN",0.23,null,null,null,null,null,null,null,"n84"]
[10635,null,"STEROWNICZE","S30038",5902956000347,"BiT LiYY  300/300V","18x0,25",null,"BITNER","KMT",1,6700,"PLN",0.23,null,null,null,null,null,null,null,"n84"]
[10645,null,"STEROWNICZE","S30051",5902956000446,"BiT LiYY  300/300V","56x0,25",null,"BITNER","KMT",1,"oferta","PLN",0.23,null,null,null,null,null,null,null,"n84"]
[10655,null,"STEROWNICZE","S30061",5902956000545,"BiT LiYY  300/300V","12x0,34",null,"BITNER","KMT",1,6070,"PLN",0.23,null,null,null,null,null,null,null,"n84"]
[10660,null,"STEROWNICZE","S30066",5902956000590,"BiT LiYY  300/300V","21x0,34",null,"BITNER","KMT",1,10500,"PLN",0.23,null,null,null,null,null,null,null,"n84"]
[10675,null,"STEROWNICZE","S30084",5902956000743,"BiT LiYY  300/300V","7x0,5",null,"BITNER","KMT",1,4840,"PLN",0.23,null,null,null,null,null,null,null,"n84"]
[10679,null,"STEROWNICZE","S30088",5902956000781,"BiT LiYY  300/300V","14x0,5",null,"BITNER","KMT",1,9370,"PLN",0.23,null,null,null,null,null,null,null,"n84"]
[10690,null,"STEROWNICZE","S30102",5902956000897,"BiT LiYY  300/300V","52x0,5",null,"BITNER","KMT",1,"oferta","PLN",0.23,null,null,null,null,null,null,null,"n84"]
[10695,null,"STEROWNICZE","S30107",5902956000941,"BiT LiYY  300/300V","4x0,75",null,"BITNER","KMT",1,4080,"PLN",0.23,null,null,null,null,null,null,null,"n84"]
[10712,null,"STEROWNICZE","S30128",5902956001115,"BiT LiYY  300/300V","3x1",null,"BITNER","KMT",1,4140,"PLN",0.23,null,null,null,null,null,null,null,"n84"]
[10720,null,"STEROWNICZE","S30136",5902956001191,"BiT LiYY  300/300V","14x1",null,"BITNER","KMT",1,18120,"PLN",0.23,null,null,null,null,null,null,null,"n84"]
[10732,null,"STEROWNICZE","S30157",5902956001313,"BiT LiYY  300/300V","12x1,5",null,"BITNER","KMT",1,21610,"PLN",0.23,null,null,null,null,null,null,null,"n84"]
[10735,null,"STEROWNICZE","S30160",5902956001344,"BiT LiYY  300/300V","18x1,5",null,"BITNER","KMT",1,32270,"PLN",0.23,null,null,null,null,null,null,null,"n84"]
[10750,null,"STEROWNICZE","S30304",5902956001498,"BiT LiYY  300/300V","6x2x0,14",null,"BITNER","KMT",1,2840,"PLN",0.23,null,null,null,null,null,null,null,"n84"]
[10756,null,"STEROWNICZE","S30310",5902956001559,"BiT LiYY  300/300V","16x2x0,14",null,"BITNER","KMT",1,7330,"PLN",0.23,null,null,null,null,null,null,null,"n84"]
[10765,null,"STEROWNICZE","S30319",5902956001641,"BiT LiYY  300/300V","7x2x0,25",null,"BITNER","KMT",1,5340,"PLN",0.23,null,null,null,null,null,null,null,"n84"]
[10780,null,"STEROWNICZE","S30334",5902956001795,"BiT LiYY  300/300V","8x2x0,34",null,"BITNER","KMT",1,8160,"PLN",0.23,null,null,null,null,null,null,null,"n84"]
[10789,null,"STEROWNICZE","S30343",5902956001887,"BiT LiYY  300/300V","3x2x0,5",null,"BITNER","KMT",1,4210,"PLN",0.23,null,null,null,null,null,null,null,"n84"]
[10795,null,"STEROWNICZE","S30349",5902956001948,"BiT LiYY  300/300V","10x2x0,5",null,"BITNER","KMT",1,13310,"PLN",0.23,null,null,null,null,null,null,null,"n84"]
[10809,null,"STEROWNICZE","S30369",5902956002082,"BiT LiYY  300/300V","14x2x0,75",null,"BITNER","KMT",1,26960,"PLN",0.23,null,null,null,null,null,null,null,"n84"]
[10810,null,"STEROWNICZE","S30370",5902956002099,"BiT LiYY  300/300V","16x2x0,75",null,"BITNER","KMT",1,30830,"PLN",0.23,null,null,null,null,null,null,null,"n84"]
[10825,null,"STEROWNICZE","S30397",5902956002242,"BiT LiYY  300/300V","5x2x1,5",null,"BITNER","KMT",1,18490,"PLN",0.23,null,null,null,null,null,null,null,"n84"]
[10833,null,"STEROWNICZE","S53602",5902956013705,"BiT LiYY  300/500V","4x0,5",null,"BITNER","KMT",1,2800,"PLN",0.23,null,null,null,null,null,null,null,"n84"]
[10840,null,"STEROWNICZE","S53610",5902956013774,"BiT LiYY  300/500V","16x0,5",null,"BITNER","KMT",1,10120,"PLN",0.23,null,null,null,null,null,null,null,"n84"]
[10851,null,"STEROWNICZE","S53629",5902956013941,"BiT LiYY  300/500V","5x0,75",null,"BITNER","KMT",1,4960,"PLN",0.23,null,null,null,null,null,null,null,"n84"]
[10866,null,"STEROWNICZE","S53649",5902956014160,"BiT LiYY  300/500V","3x1",null,"BITNER","KMT",1,4040,"PLN",0.23,null,null,null,null,null,null,null,"n84"]
[10870,null,"STEROWNICZE","S53653",5902956014207,"BiT LiYY  300/500V","7x1",null,"BITNER","KMT",1,8600,"PLN",0.23,null,null,null,null,null,null,null,"n84"]
[10881,null,"STEROWNICZE","S53667",5902956014344,"BiT LiYY  300/500V","40x1",null,"BITNER","KMT",1,46780,"PLN",0.23,null,null,null,null,null,null,null,"n84"]
[10890,null,"STEROWNICZE","S53678",5902956014474,"BiT LiYY  300/500V","12x1,5",null,"BITNER","KMT",1,20000,"PLN",0.23,null,null,null,null,null,null,null,"n84"]
[10900,null,"STEROWNICZE","S53693",5902956014641,"BiT LiYY  300/500V","3x2,5",null,"BITNER","KMT",1,8990,"PLN",0.23,null,null,null,null,null,null,null,"n84"]
[10910,null,"STEROWNICZE","S53713",5902956014054,"BiT LiYY  300/500V","25x0,75",null,"BITNER","KMT",1,23030,"PLN",0.23,null,null,null,null,null,null,null,"n84"]
[10925,null,"STEROWNICZE","S53730",5902956014375,"BiT LiYY  300/500V","56x1",null,"BITNER","KMT",1,"oferta","PLN",0.23,null,null,null,null,null,null,null,"n84"]
[10926,null,"STEROWNICZE","S53731",5902956014382,"BiT LiYY  300/500V","61x1",null,"BITNER","KMT",1,70460,"PLN",0.23,null,null,null,null,null,null,null,"n84"]
[10943,null,"STEROWNICZE","SB4809",5902956014979,"BiT LiYY  300/500V","14x2x0,5",null,"BITNER","KMT",1,17010,"PLN",0.23,null,null,null,null,null,null,null,"n84"]
[10945,null,"STEROWNICZE","SB4811",5902956014993,"BiT LiYY  300/500V","18x2x0,5",null,"BITNER","KMT",1,22250,"PLN",0.23,null,null,null,null,null,null,null,"n84"]
[10956,null,"STEROWNICZE","SB4822",5902956015105,"BiT LiYY  300/500V","12x2x0,75",null,"BITNER","KMT",1,22140,"PLN",0.23,null,null,null,null,null,null,null,"n84"]
[10967,null,"STEROWNICZE","SB4833",5902956015211,"BiT LiYY  300/500V","7x2x1",null,"BITNER","KMT",1,16610,"PLN",0.23,null,null,null,null,null,null,null,"n84"]
[10975,null,"STEROWNICZE","SB4841",5902956015297,"BiT LiYY  300/500V","24x2x1",null,"BITNER","KMT",1,56010,"PLN",0.23,null,null,null,null,null,null,null,"n84"]
[10987,null,"STEROWNICZE","SB4853",5902956015419,"BiT LiYY  300/500V","18x2x1,5",null,"BITNER","KMT",1,60710,"PLN",0.23,null,null,null,null,null,null,null,"n84"]
[11000,null,"STEROWNICZE","SB4866",5902956015549,"BiT LiYY  300/500V","16x2x2,5",null,"BITNER","KMT",1,87980,"PLN",0.23,null,null,null,null,null,null,null,"n84"]
[11011,null,"STEROWNICZE","S32410",5902956258649,"BiT LiYYn  300/300V","16x0,14",null,"BITNER","KMT",1,4040,"PLN",0.23,null,null,null,null,null,null,null,"n84"]
[11020,null,"STEROWNICZE","S32419",5902956258731,"BiT LiYYn  300/300V","48x0,14",null,"BITNER","KMT",1,"oferta","PLN",0.23,null,null,null,null,null,null,null,"n84"]
[11030,null,"STEROWNICZE","S32429",5902956258830,"BiT LiYYn  300/300V","8x0,25",null,"BITNER","KMT",1,3580,"PLN",0.23,null,null,null,null,null,null,null,"n84"]
[11041,null,"STEROWNICZE","S32440",5902956258946,"BiT LiYYn  300/300V","40x0,25",null,"BITNER","KMT",1,"oferta","PLN",0.23,null,null,null,null,null,null,null,"n84"]
[11044,null,"STEROWNICZE","S32443",5902956258977,"BiT LiYYn  300/300V","52x0,25",null,"BITNER","KMT",1,"oferta","PLN",0.23,null,null,null,null,null,null,null,"n84"]
[11056,null,"STEROWNICZE","S32455",5902956259097,"BiT LiYYn  300/300V","14x0,34",null,"BITNER","KMT",1,7770,"PLN",0.23,null,null,null,null,null,null,null,"n84"]
[11064,null,"STEROWNICZE","S32463",5902956259172,"BiT LiYYn  300/300V","40x0,34",null,"BITNER","KMT",1,"oferta","PLN",0.23,null,null,null,null,null,null,null,"n84"]
[11075,null,"STEROWNICZE","S32474",5902956259288,"BiT LiYYn  300/300V","7x0,5",null,"BITNER","KMT",1,5320,"PLN",0.23,null,null,null,null,null,null,null,"n84"]
[11086,null,"STEROWNICZE","S32485",5902956259394,"BiT LiYYn  300/300V","37x0,5",null,"BITNER","KMT",1,26630,"PLN",0.23,null,null,null,null,null,null,null,"n84"]
[11097,null,"STEROWNICZE","S32496",5902956259509,"BiT LiYYn  300/300V","6x0,75",null,"BITNER","KMT",1,6680,"PLN",0.23,null,null,null,null,null,null,null,"n84"]
[11105,null,"STEROWNICZE","S32504",5902956259585,"BiT LiYYn  300/300V","20x0,75",null,"BITNER","KMT",1,21230,"PLN",0.23,null,null,null,null,null,null,null,"n84"]
[11116,null,"STEROWNICZE","S32515",5902956259691,"BiT LiYYn  300/300V","7x1",null,"BITNER","KMT",1,10090,"PLN",0.23,null,null,null,null,null,null,null,"n84"]
[11121,null,"STEROWNICZE","S32520",5902956259745,"BiT LiYYn  300/300V","16x1",null,"BITNER","KMT",1,22660,"PLN",0.23,null,null,null,null,null,null,null,"n84"]
[11131,null,"STEROWNICZE","S32530",5902956259844,"BiT LiYYn  300/300V","10x1,5",null,"BITNER","KMT",1,20310,"PLN",0.23,null,null,null,null,null,null,null,"n84"]
[11146,null,"STEROWNICZE","S34000",5902956259998,"BiT LiYYn  300/300V","2x2x0,14",null,"BITNER","KMT",1,1350,"PLN",0.23,null,null,null,null,null,null,null,"n84"]
[11154,null,"STEROWNICZE","S34008",5902956260079,"BiT LiYYn  300/300V","12x2x0,14",null,"BITNER","KMT",1,6080,"PLN",0.23,null,null,null,null,null,null,null,"n84"]
[11161,null,"STEROWNICZE","S34015",5902956260147,"BiT LiYYn  300/300V","3x2x0,25",null,"BITNER","KMT",1,2630,"PLN",0.23,null,null,null,null,null,null,null,"n84"]
[11174,null,"STEROWNICZE","S34028",5902956260277,"BiT LiYYn  300/300V","2x2x0,34",null,"BITNER","KMT",1,2630,"PLN",0.23,null,null,null,null,null,null,null,"n84"]
[11176,null,"STEROWNICZE","S34030",5902956260291,"BiT LiYYn  300/300V","4x2x0,34",null,"BITNER","KMT",1,4580,"PLN",0.23,null,null,null,null,null,null,null,"n84"]
[11191,null,"STEROWNICZE","S34045",5902956260444,"BiT LiYYn  300/300V","5x2x0,5",null,"BITNER","KMT",1,7570,"PLN",0.23,null,null,null,null,null,null,null,"n84"]
[11198,null,"STEROWNICZE","S34052",5902956260512,"BiT LiYYn  300/300V","16x2x0,5",null,"BITNER","KMT",1,23600,"PLN",0.23,null,null,null,null,null,null,null,"n84"]
[11206,null,"STEROWNICZE","S34060",5902956260598,"BiT LiYYn  300/300V","7x2x0,75",null,"BITNER","KMT",1,14930,"PLN",0.23,null,null,null,null,null,null,null,"n84"]
[11221,null,"STEROWNICZE","S34075",5902956260741,"BiT LiYYn  300/300V","18x2x1",null,"BITNER","KMT",1,50630,"PLN",0.23,null,null,null,null,null,null,null,"n84"]
[11231,null,"STEROWNICZE","SB7500",5902956260840,"BiT LiYYn  300/500V","2x0,5",null,"BITNER","KMT",1,1860,"PLN",0.23,null,null,null,null,null,null,null,"n84"]
[11236,null,"STEROWNICZE","SB7505",5902956260895,"BiT LiYYn  300/500V","8x0,5",null,"BITNER","KMT",1,5680,"PLN",0.23,null,null,null,null,null,null,null,"n84"]
[11251,null,"STEROWNICZE","SB7520",5902956261045,"BiT LiYYn  300/500V","50x0,5",null,"BITNER","KMT",1,"oferta","PLN",0.23,null,null,null,null,null,null,null,"n84"]
[11261,null,"STEROWNICZE","SB7530",5902956261144,"BiT LiYYn  300/500V","10x0,75",null,"BITNER","KMT",1,10440,"PLN",0.23,null,null,null,null,null,null,null,"n84"]
[11266,null,"STEROWNICZE","SB7535",5902956261199,"BiT LiYYn  300/500V","19x0,75",null,"BITNER","KMT",1,18620,"PLN",0.23,null,null,null,null,null,null,null,"n84"]
[11275,null,"STEROWNICZE","SB7544",5902956261281,"BiT LiYYn  300/500V","50x0,75",null,"BITNER","KMT",1,"oferta","PLN",0.23,null,null,null,null,null,null,null,"n84"]
[11291,null,"STEROWNICZE","SB7560",5902956261441,"BiT LiYYn  300/500V","21x1",null,"BITNER","KMT",1,27120,"PLN",0.23,null,null,null,null,null,null,null,"n84"]
[11296,null,"STEROWNICZE","SB7565",5902956261496,"BiT LiYYn  300/500V","37x1",null,"BITNER","KMT",1,47450,"PLN",0.23,null,null,null,null,null,null,null,"n84"]
[11308,null,"STEROWNICZE","SB7577",5902956261618,"BiT LiYYn  300/500V","8x1,5",null,"BITNER","KMT",1,14900,"PLN",0.23,null,null,null,null,null,null,null,"n84"]
[11311,null,"STEROWNICZE","SB7580",5902956261649,"BiT LiYYn  300/500V","14x1,5",null,"BITNER","KMT",1,25910,"PLN",0.23,null,null,null,null,null,null,null,"n84"]
[11328,null,"STEROWNICZE","SB7597",5902956261816,"BiT LiYYn  300/500V","4x2,5",null,"BITNER","KMT",1,12420,"PLN",0.23,null,null,null,null,null,null,null,"n84"]
[11336,null,"STEROWNICZE","SB7652",5902956261892,"BiT LiYYn  300/500V","4x2x0,5",null,"BITNER","KMT",1,5890,"PLN",0.23,null,null,null,null,null,null,null,"n84"]
[11341,null,"STEROWNICZE","SB7657",5902956261946,"BiT LiYYn  300/500V","10x2x0,5",null,"BITNER","KMT",1,13490,"PLN",0.23,null,null,null,null,null,null,null,"n84"]
[11352,null,"STEROWNICZE","SB7668",5902956262059,"BiT LiYYn  300/500V","6x2x0,75",null,"BITNER","KMT",1,12130,"PLN",0.23,null,null,null,null,null,null,null,"n84"]
[11366,null,"STEROWNICZE","SB7682",5902956262196,"BiT LiYYn  300/500V","6x2x1",null,"BITNER","KMT",1,15590,"PLN",0.23,null,null,null,null,null,null,null,"n84"]
[11371,null,"STEROWNICZE","SB7687",5902956262240,"BiT LiYYn  300/500V","14x2x1",null,"BITNER","KMT",1,36560,"PLN",0.23,null,null,null,null,null,null,null,"n84"]
[11380,null,"STEROWNICZE","SB7696",5902956262332,"BiT LiYYn  300/500V","6x2x1,5",null,"BITNER","KMT",1,22170,"PLN",0.23,null,null,null,null,null,null,null,"n84"]
[11396,null,"STEROWNICZE","SB7712",5902956262493,"BiT LiYYn  300/500V","8x2x2,5",null,"BITNER","KMT",1,48780,"PLN",0.23,null,null,null,null,null,null,null,"n84"]
[11401,null,"STEROWNICZE","S33740",5902956262547,"BiT LiYYo  300/300V","2x0,14",null,"BITNER","KMT",1,1030,"PLN",0.23,null,null,null,null,null,null,null,"n84"]
[11413,null,"STEROWNICZE","S33752",5902956262660,"BiT LiYYo  300/300V","20x0,14",null,"BITNER","KMT",1,5950,"PLN",0.23,null,null,null,null,null,null,null,"n84"]
[11426,null,"STEROWNICZE","S33765",5902956262790,"BiT LiYYo  300/300V","4x0,25",null,"BITNER","KMT",1,2310,"PLN",0.23,null,null,null,null,null,null,null,"n84"]
[11429,null,"STEROWNICZE","S33768",5902956262820,"BiT LiYYo  300/300V","7x0,25",null,"BITNER","KMT",1,3500,"PLN",0.23,null,null,null,null,null,null,null,"n84"]
[11441,null,"STEROWNICZE","S33780",5902956262943,"BiT LiYYo  300/300V","40x0,25",null,"BITNER","KMT",1,"oferta","PLN",0.23,null,null,null,null,null,null,null,"n84"]
[11446,null,"STEROWNICZE","S33785",5902956262998,"BiT LiYYo  300/300V","61x0,25",null,"BITNER","KMT",1,"oferta","PLN",0.23,null,null,null,null,null,null,null,"n84"]
[11457,null,"STEROWNICZE","S33796",5902956263100,"BiT LiYYo  300/300V","16x0,34",null,"BITNER","KMT",1,10090,"PLN",0.23,null,null,null,null,null,null,null,"n84"]
[11471,null,"STEROWNICZE","S33810",5902956263247,"BiT LiYYo  300/300V","3x0,5",null,"BITNER","KMT",1,3090,"PLN",0.23,null,null,null,null,null,null,null,"n84"]
[11476,null,"STEROWNICZE","S33815",5902956263292,"BiT LiYYo  300/300V","8x0,5",null,"BITNER","KMT",1,6990,"PLN",0.23,null,null,null,null,null,null,null,"n84"]
[11490,null,"STEROWNICZE","S33829",5902956263438,"BiT LiYYo  300/300V","52x0,5",null,"BITNER","KMT",1,"oferta","PLN",0.23,null,null,null,null,null,null,null,"n84"]
[11501,null,"STEROWNICZE","S33840",5902956263544,"BiT LiYYo  300/300V","12x0,75",null,"BITNER","KMT",1,14450,"PLN",0.23,null,null,null,null,null,null,null,"n84"]
[11510,null,"STEROWNICZE","S33849",5902956263636,"BiT LiYYo  300/300V","40x0,75",null,"BITNER","KMT",1,"oferta","PLN",0.23,null,null,null,null,null,null,null,"n84"]
[11516,null,"STEROWNICZE","S33855",5902956263698,"BiT LiYYo  300/300V","7x1",null,"BITNER","KMT",1,11480,"PLN",0.23,null,null,null,null,null,null,null,"n84"]
[11531,null,"STEROWNICZE","S33870",5902956263841,"BiT LiYYo  300/300V","10x1,5",null,"BITNER","KMT",1,22520,"PLN",0.23,null,null,null,null,null,null,null,"n84"]
[11534,null,"STEROWNICZE","S33873",5902956263872,"BiT LiYYo  300/300V","16x1,5",null,"BITNER","KMT",1,34450,"PLN",0.23,null,null,null,null,null,null,null,"n84"]
[11546,null,"STEROWNICZE","S34200",5902956263995,"BiT LiYYo  300/300V","2x2x0,14",null,"BITNER","KMT",1,1860,"PLN",0.23,null,null,null,null,null,null,null,"n84"]
[11561,null,"STEROWNICZE","S34215",5902956264145,"BiT LiYYo  300/300V","3x2x0,25",null,"BITNER","KMT",1,3330,"PLN",0.23,null,null,null,null,null,null,null,"n84"]
[11567,null,"STEROWNICZE","S34221",5902956264206,"BiT LiYYo  300/300V","10x2x0,25",null,"BITNER","KMT",1,9490,"PLN",0.23,null,null,null,null,null,null,null,"n84"]
[11576,null,"STEROWNICZE","S34230",5902956264299,"BiT LiYYo  300/300V","4x2x0,34",null,"BITNER","KMT",1,5410,"PLN",0.23,null,null,null,null,null,null,null,"n84"]
[11587,null,"STEROWNICZE","S34241",5902956264404,"BiT LiYYo  300/300V","24x2x0,34",null,"BITNER","KMT",1,29970,"PLN",0.23,null,null,null,null,null,null,null,"n84"]
[11591,null,"STEROWNICZE","S34245",5902956264442,"BiT LiYYo  300/300V","5x2x0,5",null,"BITNER","KMT",1,8740,"PLN",0.23,null,null,null,null,null,null,null,"n84"]
[11606,null,"STEROWNICZE","S34260",5902956264596,"BiT LiYYo  300/300V","7x2x0,75",null,"BITNER","KMT",1,17240,"PLN",0.23,null,null,null,null,null,null,null,"n84"]
[11611,null,"STEROWNICZE","S34265",5902956264640,"BiT LiYYo  300/300V","18x2x0,75",null,"BITNER","KMT",1,43220,"PLN",0.23,null,null,null,null,null,null,null,"n84"]
[11621,null,"STEROWNICZE","S34275",5902956264749,"BiT LiYYo  300/300V","18x2x1",null,"BITNER","KMT",1,57540,"PLN",0.23,null,null,null,null,null,null,null,"n84"]
[11636,null,"STEROWNICZE","SB7805",5902956264893,"BiT LiYYo  300/500V","8x0,5",null,"BITNER","KMT",1,6460,"PLN",0.23,null,null,null,null,null,null,null,"n84"]
[11644,null,"STEROWNICZE","SB7813",5902956264978,"BiT LiYYo  300/500V","25x0,5",null,"BITNER","KMT",1,18480,"PLN",0.23,null,null,null,null,null,null,null,"n84"]
[11651,null,"STEROWNICZE","SB7820",5902956265043,"BiT LiYYo  300/500V","50x0,5",null,"BITNER","KMT",1,"oferta","PLN",0.23,null,null,null,null,null,null,null,"n84"]
[11662,null,"STEROWNICZE","SB7831",5902956265159,"BiT LiYYo  300/500V","12x0,75",null,"BITNER","KMT",1,13220,"PLN",0.23,null,null,null,null,null,null,null,"n84"]
[11668,null,"STEROWNICZE","SB7837",5902956265210,"BiT LiYYo  300/500V","25x0,75",null,"BITNER","KMT",1,28090,"PLN",0.23,null,null,null,null,null,null,null,"n84"]
[11681,null,"STEROWNICZE","SB7850",5902956265340,"BiT LiYYo  300/500V","5x1",null,"BITNER","KMT",1,7930,"PLN",0.23,null,null,null,null,null,null,null,"n84"]
[11688,null,"STEROWNICZE","SB7857",5902956265418,"BiT LiYYo  300/500V","16x1",null,"BITNER","KMT",1,22670,"PLN",0.23,null,null,null,null,null,null,null,"n84"]
[11696,null,"STEROWNICZE","SB7865",5902956265494,"BiT LiYYo  300/500V","37x1",null,"BITNER","KMT",1,52630,"PLN",0.23,null,null,null,null,null,null,null,"n84"]
[11707,null,"STEROWNICZE","SB7876",5902956265609,"BiT LiYYo  300/500V","7x1,5",null,"BITNER","KMT",1,14500,"PLN",0.23,null,null,null,null,null,null,null,"n84"]
[11721,null,"STEROWNICZE","SB7890",5902956265746,"BiT LiYYo  300/500V","40x1,5",null,"BITNER","KMT",1,81300,"PLN",0.23,null,null,null,null,null,null,null,"n84"]
[11726,null,"STEROWNICZE","SB7895",5902956265791,"BiT LiYYo  300/500V","2x2,5",null,"BITNER","KMT",1,7760,"PLN",0.23,null,null,null,null,null,null,null,"n84"]
[11737,null,"STEROWNICZE","SB7953",5902956265906,"BiT LiYYo  300/500V","5x2x0,5",null,"BITNER","KMT",1,8640,"PLN",0.23,null,null,null,null,null,null,null,"n84"]
[11745,null,"STEROWNICZE","SB7961",5902956265982,"BiT LiYYo  300/500V","18x2x0,5",null,"BITNER","KMT",1,27810,"PLN",0.23,null,null,null,null,null,null,null,"n84"]
[11756,null,"STEROWNICZE","SB7972",5902956266095,"BiT LiYYo  300/500V","12x2x0,75",null,"BITNER","KMT",1,27680,"PLN",0.23,null,null,null,null,null,null,null,"n84"]
[11765,null,"STEROWNICZE","SB7981",5902956266187,"BiT LiYYo  300/500V","5x2x1",null,"BITNER","KMT",1,15520,"PLN",0.23,null,null,null,null,null,null,null,"n84"]
[11781,null,"STEROWNICZE","SB7997",5902956266347,"BiT LiYYo  300/500V","7x2x1,5",null,"BITNER","KMT",1,30120,"PLN",0.23,null,null,null,null,null,null,null,"n84"]
[11792,null,"STEROWNICZE","SB8008",5902956266453,"BiT LiYYo  300/500V","4x2x2,5",null,"BITNER","KMT",1,28200,"PLN",0.23,null,null,null,null,null,null,null,"n84"]
[11798,null,"STEROWNICZE","SB8014",5902956266514,"BiT LiYYo  300/500V","12x2x2,5",null,"BITNER","KMT",1,82530,"PLN",0.23,null,null,null,null,null,null,null,"n84"]
[11811,null,"STEROWNICZE","LP0171",5902956141668,"BiTsensor PE-H LSOH ","2x2x22AWG",null,"BITNER","KMT",1,4800,"PLN",0.23,null,null,null,null,null,null,null,"n81"]
[11812,null,"STEROWNICZE","LP0170",5902956141644,"BiTsensor PE-PVC Blue ","2x2x22AWG",null,"BITNER","KMT",1,3730,"PLN",0.23,null,null,null,null,null,null,null,"n81"]
[11822,null,"STEROWNICZE","IP1858",5902956147257,"BiTservo®2XSLCH-J","4G50",null,"BITNER","KMT",1,304420,"PLN",0.23,null,null,null,null,null,null,null,"n89"]
[11831,null,"STEROWNICZE","IP0052",5902956146748,"BiTservo®2XSLCY-J","4G4",null,"BITNER","KMT",1,28680,"PLN",0.23,null,null,null,null,null,null,null,"n89"]
[11842,null,"STEROWNICZE","IP0063",5902956146854,"BiTservo®2XSLCY-J","4G185",null,"BITNER","KMT",1,916590,"PLN",0.23,null,null,null,null,null,null,null,"n89"]
[11856,null,"STEROWNICZE","IP2112",5902956266675,"BiTservo®2XSLCYn-J","4G150",null,"BITNER","KMT",1,830710,"PLN",0.23,null,null,null,null,null,null,null,"n89"]
[11867,null,"STEROWNICZE","IP1809",5902956146069,"BiTservo®2YSLCH-J","4G70",null,"BITNER","KMT",1,427220,"PLN",0.23,null,null,null,null,null,null,null,"n89"]
[11875,null,"STEROWNICZE","IP0002",5902956145536,"BiTservo®2YSLCY-J","4G2,5",null,"BITNER","KMT",1,20000,"PLN",0.23,null,null,null,null,null,null,null,"n89"]
[11886,null,"STEROWNICZE","IP0013",5902956145642,"BiTservo®2YSLCY-J","4G150",null,"BITNER","KMT",1,749570,"PLN",0.23,null,null,null,null,null,null,null,"n89"]
[11897,null,"STEROWNICZE","IP2008",5902956266781,"BiTservo®2YSLCYn-J","4G50",null,"BITNER","KMT",1,285930,"PLN",0.23,null,null,null,null,null,null,null,"n89"]
[11899,null,"STEROWNICZE","IP2010",5902956266804,"BiTservo®2YSLCYn-J","4G95",null,"BITNER","KMT",1,552080,"PLN",0.23,null,null,null,null,null,null,null,"n89"]
[11912,null,"STEROWNICZE","IP2408",5902956147707,"BiTservo®3plus 2XSLCH-J ","3X50+3G10",null,"BITNER","KMT",1,274650,"PLN",0.23,null,null,null,null,null,null,null,"n89"]
[11927,null,"STEROWNICZE","IP0158",5902956147400,"BiTservo®3plus 2XSLCY-J","3X50+3G10",null,"BITNER","KMT",1,236760,"PLN",0.23,null,null,null,null,null,null,null,"n89"]
[11932,null,"STEROWNICZE","IP0163",5902956147455,"BiTservo®3plus 2XSLCY-J","3X185+3G35",null,"BITNER","KMT",1,818220,"PLN",0.23,null,null,null,null,null,null,null,"n89"]
[11942,null,"STEROWNICZE","IP2208",5902956266934,"BiTservo®3plus 2XSLCYn-J","3X50+3G10",null,"BITNER","KMT",1,260440,"PLN",0.23,null,null,null,null,null,null,null,"n89"]
[11952,null,"STEROWNICZE","IP2303",5902956146601,"BiTservo®3plus 2YSLCH-J","3x6+3G1",null,"BITNER","KMT",1,39280,"PLN",0.23,null,null,null,null,null,null,null,"n89"]
[11961,null,"STEROWNICZE","IP2312",5902956146694,"BiTservo®3plus 2YSLCH-J","3x150+3G25",null,"BITNER","KMT",1,764150,"PLN",0.23,null,null,null,null,null,null,null,"n89"]
[11972,null,"STEROWNICZE","IP0108",5902956146205,"BiTservo®3plus 2YSLCY-J","3x50+3G10",null,"BITNER","KMT",1,235530,"PLN",0.23,null,null,null,null,null,null,null,"n89"]
[11976,null,"STEROWNICZE","IP0112",5902956146243,"BiTservo®3plus 2YSLCY-J","3x150+3G25",null,"BITNER","KMT",1,658750,"PLN",0.23,null,null,null,null,null,null,null,"n89"]
[11987,null,"STEROWNICZE","IP1908",5902956267085,"BiTservo®3plus 2YSLCYn-J","3x35+3G6",null,"BITNER","KMT",1,182500,"PLN",0.23,null,null,null,null,null,null,null,"n89"]
[12002,null,"STEROWNICZE","IP4588",5902956150493,"BiTservo®FS  FE180/E90","4G50",null,"BITNER","KMT",1,379640,"PLN",0.23,null,null,null,null,null,null,null,"n89E"]
[12009,null,"STEROWNICZE","IP4650",5902956150561,"BiTservo®FS  FE180/E90","3X1,5+3G0,25",null,"BITNER","KMT",1,33740,"PLN",0.23,null,null,null,null,null,null,null,"n89E"]
[12017,null,"STEROWNICZE","IP4658",5902956150646,"BiTservo®FS  FE180/E90","3X50+3G10",null,"BITNER","KMT",1,340940,"PLN",0.23,null,null,null,null,null,null,null,"n89E"]
[12029,null,"STEROWNICZE","IP4555",5902956148193,"BiTservo®MV10 6/10kV ","3x70+3x35/3",null,"BITNER","KMT",1,792540,"PLN",0.23,null,null,null,null,null,null,null,"n89E"]
[12042,null,"STEROWNICZE","IP1608",5902956147103,"BiTservo®UV 2XSLCYK-J","4G50",null,"BITNER","KMT",1,261670,"PLN",0.23,null,null,null,null,null,null,null,"n89"]
[12047,null,"STEROWNICZE","IP1613",5902956147158,"BiTservo®UV 2XSLCYK-J","4G185",null,"BITNER","KMT",1,915410,"PLN",0.23,null,null,null,null,null,null,null,"n89"]
[12053,null,"STEROWNICZE","IP2124",5902956146915,"BiTservo®UV 2XSLCYK-J FR","4G10",null,"BITNER","KMT",1,61600,"PLN",0.23,null,null,null,null,null,null,null,"n89"]
[12062,null,"STEROWNICZE","IP2133",5902956147004,"BiTservo®UV 2XSLCYK-J FR","4G185",null,"BITNER","KMT",1,924570,"PLN",0.23,null,null,null,null,null,null,null,"n89"]
[12077,null,"STEROWNICZE","IP1663",5902956145956,"BiTservo®UV 2YSLCYK-J","4G185",null,"BITNER","KMT",1,910760,"PLN",0.23,null,null,null,null,null,null,null,"n89"]
[12086,null,"STEROWNICZE","IP1707",5902956147547,"BiTservo®UV 3plus 2XSLCYK-J","3x35+3G6",null,"BITNER","KMT",1,166270,"PLN",0.23,null,null,null,null,null,null,null,"n89"]
[12092,null,"STEROWNICZE","IP1713",5902956147608,"BiTservo®UV 3plus 2XSLCYK-J","3x185+3G35",null,"BITNER","KMT",1,817180,"PLN",0.23,null,null,null,null,null,null,null,"n89"]
[12106,null,"STEROWNICZE","IP1762",5902956146540,"BiTservo®UV 3plus 2YSLCK-J","3x150+3G25",null,"BITNER","KMT",1,656900,"PLN",0.23,null,null,null,null,null,null,null,"n89"]
[12117,null,"STEROWNICZE","IP2228",5902956150929,"BiTservo®UV 3PLUS-2XSLCYK-J FR","3x50+3G10",null,"BITNER","KMT",1,238470,"PLN",0.23,null,null,null,null,null,null,null,"n89"]
[12122,null,"STEROWNICZE","IP2233",5902956150974,"BiTservo®UV 3PLUS-2XSLCYK-J FR","3x185+3G35",null,"BITNER","KMT",1,825350,"PLN",0.23,null,null,null,null,null,null,null,"n89"]
[12130,null,"STEROWNICZE","S52956",5902956079732,"H05 VVH6-F 300/500V","24G0,75",null,"BITNER","KMT",1,36600,"PLN",0.23,null,null,null,null,null,null,null,"n31"]
[12147,null,"STEROWNICZE","S52773",5902956267221,"H05VV5-F  300/500V","9G0,75",null,"BITNER","KMT",1,"oferta","PLN",0.23,null,null,null,null,null,null,null,"n88E"]
[12152,null,"STEROWNICZE","S52778",5902956267276,"H05VV5-F  300/500V","25G0,75",null,"BITNER","KMT",1,"oferta","PLN",0.23,null,null,null,null,null,null,null,"n88E"]
[12163,null,"STEROWNICZE","S52789",5902956267382,"H05VV5-F  300/500V","9G1 ",null,"BITNER","KMT",1,"oferta","PLN",0.23,null,null,null,null,null,null,null,"n88E"]
[12177,null,"STEROWNICZE","S52803",5902956267528,"H05VV5-F  300/500V","7G1,5 ",null,"BITNER","KMT",1,22430,"PLN",0.23,null,null,null,null,null,null,null,"n88E"]
[12182,null,"STEROWNICZE","S52808",5902956267573,"H05VV5-F  300/500V","18G1,5 ",null,"BITNER","KMT",1,53240,"PLN",0.23,null,null,null,null,null,null,null,"n88E"]
[12191,null,"STEROWNICZE","S52817",5902956267665,"H05VV5-F  300/500V","4G2,5",null,"BITNER","KMT",1,20880,"PLN",0.23,null,null,null,null,null,null,null,"n88E"]
[12197,null,"STEROWNICZE","S52823",5902956267726,"H05VV5-F  300/500V","18G2,5",null,"BITNER","KMT",1,86310,"PLN",0.23,null,null,null,null,null,null,null,"n88E"]
[12207,null,"STEROWNICZE","S52755",5902956267825,"H05VV5-F 300/500V","7G0,5",null,"BITNER","KMT",1,9390,"PLN",0.23,null,null,null,null,null,null,null,"n88E"]
[12222,null,"STEROWNICZE","S52854",5902956267979,"H05VVC4V5-K 300/500V","6G0,5",null,"BITNER","KMT",1,16960,"PLN",0.23,null,null,null,null,null,null,null,"n88E"]
[12227,null,"STEROWNICZE","S52859",5902956268020,"H05VVC4V5-K 300/500V","14G0,5",null,"BITNER","KMT",1,"oferta","PLN",0.23,null,null,null,null,null,null,null,"n88E"]
[12244,null,"STEROWNICZE","S52876",5902956268198,"H05VVC4V5-K 300/500V","25G0,75",null,"BITNER","KMT",1,"oferta","PLN",0.23,null,null,null,null,null,null,null,"n88E"]
[12252,null,"STEROWNICZE","S52884",5902956268273,"H05VVC4V5-K 300/500V","6G1 ",null,"BITNER","KMT",1,15240,"PLN",0.23,null,null,null,null,null,null,null,"n88E"]
[12257,null,"STEROWNICZE","S52889",5902956268327,"H05VVC4V5-K 300/500V","14G1",null,"BITNER","KMT",1,"oferta","PLN",0.23,null,null,null,null,null,null,null,"n88E"]
[12268,null,"STEROWNICZE","S52900",5902956268433,"H05VVC4V5-K 300/500V","6G1,5 ",null,"BITNER","KMT",1,30160,"PLN",0.23,null,null,null,null,null,null,null,"n88E"]
[12282,null,"STEROWNICZE","S52914",5902956268570,"H05VVC4V5-K 300/500V","3G2,5",null,"BITNER","KMT",1,26040,"PLN",0.23,null,null,null,null,null,null,null,"n88E"]
[12284,null,"STEROWNICZE","S52916",5902956268594,"H05VVC4V5-K 300/500V","5G2,5",null,"BITNER","KMT",1,41700,"PLN",0.23,null,null,null,null,null,null,null,"n88E"]
[12297,null,"STEROWNICZE","S61803",5902956085139,"H07 VVH6-F 450/750V","6x1,5",null,"BITNER","KMT",1,17060,"PLN",0.23,null,null,null,null,null,null,null,"n31"]
[12312,null,"STEROWNICZE","S61818",5902956085283,"H07 VVH6-F 450/750V","4x16",null,"BITNER","KMT",1,106710,"PLN",0.23,null,null,null,null,null,null,null,"n31"]
[12321,null,"STEROWNICZE","IB0005",5902956136107,"IB-BiT 1000®","7x0,5",null,"BITNER","KMT",1,8470,"PLN",0.23,null,null,null,null,null,null,null,"n87E"]
[12327,null,"STEROWNICZE","IB0011",5902956136169,"IB-BiT 1000®","18x0,5",null,"BITNER","KMT",1,18750,"PLN",0.23,null,null,null,null,null,null,null,"n87E"]
[12332,null,"STEROWNICZE","IB0016",5902956136213,"IB-BiT 1000®","2x0,75",null,"BITNER","KMT",1,5090,"PLN",0.23,null,null,null,null,null,null,null,"n87E"]
[12345,null,"STEROWNICZE","IB0029",5902956136343,"IB-BiT 1000®","25x0,75",null,"BITNER","KMT",1,33630,"PLN",0.23,null,null,null,null,null,null,null,"n87E"]
[12357,null,"STEROWNICZE","IB0041",5902956136428,"IB-BiT 1000®","7x1",null,"BITNER","KMT",1,14490,"PLN",0.23,null,null,null,null,null,null,null,"n87E"]
[12361,null,"STEROWNICZE","IB0045",5902956136466,"IB-BiT 1000®","14x1",null,"BITNER","KMT",1,25450,"PLN",0.23,null,null,null,null,null,null,null,"n87E"]
[12372,null,"STEROWNICZE","IB0056",5902956136541,"IB-BiT 1000®","2x1,5",null,"BITNER","KMT",1,8180,"PLN",0.23,null,null,null,null,null,null,null,"n87E"]
[12387,null,"STEROWNICZE","IB0071",5902956136732,"IB-BiT 1000®","34x1,5",null,"BITNER","KMT",1,79590,"PLN",0.23,null,null,null,null,null,null,null,"n87E"]
[12398,null,"STEROWNICZE","IB0082",5902956268853,"IB-BiT 1000®","8x2,5",null,"BITNER","KMT",1,31990,"PLN",0.23,null,null,null,null,null,null,null,"n87E"]
[12402,null,"STEROWNICZE","IB0086",5902956136800,"IB-BiT 1000®","16x2,5",null,"BITNER","KMT",1,60710,"PLN",0.23,null,null,null,null,null,null,null,"n87E"]
[12417,null,"STEROWNICZE","IB0101",5902956268976,"IB-BiT 1000®","4x6",null,"BITNER","KMT",1,38360,"PLN",0.23,null,null,null,null,null,null,null,"n87E"]
[12422,null,"STEROWNICZE","IB0106",5902956269027,"IB-BiT 1000®","3x10",null,"BITNER","KMT",1,49000,"PLN",0.23,null,null,null,null,null,null,null,"n87E"]
[12432,null,"STEROWNICZE","IB0116",5902956269126,"IB-BiT 1000®","3x25",null,"BITNER","KMT",1,116130,"PLN",0.23,null,null,null,null,null,null,null,"n87E"]
[12443,null,"STEROWNICZE","IB0127",5902956269232,"IB-BiT 1000®","1x70",null,"BITNER","KMT",1,99240,"PLN",0.23,null,null,null,null,null,null,null,"n87E"]
[12455,null,"STEROWNICZE","IB0139",5902956269355,"IB-BiT 1000®","1x185",null,"BITNER","KMT",1,247650,"PLN",0.23,null,null,null,null,null,null,null,"n87E"]
[12462,null,"STEROWNICZE","IB0200",5902956136879,"IB-BiT 1000®","2x2x0,5",null,"BITNER","KMT",1,6640,"PLN",0.23,null,null,null,null,null,null,null,"n87E"]
[12475,null,"STEROWNICZE","IB0213",5902956137005,"IB-BiT 1000®","24x2x0,5",null,"BITNER","KMT",1,46170,"PLN",0.23,null,null,null,null,null,null,null,"n87E"]
[12477,null,"STEROWNICZE","IB0215",5902956137029,"IB-BiT 1000®","3x2x0,75",null,"BITNER","KMT",1,10370,"PLN",0.23,null,null,null,null,null,null,null,"n87E"]
[12492,null,"STEROWNICZE","IB0230",5902956137173,"IB-BiT 1000®","4x2x1",null,"BITNER","KMT",1,16750,"PLN",0.23,null,null,null,null,null,null,null,"n87E"]
[12499,null,"STEROWNICZE","IB0237",5902956137241,"IB-BiT 1000®","14x2x1",null,"BITNER","KMT",1,49350,"PLN",0.23,null,null,null,null,null,null,null,"n87E"]
[12507,null,"STEROWNICZE","IB0245",5902956137326,"IB-BiT 1000®","5x2x1,5",null,"BITNER","KMT",1,26400,"PLN",0.23,null,null,null,null,null,null,null,"n87E"]
[12518,null,"STEROWNICZE","IB0256",5902956137432,"IB-BiT 1000®","2x2x2,5",null,"BITNER","KMT",1,18240,"PLN",0.23,null,null,null,null,null,null,null,"n87E"]
[12532,null,"STEROWNICZE","IB0303",5902956269454,"IB-BiT 1000®(St)","5x0,5",null,"BITNER","KMT",1,7750,"PLN",0.23,null,null,null,null,null,null,null,"n87E"]
[12537,null,"STEROWNICZE","IB0308",5902956269508,"IB-BiT 1000®(St)","12x0,5",null,"BITNER","KMT",1,15150,"PLN",0.23,null,null,null,null,null,null,null,"n87E"]
[12552,null,"STEROWNICZE","IB0323",5902956269652,"IB-BiT 1000®(St)","10x0,75",null,"BITNER","KMT",1,18110,"PLN",0.23,null,null,null,null,null,null,null,"n87E"]
[12562,null,"STEROWNICZE","IB0333",5902956269751,"IB-BiT 1000®(St)","42x0,75",null,"BITNER","KMT",1,56630,"PLN",0.23,null,null,null,null,null,null,null,"n87E"]
[12563,null,"STEROWNICZE","IB0334",5902956269768,"IB-BiT 1000®(St)","52x0,75",null,"BITNER","KMT",1,68810,"PLN",0.23,null,null,null,null,null,null,null,"n87E"]
[12576,null,"STEROWNICZE","IB0347",5902956269898,"IB-BiT 1000®(St)","18x1",null,"BITNER","KMT",1,32700,"PLN",0.23,null,null,null,null,null,null,null,"n87E"]
[12582,null,"STEROWNICZE","IB0353",5902956269959,"IB-BiT 1000®(St)","42x1",null,"BITNER","KMT",1,72640,"PLN",0.23,null,null,null,null,null,null,null,"n87E"]
[12593,null,"STEROWNICZE","IB0364",5902956270061,"IB-BiT 1000®(St)","12x1,5",null,"BITNER","KMT",1,30870,"PLN",0.23,null,null,null,null,null,null,null,"n87E"]
[12609,null,"STEROWNICZE","IB0380",5902956270221,"IB-BiT 1000®(St)","6x2,5",null,"BITNER","KMT",1,26550,"PLN",0.23,null,null,null,null,null,null,null,"n87E"]
[12612,null,"STEROWNICZE","IB0383",5902956270252,"IB-BiT 1000®(St)","10x2,5",null,"BITNER","KMT",1,41270,"PLN",0.23,null,null,null,null,null,null,null,"n87E"]
[12629,null,"STEROWNICZE","IB0459",5902956270429,"IB-BiT 1000®(St)","14x2x0,5",null,"BITNER","KMT",1,29390,"PLN",0.23,null,null,null,null,null,null,null,"n87E"]
[12637,null,"STEROWNICZE","IB0467",5902956270504,"IB-BiT 1000®(St)","5x2x0,75",null,"BITNER","KMT",1,18240,"PLN",0.23,null,null,null,null,null,null,null,"n87E"]
[12648,null,"STEROWNICZE","IB0478",5902956270610,"IB-BiT 1000®(St)","2x2x1",null,"BITNER","KMT",1,11520,"PLN",0.23,null,null,null,null,null,null,null,"n87E"]
[12653,null,"STEROWNICZE","IB0483",5902956270665,"IB-BiT 1000®(St)","7x2x1",null,"BITNER","KMT",1,27540,"PLN",0.23,null,null,null,null,null,null,null,"n87E"]
[12667,null,"STEROWNICZE","IB0497",5902956270801,"IB-BiT 1000®(St)","7x2x1,5",null,"BITNER","KMT",1,37540,"PLN",0.23,null,null,null,null,null,null,null,"n87E"]
[12678,null,"STEROWNICZE","IB0508",5902956270917,"IB-BiT 1000®(St)","4x2x2,5",null,"BITNER","KMT",1,34980,"PLN",0.23,null,null,null,null,null,null,null,"n87E"]
[12686,null,"STEROWNICZE","IB0516",5902956270993,"IB-BiT 1000®(St)","16x2x2,5",null,"BITNER","KMT",1,123460,"PLN",0.23,null,null,null,null,null,null,null,"n87E"]
[12697,null,"STEROWNICZE","IB0610",5902956271105,"IB-BiT 1000®2(St)","16x2x0,5",null,"BITNER","KMT",1,49960,"PLN",0.23,null,null,null,null,null,null,null,"n87E"]
[12698,null,"STEROWNICZE","IB0611",5902956271112,"IB-BiT 1000®2(St)","18x2x0,5",null,"BITNER","KMT",1,55400,"PLN",0.23,null,null,null,null,null,null,null,"n87E"]
[12710,null,"STEROWNICZE","IB0623",5902956271235,"IB-BiT 1000®2(St)","14x2x0,75",null,"BITNER","KMT",1,55090,"PLN",0.23,null,null,null,null,null,null,null,"n87E"]
[12723,null,"STEROWNICZE","IB0636",5902956271365,"IB-BiT 1000®2(St)","12x2x1",null,"BITNER","KMT",1,63530,"PLN",0.23,null,null,null,null,null,null,null,"n87E"]
[12730,null,"STEROWNICZE","IB0643",5902956271433,"IB-BiT 1000®2(St)","3x2x1,5",null,"BITNER","KMT",1,22760,"PLN",0.23,null,null,null,null,null,null,null,"n87E"]
[12742,null,"STEROWNICZE","IB0655",5902956271556,"IB-BiT 1000®2(St)","24x2x1,5",null,"BITNER","KMT",1,145220,"PLN",0.23,null,null,null,null,null,null,null,"n87E"]
[12753,null,"STEROWNICZE","IB0666",5902956271662,"IB-BiT 1000®2(St)","16x2x2,5",null,"BITNER","KMT",1,147360,"PLN",0.23,null,null,null,null,null,null,null,"n87E"]
[12763,null,"STEROWNICZE","IB0909",5902956138651,"IB-BiT 1000®C","14x2x0,5",null,"BITNER","KMT",1,39590,"PLN",0.23,null,null,null,null,null,null,null,"n87E"]
[12768,null,"STEROWNICZE","IB0914",5902956138705,"IB-BiT 1000®C","2x2x0,75",null,"BITNER","KMT",1,13570,"PLN",0.23,null,null,null,null,null,null,null,"n87E"]
[12783,null,"STEROWNICZE","IB0929",5902956138859,"IB-BiT 1000®C","3x2x1",null,"BITNER","KMT",1,18970,"PLN",0.23,null,null,null,null,null,null,null,"n87E"]
[12787,null,"STEROWNICZE","IB0933",5902956138897,"IB-BiT 1000®C","7x2x1",null,"BITNER","KMT",1,35750,"PLN",0.23,null,null,null,null,null,null,null,"n87E"]
[12798,null,"STEROWNICZE","IB0944",5902956139009,"IB-BiT 1000®C","4x2x1,5",null,"BITNER","KMT",1,30330,"PLN",0.23,null,null,null,null,null,null,null,"n87E"]
[12807,null,"STEROWNICZE","IB0953",5902956139092,"IB-BiT 1000®C","18x2x1,5",null,"BITNER","KMT",1,105080,"PLN",0.23,null,null,null,null,null,null,null,"n87E"]
[12817,null,"STEROWNICZE","IB0963",5902956139191,"IB-BiT 1000®C","10x2x2,5",null,"BITNER","KMT",1,91110,"PLN",0.23,null,null,null,null,null,null,null,"n87E"]
[12828,null,"STEROWNICZE","IB2007",5902956321749,"IB-BiT 1000®CY","10x0,5",null,"BITNER","KMT",1,20320,"PLN",0.23,null,null,null,null,null,null,null,"n87E"]
[12840,null,"STEROWNICZE","IB2024",5902956322128,"IB-BiT 1000®CY","5x0,75",null,"BITNER","KMT",1,15490,"PLN",0.23,null,null,null,null,null,null,null,"n87E"]
[12843,null,"STEROWNICZE","IB2027",5902956322340,"IB-BiT 1000®CY","8x0,75",null,"BITNER","KMT",1,20380,"PLN",0.23,null,null,null,null,null,null,null,"n87E"]
[12858,null,"STEROWNICZE","IB0838",5902956307859,"IB-BiT 1000®CY","3x1",null,"BITNER","KMT",1,12540,"PLN",0.23,null,null,null,null,null,null,null,"n87E"]
[12864,null,"STEROWNICZE","IB2054",5902956322517,"IB-BiT 1000®CY","10x1",null,"BITNER","KMT",1,29610,"PLN",0.23,null,null,null,null,null,null,null,"n87E"]
[12873,null,"STEROWNICZE","IB2067",5902956322593,"IB-BiT 1000®CY","37x1",null,"BITNER","KMT",1,81270,"PLN",0.23,null,null,null,null,null,null,null,"n87E"]
[12884,null,"STEROWNICZE","IB2078",5902956322685,"IB-BiT 1000®CY","10x1,5",null,"BITNER","KMT",1,37630,"PLN",0.23,null,null,null,null,null,null,null,"n87E"]
[12898,null,"STEROWNICZE","IB2097",5902956322814,"IB-BiT 1000®CY","3x2,5",null,"BITNER","KMT",1,20770,"PLN",0.23,null,null,null,null,null,null,null,"n87E"]
[12903,null,"STEROWNICZE","IB2102",5902956322869,"IB-BiT 1000®CY","8x2,5",null,"BITNER","KMT",1,44060,"PLN",0.23,null,null,null,null,null,null,null,"n87E"]
[12917,null,"STEROWNICZE","IB2119",5902956322999,"IB-BiT 1000®CY","10x4",null,"BITNER","KMT",1,81360,"PLN",0.23,null,null,null,null,null,null,null,"n87E"]
[12928,null,"STEROWNICZE","IB2130",5902956323095,"IB-BiT 1000®CY","7x10",null,"BITNER","KMT",1,128030,"PLN",0.23,null,null,null,null,null,null,null,"n87E"]
[12933,null,"STEROWNICZE","IB2135",5902956323132,"IB-BiT 1000®CY","5x16",null,"BITNER","KMT",1,141450,"PLN",0.23,null,null,null,null,null,null,null,"n87E"]
[12941,null,"STEROWNICZE","IB2143",5902956323200,"IB-BiT 1000®CY","3x35",null,"BITNER","KMT",1,180850,"PLN",0.23,null,null,null,null,null,null,null,"n87E"]
[12948,null,"STEROWNICZE","IB2150",5902956323279,"IB-BiT 1000®CY","4x70",null,"BITNER","KMT",1,469700,"PLN",0.23,null,null,null,null,null,null,null,"n87E"]
[12963,null,"STEROWNICZE","S55106",5902956128270,"IB-BIT 500®","12x0,5",null,"BITNER","KMT",1,10380,"PLN",0.23,null,null,null,null,null,null,null,"n87E"]
[12969,null,"STEROWNICZE","S55113",5902956128430,"IB-BIT 500®","4x0,75",null,"BITNER","KMT",1,5240,"PLN",0.23,null,null,null,null,null,null,null,"n87E"]
[12978,null,"STEROWNICZE","S55123",5902956128652,"IB-BIT 500®","5x1",null,"BITNER","KMT",1,8040,"PLN",0.23,null,null,null,null,null,null,null,"n87E"]
[12994,null,"STEROWNICZE","S55141",5902956128287,"IB-BIT 500®","14x0,5",null,"BITNER","KMT",1,11930,"PLN",0.23,null,null,null,null,null,null,null,"n87E"]
[13003,null,"STEROWNICZE","S55150",5902956128409,"IB-BIT 500®","61x0,5",null,"BITNER","KMT",1,51280,"PLN",0.23,null,null,null,null,null,null,null,"n87E"]
[13008,null,"STEROWNICZE","S55155",5902956128539,"IB-BIT 500®","19x0,75",null,"BITNER","KMT",1,22900,"PLN",0.23,null,null,null,null,null,null,null,"n87E"]
[13018,null,"STEROWNICZE","S55165",5902956128690,"IB-BIT 500®","10x1",null,"BITNER","KMT",1,16450,"PLN",0.23,null,null,null,null,null,null,null,"n87E"]
[13033,null,"STEROWNICZE","S55180",5902956128928,"IB-BIT 500®","2x2,5",null,"BITNER","KMT",1,7860,"PLN",0.23,null,null,null,null,null,null,null,"n87E"]
[13038,null,"STEROWNICZE","S55185",5902956273031,"IB-BIT 500®","18x2,5",null,"BITNER","KMT",1,67600,"PLN",0.23,null,null,null,null,null,null,null,"n87E"]
[13046,null,"STEROWNICZE","S55193",5902956273116,"IB-BIT 500®","2x4",null,"BITNER","KMT",1,13030,"PLN",0.23,null,null,null,null,null,null,null,"n87E"]
[13063,null,"STEROWNICZE","S55210",5902956273284,"IB-BIT 500®","42x1",null,"BITNER","KMT",1,67230,"PLN",0.23,null,null,null,null,null,null,null,"n87E"]
[13071,null,"STEROWNICZE","S55218",5902956273369,"IB-BIT 500®","37x1,5",null,"BITNER","KMT",1,83630,"PLN",0.23,null,null,null,null,null,null,null,"n87E"]
[13078,null,"STEROWNICZE","S59521",5902956129031,"IB-BiT 500®","3x2x0,5",null,"BITNER","KMT",1,5370,"PLN",0.23,null,null,null,null,null,null,null,"n87E"]
[13083,null,"STEROWNICZE","S59526",5902956129086,"IB-BiT 500®","8x2x0,5",null,"BITNER","KMT",1,13690,"PLN",0.23,null,null,null,null,null,null,null,"n87E"]
[13099,null,"STEROWNICZE","S59542",5902956129246,"IB-BiT 500®","12x2x0,75",null,"BITNER","KMT",1,27730,"PLN",0.23,null,null,null,null,null,null,null,"n87E"]
[13108,null,"STEROWNICZE","S59551",5902956129338,"IB-BiT 500®","5x2x1",null,"BITNER","KMT",1,15660,"PLN",0.23,null,null,null,null,null,null,null,"n87E"]
[13113,null,"STEROWNICZE","S59556",5902956129383,"IB-BiT 500®","12x2x1",null,"BITNER","KMT",1,35880,"PLN",0.23,null,null,null,null,null,null,null,"n87E"]
[13123,null,"STEROWNICZE","S59566",5902956129482,"IB-BiT 500®","10x2x1,5",null,"BITNER","KMT",1,42980,"PLN",0.23,null,null,null,null,null,null,null,"n87E"]
[13138,null,"STEROWNICZE","S59581",5902956273451,"IB-BiT 500®","20x2x1",null,"BITNER","KMT",1,59030,"PLN",0.23,null,null,null,null,null,null,null,"n87E"]
[13148,null,"STEROWNICZE","SI0004",5902956131683,"IB-BiT 500®(St)","6x0,5",null,"BITNER","KMT",1,6220,"PLN",0.23,null,null,null,null,null,null,null,"n87E"]
[13153,null,"STEROWNICZE","SI0009",5902956131737,"IB-BiT 500®(St)","14x0,5",null,"BITNER","KMT",1,12780,"PLN",0.23,null,null,null,null,null,null,null,"n87E"]
[13168,null,"STEROWNICZE","SI0024",5902956131881,"IB-BiT 500®(St)","8x1",null,"BITNER","KMT",1,14220,"PLN",0.23,null,null,null,null,null,null,null,"n87E"]
[13176,null,"STEROWNICZE","SI0032",5902956131966,"IB-BiT 500®(St)","30x1",null,"BITNER","KMT",1,48260,"PLN",0.23,null,null,null,null,null,null,null,"n87E"]
[13183,null,"STEROWNICZE","SI0039",5902956132031,"IB-BiT 500®(St)","8x1,5",null,"BITNER","KMT",1,19660,"PLN",0.23,null,null,null,null,null,null,null,"n87E"]
[13198,null,"STEROWNICZE","SI0054",5902956132185,"IB-BiT 500®(St)","21x0,75",null,"BITNER","KMT",1,26190,"PLN",0.23,null,null,null,null,null,null,null,"n87E"]
[13200,null,"STEROWNICZE","SI0056",5902956132208,"IB-BiT 500®(St)","30x0,75",null,"BITNER","KMT",1,36690,"PLN",0.23,null,null,null,null,null,null,null,"n87E"]
[13213,null,"STEROWNICZE","SI0070",5902956132345,"IB-BiT 500®(St)","7x2,5",null,"BITNER","KMT",1,27280,"PLN",0.23,null,null,null,null,null,null,null,"n87E"]
[13225,null,"STEROWNICZE","SI0087",5902956132468,"IB-BiT 500®(St)","10x2x0,5",null,"BITNER","KMT",1,18200,"PLN",0.23,null,null,null,null,null,null,null,"n87E"]
[13228,null,"STEROWNICZE","SI0090",5902956132499,"IB-BiT 500®(St)","16x2x0,5",null,"BITNER","KMT",1,28390,"PLN",0.23,null,null,null,null,null,null,null,"n87E"]
[13243,null,"STEROWNICZE","SI0105",5902956132642,"IB-BiT 500®(St)","18x2x0,75",null,"BITNER","KMT",1,43630,"PLN",0.23,null,null,null,null,null,null,null,"n87E"]
[13253,null,"STEROWNICZE","SI0115",5902956132741,"IB-BiT 500®(St)","10x2x1",null,"BITNER","KMT",1,33390,"PLN",0.23,null,null,null,null,null,null,null,"n87E"]
[13258,null,"STEROWNICZE","SI0120",5902956132796,"IB-BiT 500®(St)","3x2x1,5",null,"BITNER","KMT",1,15530,"PLN",0.23,null,null,null,null,null,null,null,"n87E"]
[13273,null,"STEROWNICZE","SI0135",5902956132949,"IB-BiT 500®(St)","8x2x2,5",null,"BITNER","KMT",1,59390,"PLN",0.23,null,null,null,null,null,null,null,"n87E"]
[13277,null,"STEROWNICZE","SI0139",5902956273529,"IB-BiT 500®(St)","20x2x1",null,"BITNER","KMT",1,62660,"PLN",0.23,null,null,null,null,null,null,null,"n87E"]
[13288,null,"STEROWNICZE","SI1003",5902956273635,"IB-BiT 500®(St)","42x0,5",null,"BITNER","KMT",1,36070,"PLN",0.23,null,null,null,null,null,null,null,"n87E"]
[13299,null,"STEROWNICZE","SI1014",5902956273741,"IB-BiT 500®(St)","37x1",null,"BITNER","KMT",1,59000,"PLN",0.23,null,null,null,null,null,null,null,"n87E"]
[13310,null,"STEROWNICZE","SI1025",5902956273857,"IB-BiT 500®(St)","37x1,5",null,"BITNER","KMT",1,83560,"PLN",0.23,null,null,null,null,null,null,null,"n87E"]
[13318,null,"STEROWNICZE","SI1033",5902956273932,"IB-BiT 500®(St)","25x2,5",null,"BITNER","KMT",1,93400,"PLN",0.23,null,null,null,null,null,null,null,"n87E"]
[13330,null,"STEROWNICZE","SI1045",5902956274052,"IB-BiT 500®(St)","12x4",null,"BITNER","KMT",1,75040,"PLN",0.23,null,null,null,null,null,null,null,"n87E"]
[13333,null,"STEROWNICZE","SI0252",5902956132994,"IB-BiT 500®2(St)","4x2x0,5",null,"BITNER","KMT",1,11810,"PLN",0.23,null,null,null,null,null,null,null,"n87E"]
[13348,null,"STEROWNICZE","SI0267",5902956133144,"IB-BiT 500®2(St)","5x2x0,75",null,"BITNER","KMT",1,18320,"PLN",0.23,null,null,null,null,null,null,null,"n87E"]
[13354,null,"STEROWNICZE","SI0273",5902956133205,"IB-BiT 500®2(St)","14x2x0,75",null,"BITNER","KMT",1,47280,"PLN",0.23,null,null,null,null,null,null,null,"n87E"]
[13363,null,"STEROWNICZE","SI0282",5902956133298,"IB-BiT 500®2(St)","6x2x1",null,"BITNER","KMT",1,27910,"PLN",0.23,null,null,null,null,null,null,null,"n87E"]
[13374,null,"STEROWNICZE","SI0293",5902956133403,"IB-BiT 500®2(St)","3x2x1,5",null,"BITNER","KMT",1,19410,"PLN",0.23,null,null,null,null,null,null,null,"n87E"]
[13387,null,"STEROWNICZE","SI0306",5902956133533,"IB-BiT 500®2(St)","2x2x2,5",null,"BITNER","KMT",1,20100,"PLN",0.23,null,null,null,null,null,null,null,"n87E"]
[13393,null,"STEROWNICZE","SI0312",5902956133595,"IB-BiT 500®2(St)","8x2x2,5",null,"BITNER","KMT",1,70630,"PLN",0.23,null,null,null,null,null,null,null,"n87E"]
[13407,null,"STEROWNICZE","S59602",5902956130396,"IB-BiT 500®C","4x2x0,5",null,"BITNER","KMT",1,12080,"PLN",0.23,null,null,null,null,null,null,null,"n87E"]
[13418,null,"STEROWNICZE","S59613",5902956130501,"IB-BiT 500®C","24x2x0,5",null,"BITNER","KMT",1,49480,"PLN",0.23,null,null,null,null,null,null,null,"n87E"]
[13429,null,"STEROWNICZE","S59624",5902956130617,"IB-BiT 500®C","16x2x0,75",null,"BITNER","KMT",1,48530,"PLN",0.23,null,null,null,null,null,null,null,"n87E"]
[13431,null,"STEROWNICZE","S59626",5902956130631,"IB-BiT 500®C","20x2x0,75",null,"BITNER","KMT",1,58500,"PLN",0.23,null,null,null,null,null,null,null,"n87E"]
[13448,null,"STEROWNICZE","S59643",5902956130808,"IB-BiT 500®C","6x2x1,5",null,"BITNER","KMT",1,34980,"PLN",0.23,null,null,null,null,null,null,null,"n87E"]
[13449,null,"STEROWNICZE","S59644",5902956130815,"IB-BiT 500®C","7x2x1,5",null,"BITNER","KMT",1,40930,"PLN",0.23,null,null,null,null,null,null,null,"n87E"]
[13464,null,"STEROWNICZE","S59659",5902956274144,"IB-BiT 500®C","16x2x2,5",null,"BITNER","KMT",1,132550,"PLN",0.23,null,null,null,null,null,null,null,"n87E"]
[13468,null,"STEROWNICZE","S59663",5902956129635,"IB-BiT 500®C","5x0,5",null,"BITNER","KMT",1,6510,"PLN",0.23,null,null,null,null,null,null,null,"n87E"]
[13484,null,"STEROWNICZE","S59679",5902956129796,"IB-BiT 500®C","61x0,5",null,"BITNER","KMT",1,58750,"PLN",0.23,null,null,null,null,null,null,null,"n87E"]
[13493,null,"STEROWNICZE","S59688",5902956129888,"IB-BiT 500®C","12x0,75",null,"BITNER","KMT",1,19700,"PLN",0.23,null,null,null,null,null,null,null,"n87E"]
[13504,null,"STEROWNICZE","S59699",5902956129994,"IB-BiT 500®C","2x1",null,"BITNER","KMT",1,5470,"PLN",0.23,null,null,null,null,null,null,null,"n87E"]
[13508,null,"STEROWNICZE","S59703",5902956130037,"IB-BiT 500®C","6x1",null,"BITNER","KMT",1,13860,"PLN",0.23,null,null,null,null,null,null,null,"n87E"]
[13523,null,"STEROWNICZE","S59718",5902956130181,"IB-BiT 500®C","6x1,5",null,"BITNER","KMT",1,18700,"PLN",0.23,null,null,null,null,null,null,null,"n87E"]
[13534,null,"STEROWNICZE","S59729",5902956130297,"IB-BiT 500®C","4x2,5",null,"BITNER","KMT",1,19740,"PLN",0.23,null,null,null,null,null,null,null,"n87E"]
[13541,null,"STEROWNICZE","S59737",5902956274151,"IB-BiT 500®C","18x2,5",null,"BITNER","KMT",1,74330,"PLN",0.23,null,null,null,null,null,null,null,"n87E"]
[13553,null,"STEROWNICZE","S59749",5902956274274,"IB-BiT 500®C","19x0,75",null,"BITNER","KMT",1,28410,"PLN",0.23,null,null,null,null,null,null,null,"n87E"]
[13564,null,"STEROWNICZE","S59760",5902956274380,"IB-BiT 500®C","50x1",null,"BITNER","KMT",1,86950,"PLN",0.23,null,null,null,null,null,null,null,"n87E"]
[13565,null,"STEROWNICZE","S59761",5902956274397,"IB-BiT 500®C","56x1",null,"BITNER","KMT",1,96010,"PLN",0.23,null,null,null,null,null,null,null,"n87E"]
[13579,null,"STEROWNICZE","S59775",5902956274533,"IB-BiT 500®C","3x4",null,"BITNER","KMT",1,23240,"PLN",0.23,null,null,null,null,null,null,null,"n87E"]
[13585,null,"STEROWNICZE","SI0150",5902956130952,"IB-BiT 500®CY ","2x0,5",null,"BITNER","KMT",1,4790,"PLN",0.23,null,null,null,null,null,null,null,"n87E"]
[13598,null,"STEROWNICZE","SI0164",5902956131096,"IB-BiT 500®CY ","21x0,5",null,"BITNER","KMT",1,26360,"PLN",0.23,null,null,null,null,null,null,null,"n87E"]
[13609,null,"STEROWNICZE","SI0176",5902956131218,"IB-BiT 500®CY ","10x0,75",null,"BITNER","KMT",1,20440,"PLN",0.23,null,null,null,null,null,null,null,"n87E"]
[13618,null,"STEROWNICZE","SI0187",5902956131324,"IB-BiT 500®CY ","4x1",null,"BITNER","KMT",1,11940,"PLN",0.23,null,null,null,null,null,null,null,"n87E"]
[13624,null,"STEROWNICZE","SI0193",5902956131386,"IB-BiT 500®CY ","12x1",null,"BITNER","KMT",1,27270,"PLN",0.23,null,null,null,null,null,null,null,"n87E"]
[13639,null,"STEROWNICZE","SI0210",5902956131553,"IB-BiT 500®CY ","2x2,5",null,"BITNER","KMT",1,14080,"PLN",0.23,null,null,null,null,null,null,null,"n87E"]
[13642,null,"STEROWNICZE","SI0213",5902956131584,"IB-BiT 500®CY ","5x2,5",null,"BITNER","KMT",1,26420,"PLN",0.23,null,null,null,null,null,null,null,"n87E"]
[13654,null,"STEROWNICZE","SI0229",5902956274670,"IB-BiT 500®CY ","42x2,5",null,"BITNER","KMT",1,176120,"PLN",0.23,null,null,null,null,null,null,null,"n87E"]
[13662,null,"STEROWNICZE","SI0237",5902956274755,"IB-BiT 500®CY ","12x4",null,"BITNER","KMT",1,87490,"PLN",0.23,null,null,null,null,null,null,null,"n87E"]
[13673,null,"STEROWNICZE","SI1153",5902956274861,"IB-BiT 500®CY ","34x0,75",null,"BITNER","KMT",1,53040,"PLN",0.23,null,null,null,null,null,null,null,"n87E"]
[13684,null,"STEROWNICZE","SI1164",5902956274977,"IB-BiT 500®CY ","37x1",null,"BITNER","KMT",1,69910,"PLN",0.23,null,null,null,null,null,null,null,"n87E"]
[13695,null,"STEROWNICZE","SI1175",5902956275080,"IB-BiT 500®CY ","25x1,5",null,"BITNER","KMT",1,69120,"PLN",0.23,null,null,null,null,null,null,null,"n87E"]
[13699,null,"STEROWNICZE","SI1179",5902956275127,"IB-BiT 500®CY ","37x1,5",null,"BITNER","KMT",1,96270,"PLN",0.23,null,null,null,null,null,null,null,"n87E"]
[13714,null,"STEROWNICZE","S31959",5902956275271,"IB-BiT LiYCY  300/300V","14x0,14",null,"BITNER","KMT",1,7980,"PLN",0.23,null,null,null,null,null,null,null,"n87E"]
[13719,null,"STEROWNICZE","S31964",5902956275325,"IB-BiT LiYCY  300/300V","27x0,14",null,"BITNER","KMT",1,"oferta","PLN",0.23,null,null,null,null,null,null,null,"n87E"]
[13729,null,"STEROWNICZE","S31974",5902956275424,"IB-BiT LiYCY  300/300V","3x0,25",null,"BITNER","KMT",1,3590,"PLN",0.23,null,null,null,null,null,null,null,"n87E"]
[13739,null,"STEROWNICZE","S31984",5902956275523,"IB-BiT LiYCY  300/300V","18x0,25",null,"BITNER","KMT",1,15490,"PLN",0.23,null,null,null,null,null,null,null,"n87E"]
[13748,null,"STEROWNICZE","S31993",5902956275615,"IB-BiT LiYCY  300/300V","52x0,25",null,"BITNER","KMT",1,"oferta","PLN",0.23,null,null,null,null,null,null,null,"n87E"]
[13759,null,"STEROWNICZE","S32185",5902956275721,"IB-BiT LiYCY  300/300V","12x0,34",null,"BITNER","KMT",1,14520,"PLN",0.23,null,null,null,null,null,null,null,"n87E"]
[13772,null,"STEROWNICZE","S32198",5902956275851,"IB-BiT LiYCY  300/300V","56x0,34",null,"BITNER","KMT",1,"oferta","PLN",0.23,null,null,null,null,null,null,null,"n87E"]
[13784,null,"STEROWNICZE","S32210",5902956134363,"IB-BiT LiYCY  300/300V","18x0,5",null,"BITNER","KMT",1,20790,"PLN",0.23,null,null,null,null,null,null,null,"n87E"]
[13789,null,"STEROWNICZE","S32215",5902956134417,"IB-BiT LiYCY  300/300V","40x0,5",null,"BITNER","KMT",1,"oferta","PLN",0.23,null,null,null,null,null,null,null,"n87E"]
[13796,null,"STEROWNICZE","S32222",5902956134486,"IB-BiT LiYCY  300/300V","7x0,75",null,"BITNER","KMT",1,11130,"PLN",0.23,null,null,null,null,null,null,null,"n87E"]
[13814,null,"STEROWNICZE","S32240",5902956134660,"IB-BiT LiYCY  300/300V","12x1",null,"BITNER","KMT",1,23040,"PLN",0.23,null,null,null,null,null,null,null,"n87E"]
[13819,null,"STEROWNICZE","S32245",5902956134714,"IB-BiT LiYCY  300/300V","27x1",null,"BITNER","KMT",1,"oferta","PLN",0.23,null,null,null,null,null,null,null,"n87E"]
[13833,null,"STEROWNICZE","S32259",5902956134851,"IB-BiT LiYCY  300/300V","21x1,5",null,"BITNER","KMT",1,53360,"PLN",0.23,null,null,null,null,null,null,null,"n87E"]
[13834,null,"STEROWNICZE","S32260",5902956134868,"IB-BiT LiYCY  300/300V","27x1,5",null,"BITNER","KMT",1,"oferta","PLN",0.23,null,null,null,null,null,null,null,"n87E"]
[13849,null,"STEROWNICZE","S32275",5902956275882,"IB-BiT LiYCY  300/300V","6x0,5",null,"BITNER","KMT",1,7530,"PLN",0.23,null,null,null,null,null,null,null,"n87E"]
[13859,null,"STEROWNICZE","S32285",5902956275981,"IB-BiT LiYCY  300/300V","20x1,5",null,"BITNER","KMT",1,51510,"PLN",0.23,null,null,null,null,null,null,null,"n87E"]
[13864,null,"STEROWNICZE","S32301",5902956135018,"IB-BiT LiYCY  300/300V","3x2x0,5",null,"BITNER","KMT",1,9880,"PLN",0.23,null,null,null,null,null,null,null,"n87E"]
[13873,null,"STEROWNICZE","S32310",5902956135100,"IB-BiT LiYCY  300/300V","20x2x0,5",null,"BITNER","KMT",1,46550,"PLN",0.23,null,null,null,null,null,null,null,"n87E"]
[13889,null,"STEROWNICZE","S32326",5902956135261,"IB-BiT LiYCY  300/300V","2x2x1,5",null,"BITNER","KMT",1,15470,"PLN",0.23,null,null,null,null,null,null,null,"n87E"]
[13894,null,"STEROWNICZE","S32331",5902956135315,"IB-BiT LiYCY  300/300V","12x2x1,5",null,"BITNER","KMT",1,66190,"PLN",0.23,null,null,null,null,null,null,null,"n87E"]
[13910,null,"STEROWNICZE","S32348",5902956276155,"IB-BiT LiYCY  300/300V","20x2x0,14",null,"BITNER","KMT",1,18220,"PLN",0.23,null,null,null,null,null,null,null,"n87E"]
[13919,null,"STEROWNICZE","S32357",5902956276247,"IB-BiT LiYCY  300/300V","10x2x0,25",null,"BITNER","KMT",1,14910,"PLN",0.23,null,null,null,null,null,null,null,"n87E"]
[13926,null,"STEROWNICZE","S32364",5902956276315,"IB-BiT LiYCY  300/300V","2x2x0,34",null,"BITNER","KMT",1,5190,"PLN",0.23,null,null,null,null,null,null,null,"n87E"]
[13934,null,"STEROWNICZE","S32372",5902956276391,"IB-BiT LiYCY  300/300V","12x2x0,34",null,"BITNER","KMT",1,22220,"PLN",0.23,null,null,null,null,null,null,null,"n87E"]
[13949,null,"STEROWNICZE","SI0541",5902956276544,"IB-BiT LiYCY  300/500V","3x0,5",null,"BITNER","KMT",1,6250,"PLN",0.23,null,null,null,null,null,null,null,"n87E"]
[13954,null,"STEROWNICZE","SI0546",5902956276599,"IB-BiT LiYCY  300/500V","8x0,5",null,"BITNER","KMT",1,11600,"PLN",0.23,null,null,null,null,null,null,null,"n87E"]
[13964,null,"STEROWNICZE","SI0556",5902956276698,"IB-BiT LiYCY  300/500V","30x0,5",null,"BITNER","KMT",1,"oferta","PLN",0.23,null,null,null,null,null,null,null,"n87E"]
[13969,null,"STEROWNICZE","SI0561",5902956276742,"IB-BiT LiYCY  300/500V","50x0,5",null,"BITNER","KMT",1,"oferta","PLN",0.23,null,null,null,null,null,null,null,"n87E"]
[13987,null,"STEROWNICZE","SI0579",5902956276926,"IB-BiT LiYCY  300/500V","27x0,75",null,"BITNER","KMT",1,"oferta","PLN",0.23,null,null,null,null,null,null,null,"n87E"]
[13994,null,"STEROWNICZE","SI0586",5902956276995,"IB-BiT LiYCY  300/500V","56x0,75",null,"BITNER","KMT",1,"oferta","PLN",0.23,null,null,null,null,null,null,null,"n87E"]
[14003,null,"STEROWNICZE","SI0595",5902956277084,"IB-BiT LiYCY  300/500V","10x1",null,"BITNER","KMT",1,23440,"PLN",0.23,null,null,null,null,null,null,null,"n87E"]
[14009,null,"STEROWNICZE","SI0601",5902956277145,"IB-BiT LiYCY  300/500V","21x1",null,"BITNER","KMT",1,42340,"PLN",0.23,null,null,null,null,null,null,null,"n87E"]
[14024,null,"STEROWNICZE","SI0616",5902956277299,"IB-BiT LiYCY  300/500V","6x1,5",null,"BITNER","KMT",1,20750,"PLN",0.23,null,null,null,null,null,null,null,"n87E"]
[14031,null,"STEROWNICZE","SI0623",5902956277367,"IB-BiT LiYCY  300/500V","18x1,5",null,"BITNER","KMT",1,51210,"PLN",0.23,null,null,null,null,null,null,null,"n87E"]
[14039,null,"STEROWNICZE","SI0631",5902956277442,"IB-BiT LiYCY  300/500V","40x1,5",null,"BITNER","KMT",1,"oferta","PLN",0.23,null,null,null,null,null,null,null,"n87E"]
[14054,null,"STEROWNICZE","SI0646",5902956277596,"IB-BiT LiYCY  300/500V","18x2,5",null,"BITNER","KMT",1,82810,"PLN",0.23,null,null,null,null,null,null,null,"n87E"]
[14064,null,"STEROWNICZE","SI0663",5902956277695,"IB-BiT LiYCY  300/500V","4x2x0,5",null,"BITNER","KMT",1,12270,"PLN",0.23,null,null,null,null,null,null,null,"n87E"]
[14069,null,"STEROWNICZE","SI0668",5902956277749,"IB-BiT LiYCY  300/500V","10x2x0,5",null,"BITNER","KMT",1,25170,"PLN",0.23,null,null,null,null,null,null,null,"n87E"]
[14084,null,"STEROWNICZE","SI0683",5902956277893,"IB-BiT LiYCY  300/500V","12x2x0,75",null,"BITNER","KMT",1,40740,"PLN",0.23,null,null,null,null,null,null,null,"n87E"]
[14088,null,"STEROWNICZE","SI0687",5902956277930,"IB-BiT LiYCY  300/500V","20x2x0,75",null,"BITNER","KMT",1,63200,"PLN",0.23,null,null,null,null,null,null,null,"n87E"]
[14099,null,"STEROWNICZE","SI0698",5902956278043,"IB-BiT LiYCY  300/500V","14x2x1",null,"BITNER","KMT",1,57600,"PLN",0.23,null,null,null,null,null,null,null,"n87E"]
[14108,null,"STEROWNICZE","SI0707",5902956278135,"IB-BiT LiYCY  300/500V","6x2x1,5",null,"BITNER","KMT",1,37390,"PLN",0.23,null,null,null,null,null,null,null,"n87E"]
[14114,null,"STEROWNICZE","SI0713",5902956278197,"IB-BiT LiYCY  300/500V","16x2x1,5",null,"BITNER","KMT",1,90230,"PLN",0.23,null,null,null,null,null,null,null,"n87E"]
[14129,null,"STEROWNICZE","S32000",5902956133649,"IB-BiT LiYY  300/300V","2x0,5",null,"BITNER","KMT",1,2190,"PLN",0.23,null,null,null,null,null,null,null,"n87E"]
[14141,null,"STEROWNICZE","S32012",5902956133762,"IB-BiT LiYY  300/300V","27x0,5",null,"BITNER","KMT",1,"oferta","PLN",0.23,null,null,null,null,null,null,null,"n87E"]
[14144,null,"STEROWNICZE","S32015",5902956133793,"IB-BiT LiYY  300/300V","40x0,5",null,"BITNER","KMT",1,"oferta","PLN",0.23,null,null,null,null,null,null,null,"n87E"]
[14155,null,"STEROWNICZE","S32026",5902956133908,"IB-BiT LiYY  300/300V","18x0,75",null,"BITNER","KMT",1,21180,"PLN",0.23,null,null,null,null,null,null,null,"n87E"]
[14165,null,"STEROWNICZE","S32036",5902956134004,"IB-BiT LiYY  300/300V","10x1",null,"BITNER","KMT",1,15990,"PLN",0.23,null,null,null,null,null,null,null,"n87E"]
[14174,null,"STEROWNICZE","S32045",5902956134097,"IB-BiT LiYY  300/300V","5x1,5",null,"BITNER","KMT",1,11600,"PLN",0.23,null,null,null,null,null,null,null,"n87E"]
[14185,null,"STEROWNICZE","S32056",5902956134202,"IB-BiT LiYY  300/300V","4x2,5",null,"BITNER","KMT",1,15020,"PLN",0.23,null,null,null,null,null,null,null,"n87E"]
[14199,null,"STEROWNICZE","S33908",5902956278425,"IB-BiT LiYY  300/300V","12x0,14",null,"BITNER","KMT",1,3560,"PLN",0.23,null,null,null,null,null,null,null,"n87E"]
[14204,null,"STEROWNICZE","S33913",5902956278470,"IB-BiT LiYY  300/300V","21x0,14",null,"BITNER","KMT",1,5880,"PLN",0.23,null,null,null,null,null,null,null,"n87E"]
[14218,null,"STEROWNICZE","S33927",5902956278616,"IB-BiT LiYY  300/300V","6x0,25",null,"BITNER","KMT",1,3330,"PLN",0.23,null,null,null,null,null,null,null,"n87E"]
[14219,null,"STEROWNICZE","S33928",5902956278623,"IB-BiT LiYY  300/300V","7x0,25",null,"BITNER","KMT",1,3440,"PLN",0.23,null,null,null,null,null,null,null,"n87E"]
[14230,null,"STEROWNICZE","S33939",5902956278739,"IB-BiT LiYY  300/300V","37x0,25",null,"BITNER","KMT",1,16100,"PLN",0.23,null,null,null,null,null,null,null,"n87E"]
[14242,null,"STEROWNICZE","S33951",5902956278852,"IB-BiT LiYY  300/300V","7x0,34",null,"BITNER","KMT",1,4740,"PLN",0.23,null,null,null,null,null,null,null,"n87E"]
[14249,null,"STEROWNICZE","S33958",5902956278920,"IB-BiT LiYY  300/300V","20x0,34",null,"BITNER","KMT",1,12540,"PLN",0.23,null,null,null,null,null,null,null,"n87E"]
[14262,null,"STEROWNICZE","S33971",5902956279057,"IB-BiT LiYY  300/300V","44x0,5",null,"BITNER","KMT",1,"oferta","PLN",0.23,null,null,null,null,null,null,null,"n87E"]
[14274,null,"STEROWNICZE","S34300",5902956279170,"IB-BiT LiYY  300/300V","2x2x0,14",null,"BITNER","KMT",1,1830,"PLN",0.23,null,null,null,null,null,null,null,"n87E"]
[14285,null,"STEROWNICZE","S34311",5902956279286,"IB-BiT LiYY  300/300V","18x2x0,14",null,"BITNER","KMT",1,10360,"PLN",0.23,null,null,null,null,null,null,null,"n87E"]
[14295,null,"STEROWNICZE","S34321",5902956279385,"IB-BiT LiYY  300/300V","10x2x0,25",null,"BITNER","KMT",1,9420,"PLN",0.23,null,null,null,null,null,null,null,"n87E"]
[14304,null,"STEROWNICZE","S34330",5902956279477,"IB-BiT LiYY  300/300V","4x2x0,34",null,"BITNER","KMT",1,5280,"PLN",0.23,null,null,null,null,null,null,null,"n87E"]
[14315,null,"STEROWNICZE","S34341",5902956279583,"IB-BiT LiYY  300/300V","24x2x0,34",null,"BITNER","KMT",1,29730,"PLN",0.23,null,null,null,null,null,null,null,"n87E"]
[14319,null,"STEROWNICZE","S34345",5902956279620,"IB-BiT LiYY  300/300V","5x2x0,5",null,"BITNER","KMT",1,8660,"PLN",0.23,null,null,null,null,null,null,null,"n87E"]
[14334,null,"STEROWNICZE","S34360",5902956279774,"IB-BiT LiYY  300/300V","7x2x0,75",null,"BITNER","KMT",1,17100,"PLN",0.23,null,null,null,null,null,null,null,"n87E"]
[14335,null,"STEROWNICZE","S34361",5902956279781,"IB-BiT LiYY  300/300V","10x2x0,75",null,"BITNER","KMT",1,24420,"PLN",0.23,null,null,null,null,null,null,null,"n87E"]
[14352,null,"STEROWNICZE","S34378",5902956279958,"IB-BiT LiYY  300/300V","4x2x1,5",null,"BITNER","KMT",1,18360,"PLN",0.23,null,null,null,null,null,null,null,"n87E"]
[14360,null,"STEROWNICZE","SI0341",5902956280039,"IB-BiT LiYY  300/500V","3x0,5",null,"BITNER","KMT",1,3270,"PLN",0.23,null,null,null,null,null,null,null,"n87E"]
[14372,null,"STEROWNICZE","SI0353",5902956280152,"IB-BiT LiYY  300/500V","25x0,5",null,"BITNER","KMT",1,18330,"PLN",0.23,null,null,null,null,null,null,null,"n87E"]
[14379,null,"STEROWNICZE","SI0360",5902956280220,"IB-BiT LiYY  300/500V","50x0,5",null,"BITNER","KMT",1,"oferta","PLN",0.23,null,null,null,null,null,null,null,"n87E"]
[14390,null,"STEROWNICZE","SI0371",5902956280336,"IB-BiT LiYY  300/500V","12x0,75",null,"BITNER","KMT",1,13110,"PLN",0.23,null,null,null,null,null,null,null,"n87E"]
[14396,null,"STEROWNICZE","SI0377",5902956280398,"IB-BiT LiYY  300/500V","25x0,75",null,"BITNER","KMT",1,27870,"PLN",0.23,null,null,null,null,null,null,null,"n87E"]
[14409,null,"STEROWNICZE","SI0390",5902956280527,"IB-BiT LiYY  300/500V","5x1",null,"BITNER","KMT",1,7860,"PLN",0.23,null,null,null,null,null,null,null,"n87E"]
[14420,null,"STEROWNICZE","SI0401",5902956280633,"IB-BiT LiYY  300/500V","25x1",null,"BITNER","KMT",1,35930,"PLN",0.23,null,null,null,null,null,null,null,"n87E"]
[14429,null,"STEROWNICZE","SI0410",5902956280725,"IB-BiT LiYY  300/500V","61x1",null,"BITNER","KMT",1,85250,"PLN",0.23,null,null,null,null,null,null,null,"n87E"]
[14435,null,"STEROWNICZE","SI0416",5902956280787,"IB-BiT LiYY  300/500V","7x1,5",null,"BITNER","KMT",1,14390,"PLN",0.23,null,null,null,null,null,null,null,"n87E"]
[14449,null,"STEROWNICZE","SI0430",5902956280923,"IB-BiT LiYY  300/500V","40x1,5",null,"BITNER","KMT",1,80640,"PLN",0.23,null,null,null,null,null,null,null,"n87E"]
[14454,null,"STEROWNICZE","SI0435",5902956280978,"IB-BiT LiYY  300/500V","2x2,5",null,"BITNER","KMT",1,7700,"PLN",0.23,null,null,null,null,null,null,null,"n87E"]
[14465,null,"STEROWNICZE","SI0463",5902956281081,"IB-BiT LiYY  300/500V","5x2x0,5",null,"BITNER","KMT",1,8580,"PLN",0.23,null,null,null,null,null,null,null,"n87E"]
[14473,null,"STEROWNICZE","SI0471",5902956281166,"IB-BiT LiYY  300/500V","18x2x0,5",null,"BITNER","KMT",1,27590,"PLN",0.23,null,null,null,null,null,null,null,"n87E"]
[14480,null,"STEROWNICZE","SI0478",5902956281234,"IB-BiT LiYY  300/500V","6x2x0,75",null,"BITNER","KMT",1,13890,"PLN",0.23,null,null,null,null,null,null,null,"n87E"]
[14495,null,"STEROWNICZE","SI0493",5902956281388,"IB-BiT LiYY  300/500V","7x2x1",null,"BITNER","KMT",1,20930,"PLN",0.23,null,null,null,null,null,null,null,"n87E"]
[14506,null,"STEROWNICZE","SI0504",5902956281494,"IB-BiT LiYY  300/500V","4x2x1,5",null,"BITNER","KMT",1,17300,"PLN",0.23,null,null,null,null,null,null,null,"n87E"]
[14510,null,"STEROWNICZE","SI0508",5902956281531,"IB-BiT LiYY  300/500V","8x2x1,5",null,"BITNER","KMT",1,34110,"PLN",0.23,null,null,null,null,null,null,null,"n87E"]
[14526,null,"STEROWNICZE","SI0524",5902956281692,"IB-BiT LiYY  300/500V","12x2x2,5",null,"BITNER","KMT",1,81870,"PLN",0.23,null,null,null,null,null,null,null,"n87E"]
[14529,null,"STEROWNICZE","S31710",5902956140975,"Li2YCY-P(St)","2x2x0,5",null,"BITNER","KMT",1,7820,"PLN",0.23,null,null,null,null,null,null,null,"n83"]
[14540,null,"STEROWNICZE","S31721",5902956141088,"Li2YCY-P(St)","3x2x1",null,"BITNER","KMT",1,19360,"PLN",0.23,null,null,null,null,null,null,null,"n83"]
[14550,null,"STEROWNICZE","S10056",5902956140890,"BiT RD-H(St)HBd","24x2x0,5",null,"BITNER","KMT",1,45990,"PLN",0.23,null,null,null,null,null,null,null,"n82"]
[14565,null,"STEROWNICZE","S10006",5902956140777,"RD-Y(St)Y Bd","20x2x0,5",null,"BITNER","KMT",1,32480,"PLN",0.23,null,null,null,null,null,null,null,"n82"]
[14570,null,"STEROWNICZE","S10011",5902956140821,"RD-Y(St)Y Bd","44x2x0,5",null,"BITNER","KMT",1,66940,"PLN",0.23,null,null,null,null,null,null,null,"n82"]
[14583,null,"STEROWNICZE","S10407",5902956150783,"RD-Y(St)Yv Bd","28x2x0,5",null,"BITNER","KMT",1,44480,"PLN",0.23,null,null,null,null,null,null,null,"n82"]
[14585,null,"STEROWNICZE","S10409",5902956150806,"RD-Y(St)Yv Bd","40x2x0,5",null,"BITNER","KMT",1,62550,"PLN",0.23,null,null,null,null,null,null,null,"n82"]
[14600,null,"STEROWNICZE","S10108",5902956140678,"RE-2Y(St)Yv-P","8x2x1,3",null,"BITNER","KMT",1,34580,"PLN",0.23,null,null,null,null,null,null,null,"n82"]
[14607,null,"STEROWNICZE","S10115",5902956281906,"RE-2Y(St)Yv-P","8x2x0,75",null,"BITNER","KMT",1,20860,"PLN",0.23,null,null,null,null,null,null,null,"n82"]
[14615,null,"STEROWNICZE","S10155",5902956140517,"RE-2Y(St)Yv-P(St)","16x2x0,5",null,"BITNER","KMT",1,34480,"PLN",0.23,null,null,null,null,null,null,null,"n82"]
[14627,null,"BEZPIECZNE","B62600",5902956148278,"BiTflame®1000 FE180/E90 0,6/1kV","1x1,5 RE",null,"BITNER","KMT",1,2580,"PLN",0.23,null,null,null,null,null,null,null,"n01"]
[14640,null,"BEZPIECZNE","B62613",5902956148407,"BiTflame®1000 FE180/E90 0,6/1kV","1x185 RM",null,"BITNER","KMT",1,161160,"PLN",0.23,null,null,null,null,null,null,null,"n01"]
[14645,null,"BEZPIECZNE","B62618",5902956148452,"BiTflame®1000 FE180/E90 0,6/1kV","2x4 RE",null,"BITNER","KMT",1,10730,"PLN",0.23,null,null,null,null,null,null,null,"n01"]
[14660,null,"BEZPIECZNE","B62693",5902956149206,"BiTflame®1000 FE180/E90 0,6/1kV","3G35 RM",null,"BITNER","KMT",1,98760,"PLN",0.23,null,null,null,null,null,null,null,"n01"]
[14670,null,"BEZPIECZNE","B62703",5902956149305,"BiTflame®1000 FE180/E90 0,6/1kV","4G4 RE",null,"BITNER","KMT",1,19440,"PLN",0.23,null,null,null,null,null,null,null,"n01"]
[14675,null,"BEZPIECZNE","B62708",5902956149350,"BiTflame®1000 FE180/E90 0,6/1kV","4G35 RM",null,"BITNER","KMT",1,131280,"PLN",0.23,null,null,null,null,null,null,null,"n01"]
[14688,null,"BEZPIECZNE","B62721",5902956149480,"BiTflame®1000 FE180/E90 0,6/1kV","5G16 RE",null,"BITNER","KMT",1,77720,"PLN",0.23,null,null,null,null,null,null,null,"n01"]
[14700,null,"BEZPIECZNE","B62733",5902956149602,"BiTflame®1000 FE180/E90 0,6/1kV","7G6 RE",null,"BITNER","KMT",1,45420,"PLN",0.23,null,null,null,null,null,null,null,"n01"]
[14704,null,"BEZPIECZNE","B62737",5902956149640,"BiTflame®1000 FE180/E90 0,6/1kV","10G4 RE",null,"BITNER","KMT",1,46970,"PLN",0.23,null,null,null,null,null,null,null,"n01"]
[14715,null,"BEZPIECZNE","B62748",5902956149756,"BiTflame®1000 FE180/E90 0,6/1kV","24G2,5 RE",null,"BITNER","KMT",1,76550,"PLN",0.23,null,null,null,null,null,null,null,"n01"]
[14720,null,"BEZPIECZNE","B62500",5902956149800,"BiTflame®1000C FE180/E90 0,6/1kV","2x1,5RE/1,5",null,"BITNER","KMT",1,10410,"PLN",0.23,null,null,null,null,null,null,null,"n01"]
[14737,null,"BEZPIECZNE","B62517",5902956149978,"BiTflame®1000C FE180/E90 0,6/1kV","3x35RM/16",null,"BITNER","KMT",1,124750,"PLN",0.23,null,null,null,null,null,null,null,"n01"]
[14745,null,"BEZPIECZNE","B62525",5902956150059,"BiTflame®1000C FE180/E90 0,6/1kV","4x1,5RE/1,5",null,"BITNER","KMT",1,15240,"PLN",0.23,null,null,null,null,null,null,null,"n01"]
[14750,null,"BEZPIECZNE","B62530",5902956150103,"BiTflame®1000C FE180/E90 0,6/1kV","4x16RE/16",null,"BITNER","KMT",1,85440,"PLN",0.23,null,null,null,null,null,null,null,"n01"]
[14765,null,"BEZPIECZNE","B62545",5902956150257,"BiTflame®1000C FE180/E90 0,6/1kV","10x1,5RE/2,5",null,"BITNER","KMT",1,31960,"PLN",0.23,null,null,null,null,null,null,null,"n01"]
[14775,null,"BEZPIECZNE","B62555",5902956150356,"BiTflame®1000C FE180/E90 0,6/1kV","19x2,5RE/6",null,"BITNER","KMT",1,77780,"PLN",0.23,null,null,null,null,null,null,null,"n01"]
[14781,null,"BEZPIECZNE","B60400",5902956197993,"(N)HXCH FE180/E30 ","3x1,5RE/1,5",null,"BITNER","KMT",1,12160,"PLN",0.23,null,null,null,null,null,null,null,"n01"]
[14790,null,"BEZPIECZNE","B60409",5902956198143,"(N)HXCH FE180/E30 ","4x1,5RE/1,5",null,"BITNER","KMT",1,14360,"PLN",0.23,null,null,null,null,null,null,null,"n01"]
[14805,null,"BEZPIECZNE","B60424",5902956197924,"(N)HXCH FE180/E30 ","2x1,5RE/1,5",null,"BITNER","KMT",1,10070,"PLN",0.23,null,null,null,null,null,null,null,"n01"]
[14809,null,"BEZPIECZNE","B60428",5902956197962,"(N)HXCH FE180/E30 ","2x10RE/10",null,"BITNER","KMT",1,33650,"PLN",0.23,null,null,null,null,null,null,null,"n01"]
[14820,null,"BEZPIECZNE","B60439",5902956198419,"(N)HXCH FE180/E30 ","19x1,5RE/4",null,"BITNER","KMT",1,44530,"PLN",0.23,null,null,null,null,null,null,null,"n01"]
[14835,null,"BEZPIECZNE","B60460",5902956198273,"(N)HXCH FE180/E30 ","4x185RM/95",null,"BITNER","KMT",1,729180,"PLN",0.23,null,null,null,null,null,null,null,"n01"]
[14842,null,"BEZPIECZNE","B60605",5902956198600,"(N)HXCH FE180/E90","3x16RM/16",null,"BITNER","KMT",1,67310,"PLN",0.23,null,null,null,null,null,null,null,"n01"]
[14850,null,"BEZPIECZNE","B60613",5902956198747,"(N)HXCH FE180/E90","4x10RE/10",null,"BITNER","KMT",1,50660,"PLN",0.23,null,null,null,null,null,null,null,"n01"]
[14855,null,"BEZPIECZNE","B60618",5902956198853,"(N)HXCH FE180/E90","7x1,5RE/2,5",null,"BITNER","KMT",1,21070,"PLN",0.23,null,null,null,null,null,null,null,"n01"]
[14866,null,"BEZPIECZNE","B60640",5902956198525,"(N)HXCH FE180/E90","2x10RE/10",null,"BITNER","KMT",1,34550,"PLN",0.23,null,null,null,null,null,null,null,"n01"]
[14880,null,"BEZPIECZNE","B60654",5902956198983,"(N)HXCH FE180/E90","19x2,5RE/6",null,"BITNER","KMT",1,66360,"PLN",0.23,null,null,null,null,null,null,null,"n01"]
[14886,null,"BEZPIECZNE","B60626",5902956198662,"(N)HXCH FE180/E90","3x120RM/70",null,"BITNER","KMT",1,383820,"PLN",0.23,null,null,null,null,null,null,null,"n01"]
[14895,null,"BEZPIECZNE","B60025",5902956192165,"(N)HXH-J FE180/E30","3x4 RE",null,"BITNER","KMT",1,14900,"PLN",0.23,null,null,null,null,null,null,null,"n01"]
[14910,null,"BEZPIECZNE","B60040",5902956192318,"(N)HXH-J FE180/E30","4x4 RE",null,"BITNER","KMT",1,19280,"PLN",0.23,null,null,null,null,null,null,null,"n01"]
[14919,null,"BEZPIECZNE","B60049",5902956192400,"(N)HXH-J FE180/E30","4x120  RM",null,"BITNER","KMT",1,409450,"PLN",0.23,null,null,null,null,null,null,null,"n01"]
[14925,null,"BEZPIECZNE","B60055",5902956192462,"(N)HXH-J FE180/E30","5x4 RE",null,"BITNER","KMT",1,23650,"PLN",0.23,null,null,null,null,null,null,null,"n01"]
[14940,null,"BEZPIECZNE","B60073",5902956192622,"(N)HXH-J FE180/E30","10x2,5 RE",null,"BITNER","KMT",1,31070,"PLN",0.23,null,null,null,null,null,null,null,"n01"]
[14943,null,"BEZPIECZNE","B60076",5902956192653,"(N)HXH-J FE180/E30","  12x2,5 RE",null,"BITNER","KMT",1,36740,"PLN",0.23,null,null,null,null,null,null,null,"n01"]
[14955,null,"BEZPIECZNE","B60088",5902956192790,"(N)HXH-J FE180/E30","48x1,5 RE",null,"BITNER","KMT",1,92180,"PLN",0.23,null,null,null,null,null,null,null,"n01"]
[14963,null,"BEZPIECZNE","B60107",5902956192844,"(N)HXH-J FE180/E30","3x70+1x35RM",null,"BITNER","KMT",1,219000,"PLN",0.23,null,null,null,null,null,null,null,"n01"]
[14970,null,"BEZPIECZNE","B60223",5902956193858,"(N)HXH-J FE180/E90","3x2,5 RE",null,"BITNER","KMT",1,10880,"PLN",0.23,null,null,null,null,null,null,null,"n01"]
[14985,null,"BEZPIECZNE","B60238",5902956194008,"(N)HXH-J FE180/E90","4x2,5 RE",null,"BITNER","KMT",1,13830,"PLN",0.23,null,null,null,null,null,null,null,"n01"]
[14996,null,"BEZPIECZNE","B60249",5902956194114,"(N)HXH-J FE180/E90","4x150 RM",null,"BITNER","KMT",1,531250,"PLN",0.23,null,null,null,null,null,null,null,"n01"]
[15000,null,"BEZPIECZNE","B60253",5902956194152,"(N)HXH-J FE180/E90","5x2,5 RE",null,"BITNER","KMT",1,17000,"PLN",0.23,null,null,null,null,null,null,null,"n01"]
[15011,null,"BEZPIECZNE","B60264",5902956194268,"(N)HXH-J FE180/E90","5x150 RM",null,"BITNER","KMT",1,663100,"PLN",0.23,null,null,null,null,null,null,null,"n01"]
[15020,null,"BEZPIECZNE","B60273",5902956194374,"(N)HXH-J FE180/E90","  14x2,5 RE",null,"BITNER","KMT",1,43370,"PLN",0.23,null,null,null,null,null,null,null,"n01"]
[15030,null,"BEZPIECZNE","B60292",5902956194473,"(N)HXH-J FE180/E90","3x35+1x16RM",null,"BITNER","KMT",1,116160,"PLN",0.23,null,null,null,null,null,null,null,"n01"]
[15040,null,"BEZPIECZNE","B60003",5902956191144,"(N)HXH-O FE180/E30","1x4 RE",null,"BITNER","KMT",1,5150,"PLN",0.23,null,null,null,null,null,null,null,"n01"]
[15055,null,"BEZPIECZNE","B60018",5902956191304,"(N)HXH-O FE180/E30","2x4 RE",null,"BITNER","KMT",1,10750,"PLN",0.23,null,null,null,null,null,null,null,"n01"]
[15060,null,"BEZPIECZNE","B60095",5902956191359,"(N)HXH-O FE180/E30","2x35 RM",null,"BITNER","KMT",1,68050,"PLN",0.23,null,null,null,null,null,null,null,"n01"]
[15073,null,"BEZPIECZNE","B60207",5902956192950,"(N)HXH-O FE180/E90","1x35RM",null,"BITNER","KMT",1,32390,"PLN",0.23,null,null,null,null,null,null,null,"n01"]
[15085,null,"BEZPIECZNE","B60219",5902956193087,"(N)HXH-O FE180/E90","2x10RE",null,"BITNER","KMT",1,22530,"PLN",0.23,null,null,null,null,null,null,null,"n01"]
[15086,null,"BEZPIECZNE","B60220",5902956193094,"(N)HXH-O FE180/E90","2x16RM",null,"BITNER","KMT",1,35340,"PLN",0.23,null,null,null,null,null,null,null,"n01"]
[15097,null,"BEZPIECZNE","S63712",5902956201140,"BiT HDHX 450/750V","2x4",null,"BITNER","KMT",1,9720,"PLN",0.23,null,null,null,null,null,null,null,"n03"]
[15105,null,"BEZPIECZNE","S63710",5902956201034,"BiT HDHXżo 450/750V","4x2,5",null,"BITNER","KMT",1,11390,"PLN",0.23,null,null,null,null,null,null,null,"n03"]
[15116,null,"BEZPIECZNE","B50004",5902956187635,"HDGs FE180/PH90/E90","2x4",null,"BITNER","KMT",1,9670,"PLN",0.23,null,null,null,null,null,null,null,"n05c"]
[15130,null,"BEZPIECZNE","B50213",5902956189035,"HDGsekwfżo FE180/PH90/E90","5x1,5",null,"BITNER","KMT",1,10150,"PLN",0.23,null,null,null,null,null,null,null,"n05c"]
[15141,null,"BEZPIECZNE","B50224",5902956189141,"HDGsekwfżo FE180/PH90/E90","12x2,5",null,"BITNER","KMT",1,34600,"PLN",0.23,null,null,null,null,null,null,null,"n05c"]
[15150,null,"BEZPIECZNE","B50233",5902956189295,"HDGsekwfżo FE180/PH90/E90","24x2,5",null,"BITNER","KMT",1,68330,"PLN",0.23,null,null,null,null,null,null,null,"n05c"]
[15160,null,"BEZPIECZNE","B50243",5902956189219,"HDGsekwfżo FE180/PH90/E90","19x1",null,"BITNER","KMT",1,25190,"PLN",0.23,null,null,null,null,null,null,null,"n05c"]
[15171,null,"BEZPIECZNE","B50013",5902956188144,"HDGsżo FE180/PH90/E90","5x1",null,"BITNER","KMT",1,6800,"PLN",0.23,null,null,null,null,null,null,null,"n05c"]
[15174,null,"BEZPIECZNE","B50016",5902956188175,"HDGsżo FE180/PH90/E90","5x4",null,"BITNER","KMT",1,21180,"PLN",0.23,null,null,null,null,null,null,null,"n05c"]
[15190,null,"BEZPIECZNE","B50032",5902956188397,"HDGsżo FE180/PH90/E90","24x1",null,"BITNER","KMT",1,30390,"PLN",0.23,null,null,null,null,null,null,null,"n05c"]
[15201,null,"BEZPIECZNE","B50043",5902956188298,"HDGsżo FE180/PH90/E90","14x2,5",null,"BITNER","KMT",1,38830,"PLN",0.23,null,null,null,null,null,null,null,"n05c"]
[15207,null,"BEZPIECZNE","B50402",5902956189387,"HLGs FE180/PH90/E90","2x2,5",null,"BITNER","KMT",1,6170,"PLN",0.23,null,null,null,null,null,null,null,"n05"]
[15216,null,"BEZPIECZNE","B50607",5902956190734,"HLGsekwfżo FE180/PH90/E90","3x4",null,"BITNER","KMT",1,14130,"PLN",0.23,null,null,null,null,null,null,null,"n05c"]
[15227,null,"BEZPIECZNE","B50618",5902956190840,"HLGsekwfżo FE180/PH90/E90","7x2,5",null,"BITNER","KMT",1,20430,"PLN",0.23,null,null,null,null,null,null,null,"n05c"]
[15235,null,"BEZPIECZNE","B50626",5902956190956,"HLGsekwfżo FE180/PH90/E90","16x1,5",null,"BITNER","KMT",1,28940,"PLN",0.23,null,null,null,null,null,null,null,"n05c"]
[15246,null,"BEZPIECZNE","B50637",5902956191090,"HLGsekwfżo FE180/PH90/E90","37x1",null,"BITNER","KMT",1,46390,"PLN",0.23,null,null,null,null,null,null,null,"n05c"]
[15251,null,"BEZPIECZNE","B50642",5902956190932,"HLGsekwfżo FE180/PH90/E90","14x2,5",null,"BITNER","KMT",1,39690,"PLN",0.23,null,null,null,null,null,null,null,"n05c"]
[15265,null,"BEZPIECZNE","B50414",5902956189929,"HLGsżo FE180/PH90/E90","5x2,5",null,"BITNER","KMT",1,14400,"PLN",0.23,null,null,null,null,null,null,null,"n05c"]
[15276,null,"BEZPIECZNE","B50425",5902956190062,"HLGsżo FE180/PH90/E90","16x1",null,"BITNER","KMT",1,19740,"PLN",0.23,null,null,null,null,null,null,null,"n05c"]
[15284,null,"BEZPIECZNE","B50433",5902956190178,"HLGsżo FE180/PH90/E90","24x2,5",null,"BITNER","KMT",1,66690,"PLN",0.23,null,null,null,null,null,null,null,"n05c"]
[15291,null,"BEZPIECZNE","B50441",5902956190031,"HLGsżo FE180/PH90/E90","14x1",null,"BITNER","KMT",1,17340,"PLN",0.23,null,null,null,null,null,null,null,"n05c"]
[15304,null,"BEZPIECZNE","TN0207",5902956185020,"HTKSH","2x2x1",null,"BITNER","KMT",1,3810,"PLN",0.23,null,null,null,null,null,null,null,"n04A"]
[15310,null,"BEZPIECZNE","TN0215",5902956185051,"HTKSH","5x2x1",null,"BITNER","KMT",1,8670,"PLN",0.23,null,null,null,null,null,null,null,"n04A"]
[15321,null,"BEZPIECZNE","TN0254",5902956184856,"HTKSH","12x2x0,5",null,"BITNER","KMT",1,5070,"PLN",0.23,null,null,null,null,null,null,null,"n04A"]
[15328,null,"BEZPIECZNE","TN0261",5902956185082,"HTKSH","12x2x1",null,"BITNER","KMT",1,19940,"PLN",0.23,null,null,null,null,null,null,null,"n04A"]
[15336,null,"BEZPIECZNE","B10007",5902956185556,"HTKSH FE180/PH90/E90","3x2x1",null,"BITNER","KMT",1,6760,"PLN",0.23,null,null,null,null,null,null,null,"n04A"]
[15351,null,"BEZPIECZNE","B10023",5902956185570,"HTKSH FE180/PH90/E90","5x2x1",null,"BITNER","KMT",1,11260,"PLN",0.23,null,null,null,null,null,null,null,"n04"]
[15361,null,"BEZPIECZNE","B10033",5902956282040,"HTKSH FE180/PH90/E90","8x2x1,4",null,"BITNER","KMT",1,30060,"PLN",0.23,null,null,null,null,null,null,null,"n04"]
[15366,null,"BEZPIECZNE","B10038",5902956185747,"HTKSH FE180/PH90/E90","7x2x1,8",null,"BITNER","KMT",1,41020,"PLN",0.23,null,null,null,null,null,null,null,"n04"]
[15381,null,"BEZPIECZNE","TN0300",5902956185204,"HTKSHekw","1x2x0,8",null,"BITNER","KMT",1,1440,"PLN",0.23,null,null,null,null,null,null,null,"n04A"]
[15385,null,"BEZPIECZNE","TN0304",5902956185242,"HTKSHekw","4x2x0,8",null,"BITNER","KMT",1,4700,"PLN",0.23,null,null,null,null,null,null,null,"n04A"]
[15396,null,"BEZPIECZNE","TN0317",5902956185402,"HTKSHekw","10x2x1",null,"BITNER","KMT",1,17150,"PLN",0.23,null,null,null,null,null,null,null,"n04A"]
[15405,null,"BEZPIECZNE","TN0354",5902956185181,"HTKSHekw","12x2x0,5",null,"BITNER","KMT",1,5370,"PLN",0.23,null,null,null,null,null,null,null,"n04A"]
[15421,null,"BEZPIECZNE","B10107",5902956186003,"HTKSHekw FE180/PH90/E90","4x2x1",null,"BITNER","KMT",1,9770,"PLN",0.23,null,null,null,null,null,null,null,"n04A"]
[15426,null,"BEZPIECZNE","B10112",5902956186201,"HTKSHekw FE180/PH90/E90","1x2x2,3",null,"BITNER","KMT",1,10370,"PLN",0.23,null,null,null,null,null,null,null,"n04A"]
[15438,null,"BEZPIECZNE","B10128",5902956186089,"HTKSHekw FE180/PH90/E90","4x2x1,4",null,"BITNER","KMT",1,16100,"PLN",0.23,null,null,null,null,null,null,null,"n04A"]
[15451,null,"BEZPIECZNE","B10141",5902956186232,"HTKSHekw FE180/PH90/E90","3x2x2,3",null,"BITNER","KMT",1,28470,"PLN",0.23,null,null,null,null,null,null,null,"n04A"]
[15456,null,"BEZPIECZNE","B10146",5902956282132,"HTKSHekw FE180/PH90/E90","8x2x2,3",null,"BITNER","KMT",1,73540,"PLN",0.23,null,null,null,null,null,null,null,"n04A"]
[15462,null,"BEZPIECZNE","B10152",5902956186300,"HTKSHekw FE180/PH90/E90","2x2x2,8",null,"BITNER","KMT",1,28960,"PLN",0.23,null,null,null,null,null,null,null,"n04A"]
[15471,null,"BEZPIECZNE","B10406",5902956282187,"JE-H(St)H FE180/E90 CERAMIC","3x2x1",null,"BITNER","KMT",1,"oferta","PLN",0.23,null,null,null,null,null,null,null,"n04C"]
[15482,null,"BEZPIECZNE","B10417",5902956186683,"JE-H(St)H  FE180/E90 CERAMIC ","8x2x0,8",null,"BITNER","KMT",1,16890,"PLN",0.23,null,null,null,null,null,null,null,"n04C"]
[15496,null,"BEZPIECZNE","B10431",5902956186737,"JE-H(St)H  FE180/E90 CERAMIC ","28x2x0,8",null,"BITNER","KMT",1,42780,"PLN",0.23,null,null,null,null,null,null,null,"n04C"]
[15501,null,"BEZPIECZNE","B10436",5902956186843,"JE-H(St)H  FE180/E90 CERAMIC ","8x2x1",null,"BITNER","KMT",1,20910,"PLN",0.23,null,null,null,null,null,null,null,"n04C"]
[15515,null,"BEZPIECZNE","B10308",5902956282293,"JE-H(St)H FE180/E30 CERAMIC","1x2x1,4",null,"BITNER","KMT",1,"oferta","PLN",0.23,null,null,null,null,null,null,null,"n04C"]
[15526,null,"BEZPIECZNE","B10319",5902956186386,"JE-H(St)H FE180/E30 CERAMIC","20x2x0,8",null,"BITNER","KMT",1,30310,"PLN",0.23,null,null,null,null,null,null,null,"n04C"]
[15531,null,"BEZPIECZNE","B10324",5902956186546,"JE-H(St)H FE180/E30 CERAMIC","16x2x1",null,"BITNER","KMT",1,33730,"PLN",0.23,null,null,null,null,null,null,null,"n04C"]
[15543,null,"BEZPIECZNE","B10336",5902956186522,"JE-H(St)H FE180/E30 CERAMIC","8x2x1",null,"BITNER","KMT",1,19520,"PLN",0.23,null,null,null,null,null,null,null,"n04C"]
[15556,null,"BEZPIECZNE","B10507",5902956187154,"JE-H(St)H FE180/E30 MICA"," 4x2x1",null,"BITNER","KMT",1,14730,"PLN",0.23,null,null,null,null,null,null,null,"n04C"]
[15559,null,"BEZPIECZNE","B10510",5902956282415,"JE-H(St)H FE180/E30 MICA"," 1x2x1,8",null,"BITNER","KMT",1,"oferta","PLN",0.23,null,null,null,null,null,null,null,"n04C"]
[15571,null,"BEZPIECZNE","B10522",5902956187116,"JE-H(St)H FE180/E30 MICA","52x2x0,8",null,"BITNER","KMT",1,89050,"PLN",0.23,null,null,null,null,null,null,null,"n04C"]
[15586,null,"BEZPIECZNE","B10537",5902956187208,"JE-H(St)H FE180/E30 MICA","24x2x1",null,"BITNER","KMT",1,61660,"PLN",0.23,null,null,null,null,null,null,null,"n04C"]
[15592,null,"BEZPIECZNE","B10601",5902956187307,"JE-H(St)H FE180/E90 MICA"," 2x2x0,8",null,"BITNER","KMT",1,7850,"PLN",0.23,null,null,null,null,null,null,null,"n04C"]
[15601,null,"BEZPIECZNE","B10610",5902956282514,"JE-H(St)H FE180/E90 MICA"," 1x2x1,8",null,"BITNER","KMT",1,"oferta","PLN",0.23,null,null,null,null,null,null,null,"n04C"]
[15606,null,"BEZPIECZNE","B10615",5902956282569,"JE-H(St)H FE180/E90 MICA"," 2x2x2,8",null,"BITNER","KMT",1,"oferta","PLN",0.23,null,null,null,null,null,null,null,"n04C"]
[15620,null,"BEZPIECZNE","B10629",5902956187291,"JE-H(St)H FE180/E90 MICA","1x4x0,8",null,"BITNER","KMT",1,7740,"PLN",0.23,null,null,null,null,null,null,null,"n04C"]
[15631,null,"BEZPIECZNE","B10640",5902956187574,"JE-H(St)H FE180/E90 MICA","44x2x1",null,"BITNER","KMT",1,108080,"PLN",0.23,null,null,null,null,null,null,null,"n04C"]
[15636,null,"BEZPIECZNE","B61803",5902956202871,"N2XCH 0,6/1kV","2x6RE/6",null,"BITNER","KMT",1,17860,"PLN",0.23,null,null,null,null,null,null,null,"n02C"]
[15653,null,"BEZPIECZNE","B61820",5902956202994,"N2XCH 0,6/1kV","3x16RE/16",null,"BITNER","KMT",1,55510,"PLN",0.23,null,null,null,null,null,null,null,"n02C"]
[15661,null,"BEZPIECZNE","B61828",5902956203113,"N2XCH 0,6/1kV","4x2,5RE/2,5",null,"BITNER","KMT",1,13740,"PLN",0.23,null,null,null,null,null,null,null,"n02C"]
[15664,null,"BEZPIECZNE","B61831",5902956203144,"N2XCH 0,6/1kV","4x10RE/10",null,"BITNER","KMT",1,43210,"PLN",0.23,null,null,null,null,null,null,null,"n02C"]
[15676,null,"BEZPIECZNE","B61843",5902956203298,"N2XCH 0,6/1kV","10x2,5RE/4",null,"BITNER","KMT",1,28430,"PLN",0.23,null,null,null,null,null,null,null,"n02C"]
[15691,null,"BEZPIECZNE","B61858",5902956282712,"N2XCH 0,6/1kV","37x1,5/10",null,"BITNER","KMT",1,60170,"PLN",0.23,null,null,null,null,null,null,null,"n02C"]
[15697,null,"BEZPIECZNE","B61865",5902956203229,"N2XCH 0,6/1kV","4x150RM/70",null,"BITNER","KMT",1,559230,"PLN",0.23,null,null,null,null,null,null,null,"n02C"]
[15706,null,"BEZPIECZNE","B61628",5902956202185,"N2XH-J 0,6/1kV","3x16RM",null,"BITNER","KMT",1,40230,"PLN",0.23,null,null,null,null,null,null,null,"n02C"]
[15721,null,"BEZPIECZNE","B61650",5902956202475,"N2XH-J 0,6/1kV","5x6RE",null,"BITNER","KMT",1,24920,"PLN",0.23,null,null,null,null,null,null,null,"n02C"]
[15730,null,"BEZPIECZNE","B61659",5902956202598,"N2XH-J 0,6/1kV","  7x2,5RE",null,"BITNER","KMT",1,15490,"PLN",0.23,null,null,null,null,null,null,null,"n02C"]
[15736,null,"BEZPIECZNE","B61665",5902956202666,"N2XH-J 0,6/1kV","12x2,5RE",null,"BITNER","KMT",1,26120,"PLN",0.23,null,null,null,null,null,null,null,"n02C"]
[15741,null,"BEZPIECZNE","B61670",5902956202727,"N2XH-J 0,6/1kV","19x2,5RE",null,"BITNER","KMT",1,40510,"PLN",0.23,null,null,null,null,null,null,null,"n02C"]
[15751,null,"BEZPIECZNE","B61682",5902956202536,"N2XH-J 0,6/1kV","5x70RM",null,"BITNER","KMT",1,269620,"PLN",0.23,null,null,null,null,null,null,null,"n02C"]
[15766,null,"BEZPIECZNE","B61723",5902956202550,"N2XH-J 0,6/1kV","5x120RM",null,"BITNER","KMT",1,458210,"PLN",0.23,null,null,null,null,null,null,null,"n02C"]
[15774,null,"BEZPIECZNE","B61602",5902956201171,"N2XH-O 0,6/1kV","  1x4RE",null,"BITNER","KMT",1,3500,"PLN",0.23,null,null,null,null,null,null,null,"n02C"]
[15781,null,"BEZPIECZNE","B61609",5902956201249,"N2XH-O 0,6/1kV","  1x70RM",null,"BITNER","KMT",1,52210,"PLN",0.23,null,null,null,null,null,null,null,"n02C"]
[15796,null,"BEZPIECZNE","B61726",5902956201409,"N2XH-O 0,6/1kV","2x50RM",null,"BITNER","KMT",1,82280,"PLN",0.23,null,null,null,null,null,null,null,"n02C"]
[15807,null,"BEZPIECZNE","B61208",5902956199195,"NHXCH FE180/E30","3x50RM/25",null,"BITNER","KMT",1,159830,"PLN",0.23,null,null,null,null,null,null,null,"n01"]
[15811,null,"BEZPIECZNE","B61212",5902956199294,"NHXCH FE180/E30","4x6RE/6",null,"BITNER","KMT",1,34030,"PLN",0.23,null,null,null,null,null,null,null,"n01"]
[15818,null,"BEZPIECZNE","B61219",5902956199423,"NHXCH FE180/E30","7x2,5RE/2,5",null,"BITNER","KMT",1,26730,"PLN",0.23,null,null,null,null,null,null,null,"n01"]
[15836,null,"BEZPIECZNE","B61237",5902956199379,"NHXCH FE180/E30","4x120RM/70",null,"BITNER","KMT",1,472040,"PLN",0.23,null,null,null,null,null,null,null,"n01"]
[15841,null,"BEZPIECZNE","B61248",5902956199393,"NHXCH FE180/E30","4x185RM/95",null,"BITNER","KMT",1,729180,"PLN",0.23,null,null,null,null,null,null,null,"n01"]
[15851,null,"BEZPIECZNE","B61258",5902956199560,"NHXCH FE180/E30","24x1,5RE/6",null,"BITNER","KMT",1,56550,"PLN",0.23,null,null,null,null,null,null,null,"n01"]
[15856,null,"BEZPIECZNE","B61400",5902956199676,"NHXCH FE180/E90 ","3x1,5RE/1,5",null,"BITNER","KMT",1,12630,"PLN",0.23,null,null,null,null,null,null,null,"n01"]
[15867,null,"BEZPIECZNE","B61411",5902956199843,"NHXCH FE180/E90 ","4x4RE/4",null,"BITNER","KMT",1,25310,"PLN",0.23,null,null,null,null,null,null,null,"n01"]
[15884,null,"BEZPIECZNE","B61428",5902956199799,"NHXCH FE180/E90 ","3x150RM/70",null,"BITNER","KMT",1,475580,"PLN",0.23,null,null,null,null,null,null,null,"n01"]
[15886,null,"BEZPIECZNE","B61430",5902956199928,"NHXCH FE180/E90 ","4x95RM/50",null,"BITNER","KMT",1,394650,"PLN",0.23,null,null,null,null,null,null,null,"n01"]
[15895,null,"BEZPIECZNE","B61443",5902956199652,"NHXCH FE180/E90 ","2x16RM/16",null,"BITNER","KMT",1,50880,"PLN",0.23,null,null,null,null,null,null,null,"n01"]
[15911,null,"BEZPIECZNE","B60822",5902956195500,"NHXH-J FE180/E30 ","3x1,5RE",null,"BITNER","KMT",1,8520,"PLN",0.23,null,null,null,null,null,null,null,"n01"]
[15916,null,"BEZPIECZNE","B60827",5902956195555,"NHXH-J FE180/E30 ","3x16RM",null,"BITNER","KMT",1,51630,"PLN",0.23,null,null,null,null,null,null,null,"n01"]
[15928,null,"BEZPIECZNE","B60839",5902956195678,"NHXH-J FE180/E30 ","4x4RE",null,"BITNER","KMT",1,20340,"PLN",0.23,null,null,null,null,null,null,null,"n01"]
[15941,null,"BEZPIECZNE","B60852",5902956195807,"NHXH-J FE180/E30 ","5x1,5RE",null,"BITNER","KMT",1,12980,"PLN",0.23,null,null,null,null,null,null,null,"n01"]
[15952,null,"BEZPIECZNE","B60863",5902956195913,"NHXH-J FE180/E30 ","5x120RM",null,"BITNER","KMT",1,515550,"PLN",0.23,null,null,null,null,null,null,null,"n01"]
[15961,null,"BEZPIECZNE","B60875",5902956196019,"NHXH-J FE180/E30 ","12x2,5RE",null,"BITNER","KMT",1,38900,"PLN",0.23,null,null,null,null,null,null,null,"n01"]
[15971,null,"BEZPIECZNE","B60885",5902956282767,"NHXH-J FE180/E30 ","37x1,5 RE",null,"BITNER","KMT",1,"oferta","PLN",0.23,null,null,null,null,null,null,null,"n01"]
[15972,null,"BEZPIECZNE","B60886",5902956282774,"NHXH-J FE180/E30 ","37x2,5 RE",null,"BITNER","KMT",1,"oferta","PLN",0.23,null,null,null,null,null,null,null,"n01"]
[15985,null,"BEZPIECZNE","B60976",5902956196194,"NHXH-J FE180/E30 ","3x150+1x70RM",null,"BITNER","KMT",1,472500,"PLN",0.23,null,null,null,null,null,null,null,"n01"]
[15991,null,"BEZPIECZNE","B61024",5902956197221,"NHXH-J FE180/E90 ","3x4RE",null,"BITNER","KMT",1,16230,"PLN",0.23,null,null,null,null,null,null,null,"n01"]
[16005,null,"BEZPIECZNE","B61038",5902956197368,"NHXH-J FE180/E90 ","4x2,5RE",null,"BITNER","KMT",1,15050,"PLN",0.23,null,null,null,null,null,null,null,"n01"]
[16016,null,"BEZPIECZNE","B61049",5902956197474,"NHXH-J FE180/E90 ","4x150 RM",null,"BITNER","KMT",1,549290,"PLN",0.23,null,null,null,null,null,null,null,"n01"]
[16027,null,"BEZPIECZNE","B61060",5902956197580,"NHXH-J FE180/E90 ","5x50RM",null,"BITNER","KMT",1,239280,"PLN",0.23,null,null,null,null,null,null,null,"n01"]
[16038,null,"BEZPIECZNE","B61071",5902956197719,"NHXH-J FE180/E90 ","12x2,5RE",null,"BITNER","KMT",1,40370,"PLN",0.23,null,null,null,null,null,null,null,"n01"]
[16046,null,"BEZPIECZNE","B61079",5902956197825,"NHXH-J FE180/E90 ","30x2,5RE",null,"BITNER","KMT",1,93280,"PLN",0.23,null,null,null,null,null,null,null,"n01"]
[16057,null,"BEZPIECZNE","B61102",5902956197887,"NHXH-J FE180/E90 ","3x120+1x70RM",null,"BITNER","KMT",1,392920,"PLN",0.23,null,null,null,null,null,null,null,"n01"]
[16062,null,"BEZPIECZNE","B60801",5902956194534,"NHXH-O FE180/E30 ","1x2,5 RE",null,"BITNER","KMT",1,3920,"PLN",0.23,null,null,null,null,null,null,null,"n01"]
[16072,null,"BEZPIECZNE","B60811",5902956194633,"NHXH-O FE180/E30 ","1x120 RE",null,"BITNER","KMT",1,99810,"PLN",0.23,null,null,null,null,null,null,null,"n01"]
[16082,null,"BEZPIECZNE","B60821",5902956194749,"NHXH-O FE180/E30 ","2x25 RE",null,"BITNER","KMT",1,55140,"PLN",0.23,null,null,null,null,null,null,null,"n01"]
[16091,null,"BEZPIECZNE","B61004",5902956196262,"NHXH-O FE180/E90 ","1x10 RE",null,"BITNER","KMT",1,10370,"PLN",0.23,null,null,null,null,null,null,null,"n01"]
[16102,null,"BEZPIECZNE","B61015",5902956196385,"NHXH-O FE180/E90 ","2x1,5 RE",null,"BITNER","KMT",1,7620,"PLN",0.23,null,null,null,null,null,null,null,"n01"]
[16115,null,"BEZPIECZNE","B50816",5902956200709,"NHXMH-J 300/500V","3x4RE",null,"BITNER","KMT",1,11580,"PLN",0.23,null,null,null,null,null,null,null,"n03"]
[16121,null,"BEZPIECZNE","B50822",5902956200761,"NHXMH-J 300/500V","4x1,5RE",null,"BITNER","KMT",1,6220,"PLN",0.23,null,null,null,null,null,null,null,"n03"]
[16132,null,"BEZPIECZNE","B50833",5902956200877,"NHXMH-J 300/500V","5x6RE",null,"BITNER","KMT",1,25850,"PLN",0.23,null,null,null,null,null,null,null,"n03"]
[16139,null,"BEZPIECZNE","B50842",5902956200945,"NHXMH-J 300/500V","12x1,5",null,"BITNER","KMT",1,16930,"PLN",0.23,null,null,null,null,null,null,null,"n03"]
[16147,null,"BEZPIECZNE","B50806",5902956200327,"NHXMH-O 300/500V","2x1,5RE",null,"BITNER","KMT",1,3700,"PLN",0.23,null,null,null,null,null,null,null,"n03"]
[16159,null,"BEZPIECZNE","TN0001",5902956139238,"YnTKSY","1x2x0,8",null,"BITNER","KMT",1,1120,"PLN",0.23,null,null,null,null,null,null,null,"n64"]
[16166,null,"BEZPIECZNE","TN0008",5902956139344,"YnTKSY","2x2x1",null,"BITNER","KMT",1,3340,"PLN",0.23,null,null,null,null,null,null,null,"n64"]
[16177,null,"BEZPIECZNE","TN0106",5902956139894,"YnTKSYekw","7x2x0,8",null,"BITNER","KMT",1,7590,"PLN",0.23,null,null,null,null,null,null,null,"n64"]
[16192,null,"ENERGETYCZNE I SYGNALIZACYJNE","IP0210",5902956083906,"H07RN-F","1x95",null,"BITNER","KMT",1,83490,"PLN",0.23,null,null,null,null,null,null,null,"n25"]
[16202,null,"ENERGETYCZNE I SYGNALIZACYJNE","IP0219",5902956083968,"H07RN-F","2x1,5",null,"BITNER","KMT",1,5130,"PLN",0.23,null,null,null,null,null,null,null,"n25"]
[16207,null,"ENERGETYCZNE I SYGNALIZACYJNE","IP0224",5902956084019,"H07RN-F","2x16",null,"BITNER","KMT",1,31160,"PLN",0.23,null,null,null,null,null,null,null,"n25"]
[16216,null,"ENERGETYCZNE I SYGNALIZACYJNE","IP0233",5902956084101,"H07RN-F","3G25",null,"BITNER","KMT",1,67540,"PLN",0.23,null,null,null,null,null,null,null,"n25"]
[16222,null,"ENERGETYCZNE I SYGNALIZACYJNE","IP0239",5902956084163,"H07RN-F","3G150",null,"BITNER","KMT",1,483070,"PLN",0.23,null,null,null,null,null,null,null,"n25"]
[16237,null,"ENERGETYCZNE I SYGNALIZACYJNE","IP0254",5902956084323,"H07RN-F","4G150",null,"BITNER","KMT",1,613430,"PLN",0.23,null,null,null,null,null,null,null,"n25"]
[16249,null,"ENERGETYCZNE I SYGNALIZACYJNE","IP0266",5902956282873,"H07RN-F","7G4",null,"BITNER","KMT",1,"oferta","PLN",0.23,null,null,null,null,null,null,null,"n25"]
[16252,null,"ENERGETYCZNE I SYGNALIZACYJNE","IP0269",5902956282903,"H07RN-F","10G1,5",null,"BITNER","KMT",1,"oferta","PLN",0.23,null,null,null,null,null,null,null,"n25"]
[16269,null,"ENERGETYCZNE I SYGNALIZACYJNE","IP0286",5902956283016,"H07RN-F","37G2,5",null,"BITNER","KMT",1,"oferta","PLN",0.23,null,null,null,null,null,null,null,"n25"]
[16277,null,"ENERGETYCZNE I SYGNALIZACYJNE","IP0294",5902956084545,"H07RN-F","18G4",null,"BITNER","KMT",1,"oferta","PLN",0.23,null,null,null,null,null,null,null,"n25"]
[16282,null,"ENERGETYCZNE I SYGNALIZACYJNE","EA0700",5902956283061,"AsXSn 0,6/1kV","2x16",null,"BITNER","KMT",1,5000,"PLN",0.23,"H07BQ-F (07BQ-F*)","7x1,5 *",15835,null,null,null,null,"n11"]
[16293,null,"ENERGETYCZNE I SYGNALIZACYJNE","EA0711",5902956283177,"AsXSn 0,6/1kV","4x120",null,"BITNER","KMT",1,65370,"PLN",0.23,null,null,null,null,null,null,null,"n11C"]
[16307,null,"ENERGETYCZNE I SYGNALIZACYJNE","EA0725",5902956283313,"AsXSn 0,6/1kV","4x70+2x25",null,"BITNER","KMT",1,"oferta","PLN",0.23,null,null,null,null,null,null,null,"n11C"]
[16312,null,"ENERGETYCZNE I SYGNALIZACYJNE","EA0730",5902956283368,"AsXSn 0,6/1kV","4x120+2x35",null,"BITNER","KMT",1,"oferta","PLN",0.23,null,null,null,null,null,null,null,"n11C"]
[16326,null,"ENERGETYCZNE I SYGNALIZACYJNE","IS0012",5902956084927,"BiT GsLGs  450/750V ","4x2,5",null,"BITNER","KMT",1,22810,"PLN",0.23,null,null,null,null,null,null,null,"n27"]
[16337,null,"ENERGETYCZNE I SYGNALIZACYJNE","IS0023",5902956084804,"BiT GsLGs  450/750V ","4x0,75",null,"BITNER","KMT",1,8320,"PLN",0.23,null,null,null,null,null,null,null,"n27"]
[16346,null,"ENERGETYCZNE I SYGNALIZACYJNE","IS0032",5902956085054,"BiT GsLGs  450/750V ","5x10",null,"BITNER","KMT",1,84380,"PLN",0.23,null,null,null,null,null,null,null,"n27"]
[16352,null,"ENERGETYCZNE I SYGNALIZACYJNE","IS0101",5902956079596,"BiT LGs 300/500V ",0.5,null,"BITNER","KMT",1,850,"PLN",0.23,null,null,null,null,null,null,null,"n27"]
[16357,null,"ENERGETYCZNE I SYGNALIZACYJNE","IS0106",5902956079640,"BiT LGs 300/500V ",4,null,"BITNER","KMT",1,5250,"PLN",0.23,null,null,null,null,null,null,null,"n27"]
[16370,null,"ENERGETYCZNE I SYGNALIZACYJNE","IS0210",5902956084651,"BiT LGs 450/750V ",35,null,"BITNER","KMT",1,42250,"PLN",0.23,null,null,null,null,null,null,null,"n27"]
[16382,null,"ENERGETYCZNE I SYGNALIZACYJNE","IP1003",5902956283429,"BiT NSHTÖU-J","3G6",null,"BITNER","KMT",1,31980,"PLN",0.23,null,null,null,null,null,null,null,"n31E"]
[16387,null,"ENERGETYCZNE I SYGNALIZACYJNE","IP1008",5902956283474,"BiT NSHTÖU-J","3G50 ",null,"BITNER","KMT",1,201320,"PLN",0.23,null,null,null,null,null,null,null,"n31E"]
[16398,null,"ENERGETYCZNE I SYGNALIZACYJNE","IP1019",5902956283580,"BiT NSHTÖU-J","4G25",null,"BITNER","KMT",1,147850,"PLN",0.23,null,null,null,null,null,null,null,"n31E"]
[16412,null,"ENERGETYCZNE I SYGNALIZACYJNE","IP1033",5902956283726,"BiT NSHTÖU-J","18G1,5",null,"BITNER","KMT",1,48310,"PLN",0.23,null,null,null,null,null,null,null,"n31E"]
[16423,null,"ENERGETYCZNE I SYGNALIZACYJNE","EM0506",5902956283832,"BiT YKSXS 0,6/1kV ","10G1",null,"BITNER","KMT",1,10610,"PLN",0.23,null,null,null,null,null,null,null,"n51"]
[16427,null,"ENERGETYCZNE I SYGNALIZACYJNE","EM0510",5902956283870,"BiT YKSXS 0,6/1kV ","10G6",null,"BITNER","KMT",1,49420,"PLN",0.23,null,null,null,null,null,null,null,"n51"]
[16442,null,"ENERGETYCZNE I SYGNALIZACYJNE","EM0533",5902956284020,"BiT YKSXS 0,6/1kV ","37G1,5",null,"BITNER","KMT",1,51300,"PLN",0.23,null,null,null,null,null,null,null,"n51"]
[16447,null,"ENERGETYCZNE I SYGNALIZACYJNE","EM0538",5902956284075,"BiT YKSXS 0,6/1kV ","61G1,5",null,"BITNER","KMT",1,83660,"PLN",0.23,null,null,null,null,null,null,null,"n51"]
[16457,null,"ENERGETYCZNE I SYGNALIZACYJNE","EM8307",5902956122810,"BiT YKSY 0,6/1kV ","24G1",null,"BITNER","KMT",1,21010,"PLN",0.23,null,null,null,null,null,null,null,"n51"]
[16472,null,"ENERGETYCZNE I SYGNALIZACYJNE","EM8323",5902956122940,"BiT YKSY 0,6/1kV ","48G1,5",null,"BITNER","KMT",1,58120,"PLN",0.23,null,null,null,null,null,null,null,"n51"]
[16475,null,"ENERGETYCZNE I SYGNALIZACYJNE","EM8326",5902956122971,"BiT YKSY 0,6/1kV ","7G2,5",null,"BITNER","KMT",1,13830,"PLN",0.23,null,null,null,null,null,null,null,"n51B"]
[16487,null,"ENERGETYCZNE I SYGNALIZACYJNE","EM8338",5902956123084,"BiT YKSY 0,6/1kV ","7G10",null,"BITNER","KMT",1,52360,"PLN",0.23,null,null,null,null,null,null,null,"n51"]
[16492,null,"ENERGETYCZNE I SYGNALIZACYJNE","EM8555",5902956124463,"BiT YKSYektmy 0,6/1kV","19G1",null,"BITNER","KMT",1,30250,"PLN",0.23,null,null,null,null,null,null,null,"n51G"]
[16508,null,"ENERGETYCZNE I SYGNALIZACYJNE","EM8575",5902956124623,"BiT YKSYektmy 0,6/1kV","75G1,5",null,"BITNER","KMT",1,115050,"PLN",0.23,null,null,null,null,null,null,null,"n51G"]
[16517,null,"ENERGETYCZNE I SYGNALIZACYJNE","EM8585",5902956124715,"BiT YKSYektmy 0,6/1kV","10G4",null,"BITNER","KMT",1,48750,"PLN",0.23,null,null,null,null,null,null,null,"n51G"]
[16528,null,"ENERGETYCZNE I SYGNALIZACYJNE","EM8456",5902956125101,"BiT YKSYFtZny 0,6/1kV","10G1",null,"BITNER","KMT",1,12250,"PLN",0.23,null,null,null,null,null,null,null,"n51F"]
[16532,null,"ENERGETYCZNE I SYGNALIZACYJNE","EM8460",5902956125392,"BiT YKSYFtZny 0,6/1kV","10G6",null,"BITNER","KMT",1,51490,"PLN",0.23,null,null,null,null,null,null,null,"n51F"]
[16547,null,"ENERGETYCZNE I SYGNALIZACYJNE","EM8476",5902956125255,"BiT YKSYFtZny 0,6/1kV","37G1,5",null,"BITNER","KMT",1,55220,"PLN",0.23,null,null,null,null,null,null,null,"n51F"]
[16552,null,"ENERGETYCZNE I SYGNALIZACYJNE","EM8481",5902956125279,"BiT YKSYFtZny 0,6/1kV","61G1,5",null,"BITNER","KMT",1,87270,"PLN",0.23,null,null,null,null,null,null,null,"n51F"]
[16562,null,"ENERGETYCZNE I SYGNALIZACYJNE","EM8830",5902956126481,"BiT YnKSXS 0,6/1kV","48G1",null,"BITNER","KMT",1,51660,"PLN",0.23,null,null,null,null,null,null,null,"n51"]
[16577,null,"ENERGETYCZNE I SYGNALIZACYJNE","EM8849",5902956126634,"BiT YnKSXS 0,6/1kV","14G2,5",null,"BITNER","KMT",1,33590,"PLN",0.23,null,null,null,null,null,null,null,"n51"]
[16585,null,"ENERGETYCZNE I SYGNALIZACYJNE","EM8857",5902956126719,"BiT YnKSXS 0,6/1kV","10G6",null,"BITNER","KMT",1,54370,"PLN",0.23,null,null,null,null,null,null,null,"n51"]
[16592,null,"ENERGETYCZNE I SYGNALIZACYJNE","EM8654",5902956284174,"BiT YnKSY 0,6/1kV","16G1",null,"BITNER","KMT",1,15680,"PLN",0.23,null,null,null,null,null,null,null,"n51"]
[16605,null,"ENERGETYCZNE I SYGNALIZACYJNE","EM8667",5902956284204,"BiT YnKSY 0,6/1kV","16G1,5",null,"BITNER","KMT",1,22030,"PLN",0.23,null,null,null,null,null,null,null,"n51"]
[16607,null,"ENERGETYCZNE I SYGNALIZACYJNE","EM8670",5902956123572,"BiT YnKSY 0,6/1kV","24G1,5",null,"BITNER","KMT",1,32630,"PLN",0.23,null,null,null,null,null,null,null,"n51"]
[16622,null,"ENERGETYCZNE I SYGNALIZACYJNE","EM8685",5902956123718,"BiT YnKSY 0,6/1kV","10G4",null,"BITNER","KMT",1,34580,"PLN",0.23,null,null,null,null,null,null,null,"n51"]
[16629,null,"ENERGETYCZNE I SYGNALIZACYJNE","EM9602",5902956284242,"BiT YoKSY 0,6/1kV","12G1",null,"BITNER","KMT",1,14110,"PLN",0.23,null,null,null,null,null,null,null,"n51"]
[16637,null,"ENERGETYCZNE I SYGNALIZACYJNE","EM9610",5902956284327,"BiT YoKSY 0,6/1kV","48G1",null,"BITNER","KMT",1,49120,"PLN",0.23,null,null,null,null,null,null,null,"n51"]
[16652,null,"ENERGETYCZNE I SYGNALIZACYJNE","EM9625",5902956284471,"BiT YoKSY 0,6/1kV","7G2,5",null,"BITNER","KMT",1,17980,"PLN",0.23,null,null,null,null,null,null,null,"n51"]
[16662,null,"ENERGETYCZNE I SYGNALIZACYJNE","EM9635",5902956284570,"BiT YoKSY 0,6/1kV","7G6",null,"BITNER","KMT",1,37630,"PLN",0.23,null,null,null,null,null,null,null,"n51"]
[16667,null,"ENERGETYCZNE I SYGNALIZACYJNE","IW0201",5902956284624,"H01N2-D (OnS-1)",16,null,"BITNER","KMT",1,15780,"PLN",0.23,null,null,null,null,null,null,null,"n24"]
[16682,null,"ENERGETYCZNE I SYGNALIZACYJNE","IW0408",5902956284778,"H01N2-E",150,null,"BITNER","KMT",1,"oferta","PLN",0.23,null,null,null,null,null,null,null,"n24"]
[16692,null,"ENERGETYCZNE I SYGNALIZACYJNE","IM0009",5902956284877,"H03VV-F (OMY) ","4x0,5",null,"BITNER","KMT",1,2140,"PLN",0.23,null,null,null,null,null,null,null,"n23"]
[16697,null,"ENERGETYCZNE I SYGNALIZACYJNE","IM0014",5902956284921,"H03VVH2-F (OMYp )"," 2x0,5 ",null,"BITNER","KMT",1,"oferta","PLN",0.23,null,null,null,null,null,null,null,"n23"]
[16706,null,"ENERGETYCZNE I SYGNALIZACYJNE","IP0603",5902956285010,"H05BB-F","2x2,5",null,"BITNER","KMT",1,"oferta","PLN",0.23,null,null,null,null,null,null,null,"n25E"]
[16722,null,"ENERGETYCZNE I SYGNALIZACYJNE","IP0619",5902956285171,"H05BB-F","5x2,5",null,"BITNER","KMT",1,"oferta","PLN",0.23,null,null,null,null,null,null,null,"n25E"]
[16723,null,"ENERGETYCZNE I SYGNALIZACYJNE","IP0500",5902956079367,"H05BQ-F","2x0,75",null,"BITNER","KMT",1,4270,"PLN",0.23,null,null,null,null,null,null,null,"n37"]
[16739,null,"ENERGETYCZNE I SYGNALIZACYJNE","IP0516",5902956079527,"H05BQ-F","24x0,75",null,"BITNER","KMT",1,"oferta","PLN",0.23,null,null,null,null,null,null,null,"n37"]
[16742,null,"ENERGETYCZNE I SYGNALIZACYJNE","IW0101",5902956285195,"H05RR-F ","2x1",null,"BITNER","KMT",1,"oferta","PLN",0.23,null,null,null,null,null,null,null,"n25"]
[16753,null,"ENERGETYCZNE I SYGNALIZACYJNE","IW0112",5902956285300,"H05RR-F ","4x1,5",null,"BITNER","KMT",1,"oferta","PLN",0.23,null,null,null,null,null,null,null,"n25"]
[16763,null,"ENERGETYCZNE I SYGNALIZACYJNE","IG0100",5902956285409,"H05V2-K ",0.35,null,"BITNER","KMT",1,"oferta","PLN",0.23,null,null,null,null,null,null,null,"n28E"]
[16772,null,"ENERGETYCZNE I SYGNALIZACYJNE","IG0004",5902956285492,"H05V-K ",1,null,"BITNER","KMT",1,"oferta","PLN",0.23,null,null,null,null,null,null,null,"n28E"]
[16783,null,"ENERGETYCZNE I SYGNALIZACYJNE","IW0009",5902956285607,"H05VV-F (OWY)","3x1",null,"BITNER","KMT",1,3170,"PLN",0.23,null,null,null,null,null,null,null,"n23"]
[16797,null,"ENERGETYCZNE I SYGNALIZACYJNE","IW0023",5902956285744,"H05VV-F (OWY)","5x2,5",null,"BITNER","KMT",1,11950,"PLN",0.23,null,null,null,null,null,null,null,"n23"]
[16808,null,"ENERGETYCZNE I SYGNALIZACYJNE","IP0706",5902956285850,"H07BB-F","1x25",null,"BITNER","KMT",1,"oferta","PLN",0.23,null,null,null,null,null,null,null,"n25E"]
[16816,null,"ENERGETYCZNE I SYGNALIZACYJNE","IP0714",5902956285935,"H07BB-F","1x240",null,"BITNER","KMT",1,"oferta","PLN",0.23,null,null,null,null,null,null,null,"n25E"]
[16827,null,"ENERGETYCZNE I SYGNALIZACYJNE","IP0725",5902956286048,"H07BB-F","3x2,5",null,"BITNER","KMT",1,"oferta","PLN",0.23,null,null,null,null,null,null,null,"n25E"]
[16838,null,"ENERGETYCZNE I SYGNALIZACYJNE","IP0736",5902956286154,"H07BB-F","3x150",null,"BITNER","KMT",1,"oferta","PLN",0.23,null,null,null,null,null,null,null,"n25E"]
[16840,null,"ENERGETYCZNE I SYGNALIZACYJNE","IP0738",5902956286178,"H07BB-F","3x240",null,"BITNER","KMT",1,"oferta","PLN",0.23,null,null,null,null,null,null,null,"n25E"]
[16857,null,"ENERGETYCZNE I SYGNALIZACYJNE","IP0755",5902956286345,"H07BB-F","5x1,5",null,"BITNER","KMT",1,"oferta","PLN",0.23,null,null,null,null,null,null,null,"n25E"]
[16860,null,"ENERGETYCZNE I SYGNALIZACYJNE","IP0758",5902956286376,"H07BB-F","5x6",null,"BITNER","KMT",1,"oferta","PLN",0.23,null,null,null,null,null,null,null,"n25E"]
[16872,null,"ENERGETYCZNE I SYGNALIZACYJNE","IP0408",5902956083524,"H07BQ-F","3G4",null,"BITNER","KMT",1,15330,"PLN",0.23,null,null,null,null,null,null,null,"n37"]
[16883,null,"ENERGETYCZNE I SYGNALIZACYJNE","IP0419",5902956286451,"H07BQ-F","5G1",null,"BITNER","KMT",1,8950,"PLN",0.23,null,null,null,null,null,null,null,"n37"]
[16893,null,"ENERGETYCZNE I SYGNALIZACYJNE","IP0429",5902956083739,"H07BQ-F","10G2,5",null,"BITNER","KMT",1,30240,"PLN",0.23,null,null,null,null,null,null,null,"n37"]
[16902,null,"ENERGETYCZNE I SYGNALIZACYJNE","IG0302",5902956286482,"H07V2-K",1.5,null,"BITNER","KMT",1,1480,"PLN",0.23,null,null,null,null,null,null,null,"n28E"]
[16913,null,"ENERGETYCZNE I SYGNALIZACYJNE","IG0313",5902956286598,"H07V2-K",120,null,"BITNER","KMT",1,"oferta","PLN",0.23,null,null,null,null,null,null,null,"n28E"]
[16917,null,"ENERGETYCZNE I SYGNALIZACYJNE","IG0200",5902956286635,"H07V-K",0.75,null,"BITNER","KMT",1,"oferta","PLN",0.23,null,null,null,null,null,null,null,"n28E"]
[16928,null,"ENERGETYCZNE I SYGNALIZACYJNE","IG0211",5902956286741,"H07V-K",70,null,"BITNER","KMT",1,61140,"PLN",0.23,null,null,null,null,null,null,null,"n28E"]
[16937,null,"ENERGETYCZNE I SYGNALIZACYJNE","IG0403",5902956286833,"LgYd",2.5,null,"BITNER","KMT",1,2220,"PLN",0.23,null,null,null,null,null,null,null,"n28E"]
[16947,null,"ENERGETYCZNE I SYGNALIZACYJNE","IG0413",5902956286932,"LgYd",120,null,"BITNER","KMT",1,104360,"PLN",0.23,null,null,null,null,null,null,null,"n28E"]
[16958,null,"ENERGETYCZNE I SYGNALIZACYJNE","EM2510",5902956287045,"NYCY 0,6/1kV","4x4/4",null,"BITNER","KMT",1,18730,"PLN",0.23,null,null,null,null,null,null,null,"n22"]
[16970,null,"ENERGETYCZNE I SYGNALIZACYJNE","EM2522",5902956287168,"NYCY 0,6/1kV","14x2,5/6",null,"BITNER","KMT",1,"oferta","PLN",0.23,null,null,null,null,null,null,null,"n22"]
[16977,null,"ENERGETYCZNE I SYGNALIZACYJNE","EM2529",5902956287236,"NYCY 0,6/1kV","40x2,5/10",null,"BITNER","KMT",1,93330,"PLN",0.23,null,null,null,null,null,null,null,"n22"]
[16988,null,"ENERGETYCZNE I SYGNALIZACYJNE","EM2540",5902956287342,"NYCY 0,6/1kV","40x1,5/10",null,"BITNER","KMT",1,"oferta","PLN",0.23,null,null,null,null,null,null,null,"n22"]
[16994,null,"ENERGETYCZNE I SYGNALIZACYJNE","EM2546",5902956287403,"NYCY 0,6/1kV","52x2,5/10",null,"BITNER","KMT",1,118010,"PLN",0.23,null,null,null,null,null,null,null,"n22"]
[17003,null,"GÓRNICZE","GG1705",5902956155092,"OGŁ","3x25",null,"BITNER","KMT",1,93498,"PLN",0.23,null,null,null,null,null,null,null,"n34"]
[17018,null,"ENERGETYCZNE I SYGNALIZACYJNE","EA0203",5902956287489,"YAKXS 0,6/1kV","1x50",null,"BITNER","KMT",1,7380,"PLN",0.23,null,null,null,null,null,null,null,"n12"]
[17027,null,"ENERGETYCZNE I SYGNALIZACYJNE","EA0213",5902956287571,"YAKXSżo 0,6/1kV","4x25",null,"BITNER","KMT",1,16920,"PLN",0.23,null,null,null,null,null,null,null,"n12"]
[17033,null,"ENERGETYCZNE I SYGNALIZACYJNE","EA0219",5902956287632,"YAKXSżo 0,6/1kV","4x150",null,"BITNER","KMT",1,"oferta","PLN",0.23,null,null,null,null,null,null,null,"n12"]
[17047,null,"ENERGETYCZNE I SYGNALIZACYJNE","EA0233",5902956287779,"YAKXSżo 0,6/1kV","5x185",null,"BITNER","KMT",1,"oferta","PLN",0.23,null,null,null,null,null,null,null,"n12"]
[17058,null,"ENERGETYCZNE I SYGNALIZACYJNE","EA0031",5902956287885,"YAKY 0,6/1kV","1x10",null,"BITNER","KMT",1,2040,"PLN",0.23,null,null,null,null,null,null,null,"n12"]
[17063,null,"ENERGETYCZNE I SYGNALIZACYJNE","EA0304",5902956287939,"YAKYFoyżo","3x50SE",null,"BITNER","KMT",1,"oferta","PLN",0.23,null,null,null,null,null,null,null,"n12F"]
[17071,null,"ENERGETYCZNE I SYGNALIZACYJNE","EA0312",5902956288011,"YAKYFoyżo","4x16RE",null,"BITNER","KMT",1,"oferta","PLN",0.23,null,null,null,null,null,null,null,"n12F"]
[17088,null,"ENERGETYCZNE I SYGNALIZACYJNE","EA0329",5902956288189,"YAKYFoyżo","3x185SM+95SM",null,"BITNER","KMT",1,"oferta","PLN",0.23,null,null,null,null,null,null,null,"n12F"]
[17093,null,"ENERGETYCZNE I SYGNALIZACYJNE","EA0014",5902956288233,"YAKYżo 0,6/1kV","4x25",null,"BITNER","KMT",1,17980,"PLN",0.23,null,null,null,null,null,null,null,"n12"]
[17104,null,"ENERGETYCZNE I SYGNALIZACYJNE","EA0025",5902956288349,"YAKYżo 0,6/1kV","5x10",null,"BITNER","KMT",1,9830,"PLN",0.23,null,null,null,null,null,null,null,"n12"]
[17108,null,"ENERGETYCZNE I SYGNALIZACYJNE","EA0029",5902956288387,"YAKYżo 0,6/1kV","5x50",null,"BITNER","KMT",1,39410,"PLN",0.23,null,null,null,null,null,null,null,"n12"]
[17124,null,"ENERGETYCZNE I SYGNALIZACYJNE","EA0046",5902956288547,"YAKYżo 0,6/1kV","5x185",null,"BITNER","KMT",1,"oferta","PLN",0.23,null,null,null,null,null,null,null,"n12"]
[17133,null,"ENERGETYCZNE I SYGNALIZACYJNE","EM1508",5902956288639,"YKXS 0,6/1kV","1x35RMC",null,"BITNER","KMT",1,28150,"PLN",0.23,null,null,null,null,null,null,null,"n21H"]
[17138,null,"ENERGETYCZNE I SYGNALIZACYJNE","EM1513",5902956288684,"YKXS 0,6/1kV","1x150RMC",null,"BITNER","KMT",1,118910,"PLN",0.23,null,null,null,null,null,null,null,"n21H"]
[17148,null,"ENERGETYCZNE I SYGNALIZACYJNE","EM1574",5902956288783,"YKXS 0,6/1kV","1x300RMC",null,"BITNER","KMT",1,228780,"PLN",0.23,null,null,null,null,null,null,null,"n21H"]
[17163,null,"ENERGETYCZNE I SYGNALIZACYJNE","EM1537",5902956288936,"YKXSżo 0,6/1kV","4x6",null,"BITNER","KMT",1,20130,"PLN",0.23,null,null,null,null,null,null,null,"n21H"]
[17168,null,"ENERGETYCZNE I SYGNALIZACYJNE","EM1542",5902956288981,"YKXSżo 0,6/1kV","4x50RMC",null,"BITNER","KMT",1,159200,"PLN",0.23,null,null,null,null,null,null,null,"n21H"]
[17181,null,"ENERGETYCZNE I SYGNALIZACYJNE","EM1555",5902956289117,"YKXSżo 0,6/1kV","5x50RMC",null,"BITNER","KMT",1,198770,"PLN",0.23,null,null,null,null,null,null,null,"n21H"]
[17193,null,"ENERGETYCZNE I SYGNALIZACYJNE","EM1309",5902956289230,"YKY 0,6/1kV","1x50RM",null,"BITNER","KMT",1,37730,"PLN",0.23,null,null,null,null,null,null,null,"n21"]
[17201,null,"ENERGETYCZNE I SYGNALIZACYJNE","EM1317",5902956289315,"YKY 0,6/1kV","2x1,5RE",null,"BITNER","KMT",1,3320,"PLN",0.23,null,null,null,null,null,null,null,"n21"]
[17208,null,"ENERGETYCZNE I SYGNALIZACYJNE","EM2101",5902956289384,"YKYektmy 0,6/1kV","2x1,5",null,"BITNER","KMT",1,9900,"PLN",0.23,null,null,null,null,null,null,null,"n21F"]
[17223,null,"ENERGETYCZNE I SYGNALIZACYJNE","EM2112",5902956289537,"YKYektmyżo 0,6/1kV","4x6",null,"BITNER","KMT",1,29540,"PLN",0.23,null,null,null,null,null,null,null,"n21F"]
[17225,null,"ENERGETYCZNE I SYGNALIZACYJNE","EM2114",5902956289551,"YKYektmyżo 0,6/1kV","5x1",null,"BITNER","KMT",1,13010,"PLN",0.23,null,null,null,null,null,null,null,"n21F"]
[17238,null,"ENERGETYCZNE I SYGNALIZACYJNE","EM2131",5902956289681,"YKYektmyżo 0,6/1kV","5x10",null,"BITNER","KMT",1,53740,"PLN",0.23,null,null,null,null,null,null,null,"n21F"]
[17243,null,"ENERGETYCZNE I SYGNALIZACYJNE","EM2000",5902956289735,"YKYFoy 0,6/1kV","2x1RE",null,"BITNER","KMT",1,8440,"PLN",0.23,null,null,null,null,null,null,null,"n21H"]
[17253,null,"ENERGETYCZNE I SYGNALIZACYJNE","EM2010",5902956289834,"YKYFoyżo 0,6/1kV","3x4RE",null,"BITNER","KMT",1,18470,"PLN",0.23,null,null,null,null,null,null,null,"n21H"]
[17268,null,"ENERGETYCZNE I SYGNALIZACYJNE","EM2032",5902956289988,"YKYFoyżo 0,6/1kV","4x50SM",null,"BITNER","KMT",1,203430,"PLN",0.23,null,null,null,null,null,null,null,"n21H"]
[17273,null,"ENERGETYCZNE I SYGNALIZACYJNE","EM2052",5902956290038,"YKYFoyżo 0,6/1kV","5x6 RE ",null,"BITNER","KMT",1,38690,"PLN",0.23,null,null,null,null,null,null,null,"n21H"]
[17286,null,"ENERGETYCZNE I SYGNALIZACYJNE","EM1923",5902956290168,"YKYFtZnyżo 0,6/1kV ","3x1RE",null,"BITNER","KMT",1,4990,"PLN",0.23,null,null,null,null,null,null,null,"n21F"]
[17298,null,"ENERGETYCZNE I SYGNALIZACYJNE","EM1935",5902956290281,"YKYFtZnyżo 0,6/1kV ","4x4RE",null,"BITNER","KMT",1,15810,"PLN",0.23,null,null,null,null,null,null,null,"n21F"]
[17302,null,"ENERGETYCZNE I SYGNALIZACYJNE","EM1939",5902956290328,"YKYFtZnyżo 0,6/1kV ","4x25RE",null,"BITNER","KMT",1,87350,"PLN",0.23,null,null,null,null,null,null,null,"n21F"]
[17313,null,"ENERGETYCZNE I SYGNALIZACYJNE","EM1950",5902956290434,"YKYFtZnyżo 0,6/1kV ","5x35RMC",null,"BITNER","KMT",1,147490,"PLN",0.23,null,null,null,null,null,null,null,"n21F"]
[17328,null,"ENERGETYCZNE I SYGNALIZACYJNE","EM1336",5902956290588,"YKYżo 0,6/1kV","4x4RE",null,"BITNER","KMT",1,13630,"PLN",0.23,null,null,null,null,null,null,null,"n21"]
[17330,null,"ENERGETYCZNE I SYGNALIZACYJNE","EM1338",5902956290601,"YKYżo 0,6/1kV","4x10RE",null,"BITNER","KMT",1,31940,"PLN",0.23,null,null,null,null,null,null,null,"n21"]
[17343,null,"ENERGETYCZNE I SYGNALIZACYJNE","EM1351",5902956290731,"YKYżo 0,6/1kV","5x10RE",null,"BITNER","KMT",1,39710,"PLN",0.23,null,null,null,null,null,null,null,"n21"]
[17358,null,"ENERGETYCZNE I SYGNALIZACYJNE","EM1366",5902956290885,"YKYżo 0,6/1kV","3x240SM",null,"BITNER","KMT",1,555450,"PLN",0.23,null,null,null,null,null,null,null,"n21C"]
[17363,null,"ENERGETYCZNE I SYGNALIZACYJNE","EM1371",5902956290939,"YKYżo 0,6/1kV","3x35SM+16RE",null,"BITNER","KMT",1,97140,"PLN",0.23,null,null,null,null,null,null,null,"n21C"]
[17373,null,"ENERGETYCZNE I SYGNALIZACYJNE","EM3501",5902956204547,"YnKXS 0,6/1kV ","1x1,5RE",null,"BITNER","KMT",1,1820,"PLN",0.23,null,null,null,null,null,null,null,"n21H"]
[17379,null,"ENERGETYCZNE I SYGNALIZACYJNE","EM3507",5902956204608,"YnKXS 0,6/1kV ","1x25RMC",null,"BITNER","KMT",1,22550,"PLN",0.23,null,null,null,null,null,null,null,"n21H"]
[17388,null,"ENERGETYCZNE I SYGNALIZACYJNE","EM3516",5902956204691,"YnKXS 0,6/1kV ","1x300RMC",null,"BITNER","KMT",1,251660,"PLN",0.23,null,null,null,null,null,null,null,"n21H"]
[17403,null,"ENERGETYCZNE I SYGNALIZACYJNE","EM3531",5902956205315,"YnKXSżo 0,6/1kV ","3x25",null,"BITNER","KMT",1,69340,"PLN",0.23,null,null,null,null,null,null,null,"n21H"]
[17407,null,"ENERGETYCZNE I SYGNALIZACYJNE","EM3541",5902956205414,"YnKXSżo 0,6/1kV ","4x1,5",null,"BITNER","KMT",1,6700,"PLN",0.23,null,null,null,null,null,null,null,"n21H"]
[17418,null,"ENERGETYCZNE I SYGNALIZACYJNE","EM3552",5902956205520,"YnKXSżo 0,6/1kV ","4x120",null,"BITNER","KMT",1,413140,"PLN",0.23,null,null,null,null,null,null,null,"n21H"]
[17433,null,"ENERGETYCZNE I SYGNALIZACYJNE","EM2702",5902956203373,"YnKY 0,6/1kV","1x2,5RE",null,"BITNER","KMT",1,2550,"PLN",0.23,null,null,null,null,null,null,null,"n21H"]
[17440,null,"ENERGETYCZNE I SYGNALIZACYJNE","EM2709",5902956203441,"YnKY 0,6/1kV","1x50RMC",null,"BITNER","KMT",1,41500,"PLN",0.23,null,null,null,null,null,null,null,"n21H"]
[17448,null,"ENERGETYCZNE I SYGNALIZACYJNE","EM2717",5902956203533,"YnKY 0,6/1kV","2x1,5RE",null,"BITNER","KMT",1,3650,"PLN",0.23,null,null,null,null,null,null,null,"n21H"]
[17460,null,"ENERGETYCZNE I SYGNALIZACYJNE","EM2729",5902956204127,"YnKYżo 0,6/1kV","3x16RE",null,"BITNER","KMT",1,43660,"PLN",0.23,null,null,null,null,null,null,null,"n21H"]
[17473,null,"ENERGETYCZNE I SYGNALIZACYJNE","EM2742",5902956204257,"YnKYżo 0,6/1kV","4x4RE",null,"BITNER","KMT",1,14990,"PLN",0.23,null,null,null,null,null,null,null,"n21H"]
[17478,null,"ENERGETYCZNE I SYGNALIZACYJNE","EM2747",5902956204301,"YnKYżo 0,6/1kV","4x35RMC",null,"BITNER","KMT",1,121830,"PLN",0.23,null,null,null,null,null,null,null,"n21H"]
[17484,null,"ENERGETYCZNE I SYGNALIZACYJNE","EM2753",5902956204363,"YnKYżo 0,6/1kV","4x185RMC",null,"BITNER","KMT",1,631730,"PLN",0.23,null,null,null,null,null,null,null,"n21H"]
[17493,null,"ENERGETYCZNE I SYGNALIZACYJNE","EM2762",5902956291097,"YnKYżo 0,6/1kV","3x150SM+70SM",null,"BITNER","KMT",1,450020,"PLN",0.23,null,null,null,null,null,null,null,"n21H"]
[17508,null,"ENERGETYCZNE I SYGNALIZACYJNE","EM2777",5902956204509,"YnKYżo 0,6/1kV","5x120RMC",null,"BITNER","KMT",1,499540,"PLN",0.23,null,null,null,null,null,null,null,"n21H"]
[17517,null,"ENERGETYCZNE I SYGNALIZACYJNE","EM9456",5902956291189,"YoKXS 0,6/1kV","1x16",null,"BITNER","KMT",1,17280,"PLN",0.23,null,null,null,null,null,null,null,"n21H"]
[17523,null,"ENERGETYCZNE I SYGNALIZACYJNE","EM9462",5902956291240,"YoKXS 0,6/1kV","1x120",null,"BITNER","KMT",1,104900,"PLN",0.23,null,null,null,null,null,null,null,"n21H"]
[17534,null,"ENERGETYCZNE I SYGNALIZACYJNE","EM9473",5902956291356,"YoKXS 0,6/1kV","2x16",null,"BITNER","KMT",1,35050,"PLN",0.23,null,null,null,null,null,null,null,"n21H"]
[17550,null,"ENERGETYCZNE I SYGNALIZACYJNE","EM9489",5902956291516,"YoKXSżo 0,6/1kV","4x10",null,"BITNER","KMT",1,39430,"PLN",0.23,null,null,null,null,null,null,null,"n21H"]
[17553,null,"ENERGETYCZNE I SYGNALIZACYJNE","EM9492",5902956291547,"YoKXSżo 0,6/1kV","4x35",null,"BITNER","KMT",1,130460,"PLN",0.23,null,null,null,null,null,null,null,"n21H"]
[17561,null,"ENERGETYCZNE I SYGNALIZACYJNE","EM9500",5902956291622,"YoKXSżo 0,6/1kV","5x4",null,"BITNER","KMT",1,21630,"PLN",0.23,null,null,null,null,null,null,null,"n21H"]
[17578,null,"ENERGETYCZNE I SYGNALIZACYJNE","EM9308",5902956291790,"YoKY 0,6/1kV","1x35RMC",null,"BITNER","KMT",1,33980,"PLN",0.23,null,null,null,null,null,null,null,"n21H"]
[17589,null,"ENERGETYCZNE I SYGNALIZACYJNE","EM9319",5902956291905,"YoKY 0,6/1kV","2x4RE",null,"BITNER","KMT",1,10080,"PLN",0.23,null,null,null,null,null,null,null,"n21H"]
[17594,null,"ENERGETYCZNE I SYGNALIZACYJNE","EM9324",5902956291950,"YoKYżo 0,6/1kV","3x1,5RE",null,"BITNER","KMT",1,6100,"PLN",0.23,null,null,null,null,null,null,null,"n21H"]
[17608,null,"ENERGETYCZNE I SYGNALIZACYJNE","EM9338",5902956292094,"YoKYżo 0,6/1kV","3x240SM",null,"BITNER","KMT",1,622100,"PLN",0.23,null,null,null,null,null,null,null,"n21H"]
[17609,null,"ENERGETYCZNE I SYGNALIZACYJNE","EM9339",5902956292100,"YoKYżo 0,6/1kV","4x1RE",null,"BITNER","KMT",1,5880,"PLN",0.23,null,null,null,null,null,null,null,"n21H"]
[17627,null,"ENERGETYCZNE I SYGNALIZACYJNE","EM9357",5902956292285,"YoKYżo 0,6/1kV","3x35SM+25RE",null,"BITNER","KMT",1,"oferta","PLN",0.23,null,null,null,null,null,null,null,"n21H"]
[17628,null,"ENERGETYCZNE I SYGNALIZACYJNE","EM9358",5902956292292,"YoKYżo 0,6/1kV","3x50SM+25RE",null,"BITNER","KMT",1,153670,"PLN",0.23,null,null,null,null,null,null,null,"n21H"]
[17638,null,"ENERGETYCZNE I SYGNALIZACYJNE","EM9368",5902956292391,"YoKYżo 0,6/1kV","5x4RE",null,"BITNER","KMT",1,21150,"PLN",0.23,null,null,null,null,null,null,null,"n21H"]
[17653,null,"TELEKOMUNIKACYJNE","TC0453",5902956120656,"A-2Y(L)2Y","10x2x0,6",null,"BITNER","KMT",1,"oferta","PLN",0.23,null,null,null,null,null,null,null,"n64E"]
[17664,null,"TELEKOMUNIKACYJNE","TC0464",5902956120762,"A-2Y(L)2Y","2x2x0,8",null,"BITNER","KMT",1,"oferta","PLN",0.23,null,null,null,null,null,null,null,"n64E"]
[17671,null,"TELEKOMUNIKACYJNE","TC0471",5902956120830,"A-2Y(L)2Y","50x2x0,8",null,"BITNER","KMT",1,"oferta","PLN",0.23,null,null,null,null,null,null,null,"n64E"]
[17683,null,"TELEKOMUNIKACYJNE","TC0511",5902956120953,"A-2Y(L)2YB2Y**","20x2x0,8",null,"BITNER","KMT",1,"oferta","PLN",0.23,null,null,null,null,null,null,null,"n64E"]
[17694,null,"TELEKOMUNIKACYJNE","TC0559",5902956121066,"A-2YF(L)2Y","100x2x0,6",null,"BITNER","KMT",1,"oferta","PLN",0.23,null,null,null,null,null,null,null,"n64E"]
[17704,null,"TELEKOMUNIKACYJNE","TC0569",5902956121165,"A-2YF(L)2Y","100x2x0,8",null,"BITNER","KMT",1,"oferta","PLN",0.23,null,null,null,null,null,null,null,"n64E"]
[17713,null,"TELEKOMUNIKACYJNE","TC0608",5902956123152,"A-2YF(L)2YB2Y","100x2x0,6",null,"BITNER","KMT",1,"oferta","PLN",0.23,null,null,null,null,null,null,null,"n64E"]
[17715,null,"TELEKOMUNIKACYJNE","TC0610",5902956123176,"A-2YF(L)2YB2Y","4x2x0,8",null,"BITNER","KMT",1,"oferta","PLN",0.23,null,null,null,null,null,null,null,"n64E"]
[17728,null,"TELEKOMUNIKACYJNE","TI0047",5902956141231,"BiTLAN F/UTPfs 4x2x24AWG (0,5) cat. 5e outdoor 200MHz",null,null,"BITNER","KMT",1,5280,"PLN",0.23,null,null,null,null,null,null,null,"n71"]
[17739,null,"TELEKOMUNIKACYJNE","TI0050",5902956141194,"BiTLAN F/UTP 4x2x23 AWG (0,54) cat. 6 350MHz LSOH",null,null,"BITNER","KMT",1,3720,"PLN",0.23,null,null,null,null,null,null,null,"n71"]
[17748,null,"TELEKOMUNIKACYJNE","TI0081",5902956141378,"BiTLAN S/FTP 4x2x23 AWG  cat. 6A  500MHz LSOH",null,null,"BITNER","KMT",1,4700,"PLN",0.23,null,null,null,null,null,null,null,"n71"]
[17758,null,"TELEKOMUNIKACYJNE","LF0508",5902956148261,"BiTSAT 757 LS0H",null,null,"BITNER","KMT",1,2630,"PLN",0.23,null,null,null,null,null,null,null,"n72A"]
[17769,null,"TELEKOMUNIKACYJNE","TP0907",5902956123329,"ELAQBY","5x2x0,6",null,"BITNER","KMT",1,"oferta","PLN",0.23,null,null,null,null,null,null,null,"n64E"]
[17781,null,"TELEKOMUNIKACYJNE","TP0950",5902956152312,"ELAQXBE","1x4x0,5*",null,"BITNER","KMT",1,"oferta","PLN",0.23,null,null,null,null,null,null,null,"n64E"]
[17784,null,"TELEKOMUNIKACYJNE","TP0953",5902956152367,"ELAQXBE","10x2x0,5",null,"BITNER","KMT",1,"oferta","PLN",0.23,null,null,null,null,null,null,null,"n64E"]
[17799,null,"TELEKOMUNIKACYJNE","TF0206",5902956235091,"H-YTKSXekp"," 24x(1x2x0,4c).",null,"BITNER","KMT",1,"oferta","PLN",0.23,null,null,null,null,null,null,null,"n67"]
[17805,null,"TELEKOMUNIKACYJNE","TN1105",5902956292612,"J-Y(St)Y…Bd","12x2x0,8",null,"BITNER","KMT",1,15270,"PLN",0.23,null,null,null,null,null,null,null,"n64E"]
[17814,null,"TELEKOMUNIKACYJNE","TN1114",5902956292704,"J-Y(St)Y…Bd","48x2x0,8",null,"BITNER","KMT",1,"oferta","PLN",0.23,null,null,null,null,null,null,null,"n64E"]
[17825,null,"TELEKOMUNIKACYJNE","TN1009",5902956292810,"J-Y(St)Y…Lg","20x2x0,6",null,"BITNER","KMT",1,14480,"PLN",0.23,null,null,null,null,null,null,null,"n64E"]
[17833,null,"TELEKOMUNIKACYJNE","TN1017",5902956292896,"J-Y(St)Y…Lg","12x2x0,8",null,"BITNER","KMT",1,15270,"PLN",0.23,null,null,null,null,null,null,null,"n64E"]
[17844,null,"TELEKOMUNIKACYJNE","LF0111",5902956292964,"RG 59 w/z 0,6/3,8",75,null,"BITNER","KMT",1,"oferta","PLN",0.23,null,null,null,null,null,null,null,"n72"]
[17858,null,"TELEKOMUNIKACYJNE","TC0659",5902956232663,"TCEPKPFLE","75x4x0,4",null,"BITNER","KMT",1,"oferta","PLN",0.23,null,null,null,null,null,null,null,"n64E"]
[17859,null,"TELEKOMUNIKACYJNE","TC0660",5902956232670,"TCEPKPFLE","100x4x0,4",null,"BITNER","KMT",1,"oferta","PLN",0.23,null,null,null,null,null,null,null,"n64E"]
[17874,null,"TELEKOMUNIKACYJNE","TC0675",5902956232823,"TCEPKPFLE","10x4x0,8",null,"BITNER","KMT",1,"oferta","PLN",0.23,null,null,null,null,null,null,null,"n64E"]
[17882,null,"TELEKOMUNIKACYJNE","LA0601",5902956293008,"TDY","1x0,6",null,"BITNER","KMT",1,"oferta","PLN",0.23,null,null,null,null,null,null,null,"n75"]
[17889,null,"TELEKOMUNIKACYJNE","LA0610",5902956293077,"TDY","1x1",null,"BITNER","KMT",1,"oferta","PLN",0.23,null,null,null,null,null,null,null,"n75"]
[17902,null,"TELEKOMUNIKACYJNE","LT0014",5902956293206,"XASn 75 0,8/3,7","0,8/3,7+3x0,75",null,"BITNER","KMT",1,4980,"PLN",0.23,null,null,null,null,null,null,null,"n72"]
[17914,null,"TELEKOMUNIKACYJNE","LF0004",5902956236784,"XWL 75","0,22/3,7",null,"BITNER","KMT",1,1630,"PLN",0.23,null,null,null,null,null,null,null,"n72"]
[17919,null,"TELEKOMUNIKACYJNE","LA0521",5902956232984,"XzKAXw","2x2x0,8",null,"BITNER","KMT",1,"oferta","PLN",0.23,null,null,null,null,null,null,null,"n75"]
[17935,null,"TELEKOMUNIKACYJNE","LA0528",5902956233141,"XzKSLXw","4x1,5",null,"BITNER","KMT",1,11340,"PLN",0.23,null,null,null,null,null,null,null,"n86"]
[17944,null,"TELEKOMUNIKACYJNE","TC0003",5902956233509,"XzTKMXpw","15x4x0,4",null,"BITNER","KMT",1,"oferta","PLN",0.23,null,null,null,null,null,null,null,"n61E"]
[17949,null,"TELEKOMUNIKACYJNE","TC0008",5902956233554,"XzTKMXpw","150x4x0,4",null,"BITNER","KMT",1,"oferta","PLN",0.23,null,null,null,null,null,null,null,"n61E"]
[17959,null,"TELEKOMUNIKACYJNE","TC0018",5902956233653,"XzTKMXpw","10x4x0,6",null,"BITNER","KMT",1,11470,"PLN",0.23,null,null,null,null,null,null,null,"n61E"]
[17974,null,"TELEKOMUNIKACYJNE","TP0003",5902956233233,"XzTKMXpw","3x2x0,5",null,"BITNER","KMT",1,1680,"PLN",0.23,null,null,null,null,null,null,null,"n62"]
[17979,null,"TELEKOMUNIKACYJNE","TP0008",5902956233288,"XzTKMXpw","8x2x0,5",null,"BITNER","KMT",1,3680,"PLN",0.23,null,null,null,null,null,null,null,"n62"]
[17989,null,"TELEKOMUNIKACYJNE","TP0018",5902956233387,"XzTKMXpw","9x2x0,6",null,"BITNER","KMT",1,5640,"PLN",0.23,null,null,null,null,null,null,null,"n62E"]
[17994,null,"TELEKOMUNIKACYJNE","TP0023",5902956233431,"XzTKMXpw","5x2x0,8",null,"BITNER","KMT",1,5470,"PLN",0.23,null,null,null,null,null,null,null,"n62"]
[18012,null,"TELEKOMUNIKACYJNE","TC0313",5902956233905,"XzTKMXpwFtZnx","50x4x0,5",null,"BITNER","KMT",1,44630,"PLN",0.23,null,null,null,null,null,null,null,"n61F"]
[18019,null,"TELEKOMUNIKACYJNE","TC0320",5902956233974,"XzTKMXpwFtZnx","35x4x0,6",null,"BITNER","KMT",1,44760,"PLN",0.23,null,null,null,null,null,null,null,"n61F"]
[18024,null,"TELEKOMUNIKACYJNE","TC0325",5902956234018,"XzTKMXpwFtZnx","10x4x0,8",null,"BITNER","KMT",1,23080,"PLN",0.23,null,null,null,null,null,null,null,"n61F"]
[18036,null,"TELEKOMUNIKACYJNE","TC0207",5902956234407,"XzTKMXpwn","10x4x0,5",null,"BITNER","KMT",1,10520,"PLN",0.23,null,null,null,null,null,null,null,"n61D"]
[18049,null,"TELEKOMUNIKACYJNE","TC0220",5902956234537,"XzTKMXpwn","15x4x0,8",null,"BITNER","KMT",1,31790,"PLN",0.23,null,null,null,null,null,null,null,"n61D"]
[18054,null,"TELEKOMUNIKACYJNE","TP0102",5902956234087,"XzTKMXpwn","3x2x0,5",null,"BITNER","KMT",1,2450,"PLN",0.23,null,null,null,null,null,null,null,"n62D"]
[18064,null,"TELEKOMUNIKACYJNE","TP0112",5902956234186,"XzTKMXpwn","4x2x0,6",null,"BITNER","KMT",1,4070,"PLN",0.23,null,null,null,null,null,null,null,"n62D"]
[18079,null,"TELEKOMUNIKACYJNE","LF0206",5902956293268,"XzWDXpek 75 1,05/5,0","1,5/5,0",null,"BITNER","KMT",1,"oferta","PLN",0.23,null,null,null,null,null,null,null,"n72"]
[18089,null,"TELEKOMUNIKACYJNE","LT0007",5902956293367,"YASp 75 0,8/3,7","0,8/3,7+3x0,35",null,"BITNER","KMT",1,3170,"PLN",0.23,null,null,null,null,null,null,null,"n72"]
[18094,null,"TELEKOMUNIKACYJNE","LT0012",5902956293411,"YASp 75 0,8/3,9","0,8/3,7+4x0,75",null,"BITNER","KMT",1,5150,"PLN",0.23,null,null,null,null,null,null,null,"n72"]
[18109,null,"TELEKOMUNIKACYJNE","LA0101",5902956234902,"YTDYekw","4x0,5",null,"BITNER","KMT",1,1080,"PLN",0.23,null,null,null,null,null,null,null,"n74"]
[18117,null,"TELEKOMUNIKACYJNE","TF0200",5902956234988,"YTKSXekp","1x2x0,4c",null,"BITNER","KMT",1,630,"PLN",0.23,null,null,null,null,null,null,null,"n65"]
[18124,null,"TELEKOMUNIKACYJNE","TS0009",5902956235435,"YTKSY","7x2x0,5",null,"BITNER","KMT",1,2520,"PLN",0.23,null,null,null,null,null,null,null,"n65"]
[18129,null,"TELEKOMUNIKACYJNE","TS0014",5902956293442,"YTKSY","20x2x0,5",null,"BITNER","KMT",1,6940,"PLN",0.23,null,null,null,null,null,null,null,"n65"]
[18141,null,"TELEKOMUNIKACYJNE","TS0026",5902956234555,"YTKSY","4x2x0,6",null,"BITNER","KMT",1,2140,"PLN",0.23,null,null,null,null,null,null,null,"n65"]
[18154,null,"TELEKOMUNIKACYJNE","TS0039",5902956235244,"YTKSY","3x2x0,4",null,"BITNER","KMT",1,"oferta","PLN",0.23,null,null,null,null,null,null,null,"n65"]
[18166,null,"TELEKOMUNIKACYJNE","TS0051",5902956235367,"YTKSY","48x2x0,4",null,"BITNER","KMT",1,"oferta","PLN",0.23,null,null,null,null,null,null,null,"n65"]
[18169,null,"TELEKOMUNIKACYJNE","TS0054",5902956235725,"YTKSY","14x2x0,8",null,"BITNER","KMT",1,12660,"PLN",0.23,null,null,null,null,null,null,null,"n65"]
[18184,null,"TELEKOMUNIKACYJNE","TF0002",5902956293480,"YTKSYekp","1x4x0,5",null,"BITNER","KMT",1,"oferta","PLN",0.23,null,null,null,null,null,null,null,"n65"]
[18194,null,"TELEKOMUNIKACYJNE","TF0103",5902956293534,"YTKSYekp","6x2x0,5c",null,"BITNER","KMT",1,"oferta","PLN",0.23,null,null,null,null,null,null,null,"n65"]
[18199,null,"TELEKOMUNIKACYJNE","TS0093",5902956235862,"YTKSYekw","1x2x0,4",null,"BITNER","KMT",1,"oferta","PLN",0.23,null,null,null,null,null,null,null,"n65"]
[18214,null,"TELEKOMUNIKACYJNE","TS0108",5902956236081,"YTKSYekw","10x2x0,5",null,"BITNER","KMT",1,3730,"PLN",0.23,null,null,null,null,null,null,null,"n65"]
[18218,null,"TELEKOMUNIKACYJNE","TS0112",5902956236111,"YTKSYekw","21x2x0,5",null,"BITNER","KMT",1,7520,"PLN",0.23,null,null,null,null,null,null,null,"n65"]
[18229,null,"TELEKOMUNIKACYJNE","TS0123",5902956236289,"YTKSYekw","1x2x0,8",null,"BITNER","KMT",1,1170,"PLN",0.23,null,null,null,null,null,null,null,"n65"]
[18243,null,"TELEKOMUNIKACYJNE","TS0137",5902956236265,"YTKSYekw","14x2x0,6",null,"BITNER","KMT",1,"oferta","PLN",0.23,null,null,null,null,null,null,null,"n65"]
[18244,null,"TELEKOMUNIKACYJNE","TS0138",5902956236272,"YTKSYekw","21x2x0,6",null,"BITNER","KMT",1,"oferta","PLN",0.23,null,null,null,null,null,null,null,"n65"]
[18259,null,"TELEKOMUNIKACYJNE","TS0153",5902956236418,"YTKSYekw","42x2x0,8",null,"BITNER","KMT",1,"oferta","PLN",0.23,null,null,null,null,null,null,null,"n65"]
[18271,null,"TELEKOMUNIKACYJNE","TZ0102",5902956236524,"YTKZYekw","15x4x0,5c",null,"BITNER","KMT",1,"oferta","PLN",0.23,null,null,null,null,null,null,null,"n68"]
[18274,null,"TELEKOMUNIKACYJNE","TZ0105",5902956236555,"YTKZYekw","50x4x0,5c",null,"BITNER","KMT",1,"oferta","PLN",0.23,null,null,null,null,null,null,null,"n68"]
[18289,null,"TELEKOMUNIKACYJNE","LF0316",5902956236722,"YWDXpek 75 0,5/2,4","0,5/2,4",null,"BITNER","KMT",1,"oferta","PLN",0.23,null,null,null,null,null,null,null,"n72"]
[18295,null,"TELEKOMUNIKACYJNE","TF0209",5902956235022,"Y-YTKSXekp","12x(1x2x0,4c)",null,"BITNER","KMT",1,"oferta","PLN",0.23,null,null,null,null,null,null,null,"n67"]
[18304,null,"AUDIO","LP0235",5902956231970,"BiTsound®Instal Speaker Cable","4x10",null,"BITNER","KMT",1,66570,"PLN",0.23,null,null,null,null,null,null,null,"n38E"]
[18315,null,"AUDIO","LP0244",5902956293701,"BiTsound®Instal Speaker Cable LSOH","2x1,5",null,"BITNER","KMT",1,7650,"PLN",0.23,null,null,null,null,null,null,null,"n38E"]
[18328,null,"AUDIO","LP0232",5902956293824,"BiTsound®Speaker Cable OFC","2x6",null,"BITNER","KMT",1,17570,"PLN",0.23,null,null,null,null,null,null,null,"n38E"]
[18334,null,"AUDIO","LP0168",5902956141613,"InfoBiT 16 PE-(St)PVC","1x2x16 AWG",null,"BITNER","KMT",1,7810,"PLN",0.23,null,null,null,null,null,null,null,"n82"]
[18348,null,"AUDIO","LP0223",5902956232151,"MultiPaired Analog Audio Cable","16x(2x0,21)",null,"BITNER","KMT",1,22940,"PLN",0.23,null,null,null,null,null,null,null,"n38E"]
[18359,null,"AUDIO","LP0007",5902956232267,"BiTsound PGY-p","2x4",null,"BITNER","KMT",1,6980,"PLN",0.23,null,null,null,null,null,null,null,"n73"]
[18364,null,"AUDIO","LP0054",5902956232342,"BiTsound PGY-p OFC","2x4",null,"BITNER","KMT",1,7920,"PLN",0.23,null,null,null,null,null,null,null,"n73"]
[18372,null,"AUDIO","LP0501",5902956294005,"Power UTP kat. 5e ","4x2x0,18 + 3x1,5",null,"BITNER","KMT",1,22820,"PLN",0.23,null,null,null,null,null,null,null,"n38E"]
[18379,null,"AUDIO","LP0452",5902956294074,"Przewód głośnikowy PGI-(VH) LSOH","4x2,5",null,"BITNER","KMT",1,"oferta","PLN",0.23,null,null,null,null,null,null,null,"n38E"]
[18390,null,"AUDIO","LP0401",5902956294180,"Przewód głośnikowy PGI-(VH) OFC PH 90 LSOH","2x2,5",null,"BITNER","KMT",1,24230,"PLN",0.23,null,null,null,null,null,null,null,"n38E"]
[18405,null,"AUDIO","LP0304",5902956294333,"Przewód głośnikowy PGI-H  E30 LSOH","4x4",null,"BITNER","KMT",1,"oferta","PLN",0.23,null,null,null,null,null,null,null,"n38E"]
[18409,null,"AUDIO","LP0308",5902956294371,"Przewód głośnikowy PGI-H  E30 LSOH","4x10",null,"BITNER","KMT",1,"oferta","PLN",0.23,null,null,null,null,null,null,null,"n38E"]
[18425,null,"GÓRNICZE","GT0500",5902956184665,"8GTL3Gkon-G 300/500V","2x2x1",null,"BITNER","KMT",1,30868,"PLN",0.23,null,null,null,null,null,null,null,"n41"]
[18434,null,"GÓRNICZE","GG5505",5902956159120,"BiTflex (a) O2nGcekż/w-GW 3,6/6kV","3x120+35",null,"BITNER","KMT",1,"oferta","PLN",0.23,null,null,null,null,null,null,null,"n42s"]
[18445,null,"GÓRNICZE","GG5516",5902956159526,"BiTflex (a) O2nGcekż/w-GW 3,6/6kV","3x70+25+3x2x6",null,"BITNER","KMT",1,"oferta","PLN",0.23,null,null,null,null,null,null,null,"n42s"]
[18449,null,"GÓRNICZE","GG5525",5902956159144,"BiTflex (a) O2nGcekż/w-GW 3,6/6kV","3x25+16+3x1,5",null,"BITNER","KMT",1,"oferta","PLN",0.23,null,null,null,null,null,null,null,"n42s"]
[18464,null,"GÓRNICZE","GG5540",5902956159380,"BiTflex (a) O2nGcekż/w-GW 3,6/6kV","3x95+35+3x2x2,5",null,"BITNER","KMT",1,"oferta","PLN",0.23,null,null,null,null,null,null,null,"n42s"]
[18475,null,"GÓRNICZE","GG5551",5902956159519,"BiTflex (a) O2nGcekż/w-GW 3,6/6kV","3x50+25+3x2x6",null,"BITNER","KMT",1,"oferta","PLN",0.23,null,null,null,null,null,null,null,"n42s"]
[18482,null,"GÓRNICZE","GG5004",5902956158635,"BiTflex (a) OnGcekż/w-GW 3,6/6kV","3x95+35",null,"BITNER","KMT",1,"oferta","PLN",0.23,null,null,null,null,null,null,null,"n42s"]
[18494,null,"GÓRNICZE","GG5017",5902956158987,"BiTflex (a) OnGcekż/w-GW 3,6/6kV","3x95+50+3x2x4",null,"BITNER","KMT",1,"oferta","PLN",0.23,null,null,null,null,null,null,null,"n42s"]
[18502,null,"GÓRNICZE","GG5034",5902956158710,"BiTflex (a) OnGcekż/w-GW 3,6/6kV","3x25+16+3x2,5",null,"BITNER","KMT",1,"oferta","PLN",0.23,null,null,null,null,null,null,null,"n42s"]
[18509,null,"GÓRNICZE","GG5041",5902956158826,"BiTflex (a) OnGcekż/w-GW 3,6/6kV","3x95+35+3x4",null,"BITNER","KMT",1,"oferta","PLN",0.23,null,null,null,null,null,null,null,"n42s"]
[18520,null,"GÓRNICZE","GG5052",5902956158994,"BiTflex (a) OnGcekż/w-GW 3,6/6kV","3x25+16+3x2x6",null,"BITNER","KMT",1,"oferta","PLN",0.23,null,null,null,null,null,null,null,"n42s"]
[18526,null,"GÓRNICZE","BM0200",5902956161062,"BiTmining (N)TSCGEWOEU-F 12/20kV","3x25+3x25/3",null,"BITNER","KMT",1,"oferta","PLN",0.23,null,null,null,null,null,null,null,"n42s"]
[18539,null,"GÓRNICZE","BM0213",5902956161192,"BiTmining (N)TSCGEWOEU-F 12/20kV","3x300+3x150/3",null,"BITNER","KMT",1,"oferta","PLN",0.23,null,null,null,null,null,null,null,"n42s"]
[18550,null,"GÓRNICZE","BM0230",5902956161307,"BiTmining (N)TSCGEWOEU-F 14/25kV","3x150+3x70/3",null,"BITNER","KMT",1,"oferta","PLN",0.23,null,null,null,null,null,null,null,"n42s"]
[18559,null,"GÓRNICZE","BM0245",5902956161390,"BiTmining (N)TSCGEWOEU-F 18/30kV","3x50+3x50/3",null,"BITNER","KMT",1,"oferta","PLN",0.23,null,null,null,null,null,null,null,"n42s"]
[18569,null,"GÓRNICZE","BM0151",5902956160652,"BiTmining (N)TSCGEWOEU-F 3,6/6kV","3x25+3x50/3",null,"BITNER","KMT",1,"oferta","PLN",0.23,null,null,null,null,null,null,null,"n42s"]
[18579,null,"GÓRNICZE","BM0161",5902956160751,"BiTmining (N)TSCGEWOEU-F 3,6/6kV","3x185+3x95/3",null,"BITNER","KMT",1,"oferta","PLN",0.23,null,null,null,null,null,null,null,"n42s"]
[18584,null,"GÓRNICZE","BM0172",5902956160805,"BiTmining (N)TSCGEWOEU-F 6/10kV","3x35+3x25/3",null,"BITNER","KMT",1,"oferta","PLN",0.23,null,null,null,null,null,null,null,"n42s"]
[18595,null,"GÓRNICZE","BM0183",5902956160911,"BiTmining (N)TSCGEWOEU-F 6/10kV","3x300+3x150/3",null,"BITNER","KMT",1,"oferta","PLN",0.23,null,null,null,null,null,null,null,"n42s"]
[18603,null,"GÓRNICZE","BM0192",5902956160997,"BiTmining (N)TSCGEWOEU-F 8,7/15kV","3x70+3x50/3",null,"BITNER","KMT",1,"oferta","PLN",0.23,null,null,null,null,null,null,null,"n42s"]
[18614,null,"GÓRNICZE","BM0309",5902956161949,"BiTmining (N)TSCGEWOEU-R 12/20kV","3x50+3x25/3",null,"BITNER","KMT",1,"oferta","PLN",0.23,null,null,null,null,null,null,null,"n42s"]
[18625,null,"GÓRNICZE","BM0321",5902956162052,"BiTmining (N)TSCGEWOEU-R 14/25kV","3x25+3x50/3",null,"BITNER","KMT",1,"oferta","PLN",0.23,null,null,null,null,null,null,null,"n42s"]
[18636,null,"GÓRNICZE","BM0332",5902956162168,"BiTmining (N)TSCGEWOEU-R 14/25kV","3x240+3x120/3",null,"BITNER","KMT",1,"oferta","PLN",0.23,null,null,null,null,null,null,null,"n42s"]
[18640,null,"GÓRNICZE","BM0337",5902956162205,"BiTmining (N)TSCGEWOEU-R 18/30kV","3x35+3x25/3",null,"BITNER","KMT",1,"oferta","PLN",0.23,null,null,null,null,null,null,null,"n42s"]
[18655,null,"GÓRNICZE","BM0258",5902956161512,"BiTmining (N)TSCGEWOEU-R 3,6/6kV","3x35+3x50/3",null,"BITNER","KMT",1,"oferta","PLN",0.23,null,null,null,null,null,null,null,"n42s"]
[18660,null,"GÓRNICZE","BM0263",5902956161567,"BiTmining (N)TSCGEWOEU-R 3,6/6kV","3x95+3x50/3",null,"BITNER","KMT",1,"oferta","PLN",0.23,null,null,null,null,null,null,null,"n42s"]
[18670,null,"GÓRNICZE","BM0274",5902956161666,"BiTmining (N)TSCGEWOEU-R 6/10kV","3x50+3x25/3",null,"BITNER","KMT",1,"oferta","PLN",0.23,null,null,null,null,null,null,null,"n42s"]
[18680,null,"GÓRNICZE","BM0290",5902956161765,"BiTmining (N)TSCGEWOEU-R 8,7/15kV","3x25+3x25/3",null,"BITNER","KMT",1,"oferta","PLN",0.23,null,null,null,null,null,null,null,"n42s"]
[18689,null,"GÓRNICZE","BM0299",5902956161857,"BiTmining (N)TSCGEWOEU-R 8,7/15kV","3x120+3x70/3",null,"BITNER","KMT",1,"oferta","PLN",0.23,null,null,null,null,null,null,null,"n42s"]
[18700,null,"GÓRNICZE","BM0401",5902956162687,"BiTmining (N)TSCGEWOEU-SR 12/20kV","3x150+3x70/3",null,"BITNER","KMT",1,"oferta","PLN",0.23,null,null,null,null,null,null,null,"n42s"]
[18713,null,"GÓRNICZE","BM0419",5902956162816,"BiTmining (N)TSCGEWOEU-SR 14/25kV","3x300+3x150/3",null,"BITNER","KMT",1,"oferta","PLN",0.23,null,null,null,null,null,null,null,"n42s"]
[18725,null,"GÓRNICZE","BM0351",5902956162335,"BiTmining (N)TSCGEWOEU-SR 3,6/6kV","3x35+3x25/3",null,"BITNER","KMT",1,"oferta","PLN",0.23,null,null,null,null,null,null,null,"n42s"]
[18730,null,"GÓRNICZE","BM0356",5902956162380,"BiTmining (N)TSCGEWOEU-SR 3,6/6kV","3x150+3x70/3",null,"BITNER","KMT",1,"oferta","PLN",0.23,null,null,null,null,null,null,null,"n42s"]
[18737,null,"GÓRNICZE","BM0368",5902956162458,"BiTmining (N)TSCGEWOEU-SR 6/10kV","3x70+3x35/3",null,"BITNER","KMT",1,"oferta","PLN",0.23,null,null,null,null,null,null,null,"n42s"]
[18745,null,"GÓRNICZE","BM0381",5902956162533,"BiTmining (N)TSCGEWOEU-SR 8,7/15kV","3x35+3x25/3",null,"BITNER","KMT",1,"oferta","PLN",0.23,null,null,null,null,null,null,null,"n42s"]
[18757,null,"GÓRNICZE","BM0483",5902956163219,"BiTmining (N)TSCGEWOEU-TR 12/20kV","3x70+3x35/3",null,"BITNER","KMT",1,"oferta","PLN",0.23,null,null,null,null,null,null,null,"n42s"]
[18770,null,"GÓRNICZE","BM0500",5902956163349,"BiTmining (N)TSCGEWOEU-TR 18/30kV","3x25+3x25/3",null,"BITNER","KMT",1,"oferta","PLN",0.23,null,null,null,null,null,null,null,"n42s"]
[18775,null,"GÓRNICZE","BM0505",5902956163394,"BiTmining (N)TSCGEWOEU-TR 18/30kV","3x120+3x70/3",null,"BITNER","KMT",1,"oferta","PLN",0.23,null,null,null,null,null,null,null,"n42s"]
[18790,null,"GÓRNICZE","BM0454",5902956163042,"BiTmining (N)TSCGEWOEU-TR 6/10kV","3x95+3x50/3",null,"BITNER","KMT",1,"oferta","PLN",0.23,null,null,null,null,null,null,null,"n42s"]
[18800,null,"GÓRNICZE","BM0469",5902956163141,"BiTmining (N)TSCGEWOEU-TR 8,7/15kV","3x95+3x50/3",null,"BITNER","KMT",1,"oferta","PLN",0.23,null,null,null,null,null,null,null,"n42s"]
[18805,null,"GÓRNICZE","BM0131",5902956160553,"BiTmining (N)TSKCGECWOEU-CH 3,6/6kV","3x50+3x(1,5ST KON+25/3KON) + 6ÜL KON)",null,"BITNER","KMT",1,"oferta","PLN",0.23,null,null,null,null,null,null,null,"n42s"]
[18814,null,"GÓRNICZE","BM0850",5902956163516,"BiTmining NTMCGCWOEU 12/20kV","25/16",null,"BITNER","KMT",1,"oferta","PLN",0.23,null,null,null,null,null,null,null,"n42s"]
[18830,null,"GÓRNICZE","BM0807",5902956163493,"BiTmining NTMCGCWOEU 6/10kV","1x185/25",null,"BITNER","KMT",1,"oferta","PLN",0.23,null,null,null,null,null,null,null,"n42s"]
[18834,null,"GÓRNICZE","BM0042",5902956159847,"BiTmining NTSCGEWOEU-W .../3 12/20kV","3x50+3x25/3",null,"BITNER","KMT",1,"oferta","PLN",0.23,null,null,null,null,null,null,null,"n42s"]
[18845,null,"GÓRNICZE","BM0055",5902956159953,"BiTmining NTSCGEWOEU-W .../3 14/25kV","3x120+3x70/3",null,"BITNER","KMT",1,"oferta","PLN",0.23,null,null,null,null,null,null,null,"n42s"]
[18860,null,"GÓRNICZE","BM0019",5902956159687,"BiTmining NTSCGEWOEU-W .../3 3,6/10kV","3x95+3x50/3",null,"BITNER","KMT",1,"oferta","PLN",0.23,null,null,null,null,null,null,null,"n42s"]
[18867,null,"GÓRNICZE","BM0002",5902956159571,"BiTmining NTSCGEWOEU-W .../3 3,6/6kV","3x35+3x25/3",null,"BITNER","KMT",1,"oferta","PLN",0.23,null,null,null,null,null,null,null,"n42s"]
[18875,null,"GÓRNICZE","BM0031",5902956159755,"BiTmining NTSCGEWOEU-W .../3 8,7/15kV","3x35+3x25/3",null,"BITNER","KMT",1,"oferta","PLN",0.23,null,null,null,null,null,null,null,"n42s"]
[18880,null,"GÓRNICZE","BM0036",5902956159809,"BiTmining NTSCGEWOEU-W .../3 8,7/15kV","3x150+3x70/3",null,"BITNER","KMT",1,"oferta","PLN",0.23,null,null,null,null,null,null,null,"n42s"]
[18891,null,"GÓRNICZE","BM0111",5902956160393,"BiTmining NTSCGEWOEU-W .../3E 14/25kV","3x35+3x16/3E",null,"BITNER","KMT",1,"oferta","PLN",0.23,null,null,null,null,null,null,null,"n42s"]
[18905,null,"GÓRNICZE","BM0127",5902956160539,"BiTmining NTSCGEWOEU-W .../3E 18/3E0kV","3x185+3x95/3E",null,"BITNER","KMT",1,"oferta","PLN",0.23,null,null,null,null,null,null,null,"n42s"]
[18910,null,"GÓRNICZE","BM0084",5902956160188,"BiTmining NTSCGEWOEU-W .../3E 3,6/10kV","3x95+3x50/3E",null,"BITNER","KMT",1,"oferta","PLN",0.23,null,null,null,null,null,null,null,"n42s"]
[18919,null,"GÓRNICZE","BM0075",5902956160119,"BiTmining NTSCGEWOEU-W .../3E 3,6/6kV","3x120+3x70/3E",null,"BITNER","KMT",1,"oferta","PLN",0.23,null,null,null,null,null,null,null,"n42s"]
[18935,null,"GÓRNICZE","GG5702",5902956158123,"O2nGcekż/w-GW 3,6/6kV","3x50+25",null,"BITNER","KMT",1,"oferta","PLN",0.23,null,null,null,null,null,null,null,"n42s"]
[18944,null,"GÓRNICZE","GG5711",5902956158352,"O2nGcekż/w-GW 3,6/6kV","3x120+35+3x4",null,"BITNER","KMT",1,"oferta","PLN",0.23,null,null,null,null,null,null,null,"n42s"]
[18950,null,"GÓRNICZE","GG5717",5902956158499,"O2nGcekż/w-GW 3,6/6kV","3x95+35+3x2x4",null,"BITNER","KMT",1,"oferta","PLN",0.23,null,null,null,null,null,null,null,"n42s"]
[18965,null,"GÓRNICZE","GG5734",5902956158345,"O2nGcekż/w-GW 3,6/6kV","3x95+50+3x4",null,"BITNER","KMT",1,"oferta","PLN",0.23,null,null,null,null,null,null,null,"n42s"]
[18972,null,"GÓRNICZE","GG5741",5902956158451,"O2nGcekż/w-GW 3,6/6kV","3x35+25+3x2x4",null,"BITNER","KMT",1,"oferta","PLN",0.23,null,null,null,null,null,null,null,"n42s"]
[18980,null,"GÓRNICZE","GG5749",5902956158567,"O2nGcekż/w-GW 3,6/6kV","3x70+35+3x2x6",null,"BITNER","KMT",1,"oferta","PLN",0.23,null,null,null,null,null,null,null,"n42s"]
[18995,null,"GÓRNICZE","GG1503",5902956154323,"O2nGcekż-G2 0,6/1kV","3x50+3x35+25+3x4",null,"BITNER","KMT",1,"oferta","PLN",0.23,null,null,null,null,null,null,null,"n42"]
[18996,null,"GÓRNICZE","GG1504",5902956154330,"O2nGcekż-G2 0,6/1kV","6x50+25+3x4",null,"BITNER","KMT",1,"oferta","PLN",0.23,null,null,null,null,null,null,null,"n42"]
[19010,null,"GÓRNICZE","GG1518",5902956154477,"O2nGcekż-G2 0,6/1kV","3x70+3x50+25+6x2,5",null,"BITNER","KMT",1,"oferta","PLN",0.23,null,null,null,null,null,null,null,"n42"]
[19021,null,"GÓRNICZE","GG1003",5902956153388,"OnG 0,6/1kV",35,null,"BITNER","KMT",1,45659,"PLN",0.23,null,null,null,null,null,null,null,"n42"]
[19025,null,"GÓRNICZE","GG1007",5902956153494,"OnG 0,6/1kV","3x2,5+2,5+2,5  ",null,"BITNER","KMT",1,26793,"PLN",0.23,null,null,null,null,null,null,null,"n42"]
[19040,null,"GÓRNICZE","GP1304",5902956153548,"OnG1 0,6/1kV","3x2,5+2,5+2,5",null,"BITNER","KMT",1,29642,"PLN",0.23,null,null,null,null,null,null,null,"n41"]
[19049,null,"GÓRNICZE","GG9006",5902956157058,"OnGcekgż-G 12/20kV","3x95+3x50/3",null,"BITNER","KMT",1,598913,"PLN",0.23,null,null,null,null,null,null,null,"n42s"]
[19055,null,"GÓRNICZE","GG9502",5902956157119,"OnGcekgż-G 18/30kV","3x50+3x25/3",null,"BITNER","KMT",1,"oferta","PLN",0.23,null,null,null,null,null,null,null,"n42s"]
[19070,null,"GÓRNICZE","GG8002",5902956156815,"OnGcekgż-G 6/10kV","3x25+3x16/3",null,"BITNER","KMT",1,228023,"PLN",0.23,null,null,null,null,null,null,null,"n42s"]
[19073,null,"GÓRNICZE","GG8005",5902956156846,"OnGcekgż-G 6/10kV","3x70+3+35/3",null,"BITNER","KMT",1,470973,"PLN",0.23,null,null,null,null,null,null,null,"n42s"]
[19085,null,"GÓRNICZE","GG8507",5902956156969,"OnGcekgż-G 8,7/15kV","3x120+3x70/3",null,"BITNER","KMT",1,"oferta","PLN",0.23,null,null,null,null,null,null,null,"n42s"]
[19098,null,"GÓRNICZE","GG5610",5902956157843,"OnGcekż/w-GW 3,6/6kV","3x95+35+3x4",null,"BITNER","KMT",1,"oferta","PLN",0.23,null,null,null,null,null,null,null,"n42s"]
[19110,null,"GÓRNICZE","GG5624",5902956157706,"OnGcekż/w-GW 3,6/6kV","3x50+25+3x1,5",null,"BITNER","KMT",1,"oferta","PLN",0.23,null,null,null,null,null,null,null,"n42s"]
[19115,null,"GÓRNICZE","GG5629",5902956157782,"OnGcekż/w-GW 3,6/6kV","3x95+50+3x2,5",null,"BITNER","KMT",1,"oferta","PLN",0.23,null,null,null,null,null,null,null,"n42s"]
[19126,null,"GÓRNICZE","GG5640",5902956157959,"OnGcekż/w-GW 3,6/6kV","3x35+16+3x2x4",null,"BITNER","KMT",1,"oferta","PLN",0.23,null,null,null,null,null,null,null,"n42s"]
[19130,null,"GÓRNICZE","GG5644",5902956158017,"OnGcekż/w-GW 3,6/6kV","3x95+50+3x2x4",null,"BITNER","KMT",1,"oferta","PLN",0.23,null,null,null,null,null,null,null,"n42s"]
[19145,null,"GÓRNICZE","GG1109",5902956153876,"OnGcekż-G 0,6/1kV","3x95+35+6x4  ",null,"BITNER","KMT",1,585833,"PLN",0.23,null,null,null,null,null,null,null,"n42"]
[19150,null,"GÓRNICZE","GG1401",5902956154095,"OnGcekż-G2 0,6/1kV","6x35+25+3x4",null,"BITNER","KMT",1,496717,"PLN",0.23,null,null,null,null,null,null,null,"n42"]
[19160,null,"GÓRNICZE","GG1411",5902956154194,"OnGcekż-G2 0,6/1kV","3x50+3x16+25+6x2,5",null,"BITNER","KMT",1,"oferta","PLN",0.23,null,null,null,null,null,null,null,"n42"]
[19171,null,"GÓRNICZE","GG1801",5902956154002,"OnGcekż-GW 0,6/1kV","3x35+16+3x2,5",null,"BITNER","KMT",1,238316,"PLN",0.23,null,null,null,null,null,null,null,"n42"]
[19183,null,"GÓRNICZE","GG1154",5902956154705,"OnGcekżi-G 0,6/1kV","3x1,5+1,5+1,5",null,"BITNER","KMT",1,37256,"PLN",0.23,null,null,null,null,null,null,null,"n42"]
[19190,null,"GÓRNICZE","GG1161",5902956154712,"OnGcekżi-G 0,6/1kV","3x2,5+2,5+2,5",null,"BITNER","KMT",1,47779,"PLN",0.23,null,null,null,null,null,null,null,"n42"]
[19203,null,"GÓRNICZE","GG1177",5902956154651,"OnGcekżi-G 0,6/1kV","3x1+1",null,"BITNER","KMT",1,"oferta","PLN",0.23,null,null,null,null,null,null,null,"n42"]
[19215,null,"GÓRNICZE","GG1189",5902956154859,"OnGcekżi-G 0,6/1kV","3x16+10+3x2,5",null,"BITNER","KMT",1,"oferta","PLN",0.23,null,null,null,null,null,null,null,"n42"]
[19220,null,"GÓRNICZE","GG1053",5902956153708,"OnGc-G 0,6/1kV","3x16+4x10/4+3x2,5",null,"BITNER","KMT",1,81315,"PLN",0.23,null,null,null,null,null,null,null,"n42"]
[19227,null,"GÓRNICZE","GG1060",5902956153685,"OnGc-G 0,6/1kV","3x35+4x16/4+35",null,"BITNER","KMT",1,170548,"PLN",0.23,null,null,null,null,null,null,null,"n42"]
[19245,null,"GÓRNICZE","GG5308",5902956157287,"OnGcrekgż-G(S) 3,6/6 kV","3x150+3x70/3",null,"BITNER","KMT",1,"oferta","PLN",0.23,null,null,null,null,null,null,null,"n42s"]
[19246,null,"GÓRNICZE","GG5309",5902956157294,"OnGcrekgż-G(S) 3,6/6 kV","3x185+3x95/3",null,"BITNER","KMT",1,"oferta","PLN",0.23,null,null,null,null,null,null,null,"n42s"]
[19260,null,"GÓRNICZE","GG5403",5902956157430,"OnGcrekgż-G(Z) 3,6/6kV","3x35+3+16/3",null,"BITNER","KMT",1,"oferta","PLN",0.23,null,null,null,null,null,null,null,"n42s"]
[19265,null,"GÓRNICZE","GG5408",5902956157485,"OnGcrekgż-G(Z) 3,6/6kV","3x150+3x70/3",null,"BITNER","KMT",1,"oferta","PLN",0.23,null,null,null,null,null,null,null,"n42s"]
[19280,null,"GÓRNICZE","GG1652",5902956155016,"OnG-Szn 0,6/1kV","2x6",null,"BITNER","KMT",1,"oferta","PLN",0.23,null,null,null,null,null,null,null,"n42"]
[19290,null,"GÓRNICZE","G62605",5902956184740,"PSY","2X1,5",null,"BITNER","KMT",1,2765,"PLN",0.23,null,null,null,null,null,null,null,"n41"]
[19301,null,"GÓRNICZE","G61707",5902956179371,"YHKGSYFoyn 0,6/1kV","13x1+1",null,"BITNER","KMT",1,60727,"PLN",0.23,null,null,null,null,null,null,null,"n41"]
[19304,null,"GÓRNICZE","G61711",5902956179470,"YHKGSYFoyn 0,6/1kV","4x1,5+1,5",null,"BITNER","KMT",1,33145,"PLN",0.23,null,null,null,null,null,null,null,"n41"]
[19320,null,"GÓRNICZE","G61731",5902956179388,"YHKGSYFoyn 0,6/1kV","18x1+1",null,"BITNER","KMT",1,74753,"PLN",0.23,null,null,null,null,null,null,null,"n41"]
[19331,null,"GÓRNICZE","G61742",5902956179562,"YHKGSYFoyn 0,6/1kV","29x1,5+1,5",null,"BITNER","KMT",1,118844,"PLN",0.23,null,null,null,null,null,null,null,"n41"]
[19337,null,"GÓRNICZE","G61748",5902956179692,"YHKGSYFoyn 0,6/1kV","26x2,5+2,5",null,"BITNER","KMT",1,"oferta","PLN",0.23,null,null,null,null,null,null,null,"n41"]
[19350,null,"GÓRNICZE","G61761",5902956179869,"YHKGSYFoyn 0,6/1kV","36x4+4",null,"BITNER","KMT",1,227577,"PLN",0.23,null,null,null,null,null,null,null,"n41"]
[19357,null,"GÓRNICZE","G32507",5902956178817,"YHKGSYFoyn 300/500V","13x1+1",null,"BITNER","KMT",1,49800,"PLN",0.23,null,null,null,null,null,null,null,"n41"]
[19365,null,"GÓRNICZE","G32516",5902956178923,"YHKGSYFoyn 300/500V","6x1,5+1,5",null,"BITNER","KMT",1,"oferta","PLN",0.23,null,null,null,null,null,null,null,"n41"]
[19376,null,"GÓRNICZE","G32529",5902956179173,"YHKGSYFoyn 300/500V","2x4+4",null,"BITNER","KMT",1,"oferta","PLN",0.23,null,null,null,null,null,null,null,"n41"]
[19381,null,"GÓRNICZE","G32534",5902956178862,"YHKGSYFoyn 300/500V","29x1+1",null,"BITNER","KMT",1,"oferta","PLN",0.23,null,null,null,null,null,null,null,"n41"]
[19395,null,"GÓRNICZE","G32548",5902956179142,"YHKGSYFoyn 300/500V","29x2,5+2,5",null,"BITNER","KMT",1,"oferta","PLN",0.23,null,null,null,null,null,null,null,"n41"]
[19406,null,"GÓRNICZE","G32559",5902956179302,"YHKGSYFoyn 300/500V","36x4+4",null,"BITNER","KMT",1,"oferta","PLN",0.23,null,null,null,null,null,null,null,"n41"]
[19414,null,"GÓRNICZE","G61308",5902956178268,"YHKGSYFtZnyn 0,6/1kV","18x1+1",null,"BITNER","KMT",1,"oferta","PLN",0.23,null,null,null,null,null,null,null,"n41"]
[19425,null,"GÓRNICZE","G61320",5902956178374,"YHKGSYFtZnyn 0,6/1kV","  9x1,5+1,5",null,"BITNER","KMT",1,"oferta","PLN",0.23,null,null,null,null,null,null,null,"n41"]
[19436,null,"GÓRNICZE","G61332",5902956178480,"YHKGSYFtZnyn 0,6/1kV","  3x2,5+2,5",null,"BITNER","KMT",1,"oferta","PLN",0.23,null,null,null,null,null,null,null,"n41"]
[19447,null,"GÓRNICZE","G61343",5902956178596,"YHKGSYFtZnyn 0,6/1kV","32x2,5+2,5",null,"BITNER","KMT",1,"oferta","PLN",0.23,null,null,null,null,null,null,null,"n41"]
[19451,null,"GÓRNICZE","G61348",5902956178633,"YHKGSYFtZnyn 0,6/1kV","4x4+4",null,"BITNER","KMT",1,"oferta","PLN",0.23,null,null,null,null,null,null,null,"n41"]
[19458,null,"GÓRNICZE","G61355",5902956178701,"YHKGSYFtZnyn 0,6/1kV","23x4+4",null,"BITNER","KMT",1,"oferta","PLN",0.23,null,null,null,null,null,null,null,"n41"]
[19470,null,"GÓRNICZE","G32108",5902956177704,"YHKGSYFtZnyn 300/500V","18x1+1",null,"BITNER","KMT",1,"oferta","PLN",0.23,null,null,null,null,null,null,null,"n41"]
[19481,null,"GÓRNICZE","G32120",5902956177810,"YHKGSYFtZnyn 300/500V","  9x1,5+1,5",null,"BITNER","KMT",1,"oferta","PLN",0.23,null,null,null,null,null,null,null,"n41"]
[19491,null,"GÓRNICZE","G32131",5902956177919,"YHKGSYFtZnyn 300/500V","  2x2,5+2,5",null,"BITNER","KMT",1,"oferta","PLN",0.23,null,null,null,null,null,null,null,"n41"]
[19496,null,"GÓRNICZE","G32136",5902956177964,"YHKGSYFtZnyn 300/500V","11x2,5+2,5",null,"BITNER","KMT",1,"oferta","PLN",0.23,null,null,null,null,null,null,null,"n41"]
[19511,null,"GÓRNICZE","G32152",5902956178114,"YHKGSYFtZnyn 300/500V","13x4+4",null,"BITNER","KMT",1,"oferta","PLN",0.23,null,null,null,null,null,null,null,"n41"]
[19524,null,"GÓRNICZE","GP5805",5902956156303,"YHKGXSekFtZnyn 3,6/6kV","3x95/30",null,"BITNER","KMT",1,"oferta","PLN",0.23,null,null,null,null,null,null,null,"n41s"]
[19526,null,"GÓRNICZE","GP5807",5902956156341,"YHKGXSekFtZnyn 3,6/6kV","3x150/50",null,"BITNER","KMT",1,"oferta","PLN",0.23,null,null,null,null,null,null,null,"n41s"]
[19535,null,"GÓRNICZE","GP1503",5902956152916,"YHKGXSekyn 0,6/1kV","3x35/16",null,"BITNER","KMT",1,132524,"PLN",0.23,null,null,null,null,null,null,null,"n41"]
[19545,null,"GÓRNICZE","GP1513",5902956152978,"YHKGXSekyn 0,6/1kV","3x120/25",null,"BITNER","KMT",1,"oferta","PLN",0.23,null,null,null,null,null,null,null,"n41"]
[19556,null,"GÓRNICZE","GP5608",5902956156204,"YHKGXSekyn 3,6/6kV","3x185/70",null,"BITNER","KMT",1,"oferta","PLN",0.23,null,null,null,null,null,null,null,"n41s"]
[19568,null,"GÓRNICZE","GP1454",5902956153227,"YHKGXSFoyn 0,6/1kV","3x50/16",null,"BITNER","KMT",1,"oferta","PLN",0.23,null,null,null,null,null,null,null,"n41"]
[19581,null,"GÓRNICZE","GP5502",5902956155931,"YHKGXSFoyn 3,6/6kV","3x35/16",null,"BITNER","KMT",1,238367,"PLN",0.23,null,null,null,null,null,null,null,"n41s"]
[19586,null,"GÓRNICZE","GP5507",5902956156020,"YHKGXSFoyn 3,6/6kV","3x150/50",null,"BITNER","KMT",1,"oferta","PLN",0.23,null,null,null,null,null,null,null,"n41s"]
[19601,null,"GÓRNICZE","GP1408",5902956153159,"YHKGXSFtZnyn 0,6/1kV","3x150/50",null,"BITNER","KMT",1,409845,"PLN",0.23,null,null,null,null,null,null,null,"n41"]
[19611,null,"GÓRNICZE","GP5401",5902956155764,"YHKGXSFtZnyn 3,6/6kV","3x25/16",null,"BITNER","KMT",1,"oferta","PLN",0.23,null,null,null,null,null,null,null,"n41s"]
[19612,null,"GÓRNICZE","GP5402",5902956155771,"YHKGXSFtZnyn 3,6/6kV","3x35/16",null,"BITNER","KMT",1,"oferta","PLN",0.23,null,null,null,null,null,null,null,"n41s"]
[19630,null,"GÓRNICZE","GP1205",5902956152794,"YHKGXSyn 0,6/1kV","3x70/25",null,"BITNER","KMT",1,213211,"PLN",0.23,null,null,null,null,null,null,null,"n41"]
[19631,null,"GÓRNICZE","GP1206",5902956152817,"YHKGXSyn 0,6/1kV","3x95/25",null,"BITNER","KMT",1,272449,"PLN",0.23,null,null,null,null,null,null,null,"n41"]
[19645,null,"GÓRNICZE","GP5707",5902956155719,"YHKGYekFtZnyn 3,6/6kV","3x120/22",null,"BITNER","KMT",1,"oferta","PLN",0.23,null,null,null,null,null,null,null,"n41s"]
[19656,null,"GÓRNICZE","GP1109",5902956152473,"YHKGYekyn 0,6/1kV","3x185/50",null,"BITNER","KMT",1,512119,"PLN",0.23,null,null,null,null,null,null,null,"n41"]
[19661,null,"GÓRNICZE","GP1053",5902956152640,"YHKGYFoyn 0,6/1kV","3x35/16",null,"BITNER","KMT",1,"oferta","PLN",0.23,null,null,null,null,null,null,null,"n41"]
[19678,null,"GÓRNICZE","GP5308",5902956155610,"YHKGYFoyn 3,6/6kV","3x150/24",null,"BITNER","KMT",1,"oferta","PLN",0.23,null,null,null,null,null,null,null,"n41s"]
[19686,null,"GÓRNICZE","GP1005",5902956152558,"YHKGYFtZnyn 0,6/1kV","3x70/25",null,"BITNER","KMT",1,222332,"PLN",0.23,null,null,null,null,null,null,null,"n41"]
[19691,null,"GÓRNICZE","GP1011",5902956152602,"YHKGYFtZnyn 0,6/1kV","3x240/70",null,"BITNER","KMT",1,"oferta","PLN",0.23,null,null,null,null,null,null,null,"n41"]
[19706,null,"GÓRNICZE","GP0803",5902956152176,"YHKGYyn 0,6/1kV","3x35/16",null,"BITNER","KMT",1,123898,"PLN",0.23,null,null,null,null,null,null,null,"n41"]
[19716,null,"GÓRNICZE","G60302",5902956170026,"YKGSLYkonyn 0,6/1kV","3x1+1",null,"BITNER","KMT",1,"oferta","PLN",0.23,null,null,null,null,null,null,null,"n41"]
[19722,null,"GÓRNICZE","G60308",5902956170088,"YKGSLYkonyn 0,6/1kV","18x1+1",null,"BITNER","KMT",1,"oferta","PLN",0.23,null,null,null,null,null,null,null,"n41"]
[19731,null,"GÓRNICZE","G60318",5902956170170,"YKGSLYkonyn 0,6/1kV","4x1,5+1,5",null,"BITNER","KMT",1,"oferta","PLN",0.23,null,null,null,null,null,null,null,"n41"]
[19746,null,"GÓRNICZE","G60334",5902956170323,"YKGSLYkonyn 0,6/1kV","6x2,5+2,5",null,"BITNER","KMT",1,"oferta","PLN",0.23,null,null,null,null,null,null,null,"n41"]
[19755,null,"GÓRNICZE","G60343",5902956170415,"YKGSLYkonyn 0,6/1kV","32x2,5+2,5",null,"BITNER","KMT",1,"oferta","PLN",0.23,null,null,null,null,null,null,null,"n41"]
[19761,null,"GÓRNICZE","G60350",5902956170477,"YKGSLYkonyn 0,6/1kV","9x4+4",null,"BITNER","KMT",1,"oferta","PLN",0.23,null,null,null,null,null,null,null,"n41"]
[19766,null,"GÓRNICZE","G60355",5902956170521,"YKGSLYkonyn 0,6/1kV","23x4+4",null,"BITNER","KMT",1,"oferta","PLN",0.23,null,null,null,null,null,null,null,"n41"]
[19783,null,"GÓRNICZE","G10213",5902956169150,"YKGSLYkonyn 150/250V","32x1+1",null,"BITNER","KMT",1,"oferta","PLN",0.23,null,null,null,null,null,null,null,"n41"]
[19791,null,"GÓRNICZE","G10222",5902956169235,"YKGSLYkonyn 150/250V","13x1,5+1,5",null,"BITNER","KMT",1,"oferta","PLN",0.23,null,null,null,null,null,null,null,"n41"]
[19799,null,"GÓRNICZE","G10231",5902956169310,"YKGSLYkonyn 150/250V","2x2,5+2,5",null,"BITNER","KMT",1,"oferta","PLN",0.23,null,null,null,null,null,null,null,"n41"]
[19806,null,"GÓRNICZE","G10238",5902956169389,"YKGSLYkonyn 150/250V","18x2,5+2,5",null,"BITNER","KMT",1,"oferta","PLN",0.23,null,null,null,null,null,null,null,"n41"]
[19821,null,"GÓRNICZE","G30909",5902956169532,"YKGSLYkonyn 300/500V","20x1+1",null,"BITNER","KMT",1,"oferta","PLN",0.23,null,null,null,null,null,null,null,"n41"]
[19827,null,"GÓRNICZE","G30916",5902956169594,"YKGSLYkonyn 300/500V","2x1,5+1,5",null,"BITNER","KMT",1,"oferta","PLN",0.23,null,null,null,null,null,null,null,"n41"]
[19836,null,"GÓRNICZE","G30925",5902956169686,"YKGSLYkonyn 300/500V","23x1,5+1,5",null,"BITNER","KMT",1,"oferta","PLN",0.23,null,null,null,null,null,null,null,"n41"]
[19851,null,"GÓRNICZE","G30941",5902956169839,"YKGSLYkonyn 300/500V","26x2,5+2,5",null,"BITNER","KMT",1,"oferta","PLN",0.23,null,null,null,null,null,null,null,"n41"]
[19860,null,"GÓRNICZE","G30951",5902956169921,"YKGSLYkonyn 300/500V","11x4+4",null,"BITNER","KMT",1,"oferta","PLN",0.23,null,null,null,null,null,null,null,"n41"]
[19866,null,"GÓRNICZE","G30957",5902956169983,"YKGSLYkonyn 300/500V","29x4+4",null,"BITNER","KMT",1,"oferta","PLN",0.23,null,null,null,null,null,null,null,"n41"]
[19876,null,"GÓRNICZE","G60908",5902956174147,"YKGSYFoyn 0,6/1kV","18x1+1",null,"BITNER","KMT",1,44913,"PLN",0.23,null,null,null,null,null,null,null,"n41"]
[19881,null,"GÓRNICZE","G60914",5902956174215,"YKGSYFoyn 0,6/1kV","2x1,5+1,5",null,"BITNER","KMT",1,19549,"PLN",0.23,null,null,null,null,null,null,null,"n41"]
[19896,null,"GÓRNICZE","G60930",5902956174420,"YKGSYFoyn 0,6/1kV","18x2,5+2,5",null,"BITNER","KMT",1,69002,"PLN",0.23,null,null,null,null,null,null,null,"n41"]
[19904,null,"GÓRNICZE","G60942",5902956174291,"YKGSYFoyn 0,6/1kV","20x1,5+1,5",null,"BITNER","KMT",1,"oferta","PLN",0.23,null,null,null,null,null,null,null,"n41"]
[19911,null,"GÓRNICZE","G60949",5902956174444,"YKGSYFoyn 0,6/1kV","23x2,5+2,5",null,"BITNER","KMT",1,79208,"PLN",0.23,null,null,null,null,null,null,null,"n41"]
[19926,null,"GÓRNICZE","G31702",5902956173522,"YKGSYFoyn 300/500V","3x1+1",null,"BITNER","KMT",1,"oferta","PLN",0.23,null,null,null,null,null,null,null,"n41"]
[19937,null,"GÓRNICZE","G31713",5902956173638,"YKGSYFoyn 300/500V","32x1+1",null,"BITNER","KMT",1,"oferta","PLN",0.23,null,null,null,null,null,null,null,"n41"]
[19941,null,"GÓRNICZE","G31718",5902956173676,"YKGSYFoyn 300/500V","4x1,5+1,5",null,"BITNER","KMT",1,"oferta","PLN",0.23,null,null,null,null,null,null,null,"n41"]
[19956,null,"GÓRNICZE","G31734",5902956173829,"YKGSYFoyn 300/500V","6x2,5+2,5",null,"BITNER","KMT",1,"oferta","PLN",0.23,null,null,null,null,null,null,null,"n41"]
[19961,null,"GÓRNICZE","G31740",5902956173942,"YKGSYFoyn 300/500V","3x4+4",null,"BITNER","KMT",1,"oferta","PLN",0.23,null,null,null,null,null,null,null,"n41"]
[19971,null,"GÓRNICZE","G31750",5902956174048,"YKGSYFoyn 300/500V","29x4+4",null,"BITNER","KMT",1,"oferta","PLN",0.23,null,null,null,null,null,null,null,"n41"]
[19981,null,"GÓRNICZE","G60501",5902956172952,"YKGSYFtZnyn 0,6/1kV","2x1+1",null,"BITNER","KMT",1,"oferta","PLN",0.23,null,null,null,null,null,null,null,"n41"]
[19996,null,"GÓRNICZE","G60517",5902956173102,"YKGSYFtZnyn 0,6/1kV","3x1,5+1,5",null,"BITNER","KMT",1,"oferta","PLN",0.23,null,null,null,null,null,null,null,"n41"]
[20001,null,"GÓRNICZE","G60522",5902956173157,"YKGSYFtZnyn 0,6/1kV","13x1,5+1,5",null,"BITNER","KMT",1,"oferta","PLN",0.23,null,null,null,null,null,null,null,"n41"]
[20014,null,"GÓRNICZE","G60536",5902956173287,"YKGSYFtZnyn 0,6/1kV","11x2,5+2,5",null,"BITNER","KMT",1,"oferta","PLN",0.23,null,null,null,null,null,null,null,"n41"]
[20016,null,"GÓRNICZE","G60538",5902956173300,"YKGSYFtZnyn 0,6/1kV","18x2,5+2,5",null,"BITNER","KMT",1,"oferta","PLN",0.23,null,null,null,null,null,null,null,"n41"]
[20027,null,"GÓRNICZE","G60550",5902956173416,"YKGSYFtZnyn 0,6/1kV","9x4+4",null,"BITNER","KMT",1,"oferta","PLN",0.23,null,null,null,null,null,null,null,"n41"]
[20038,null,"GÓRNICZE","G31302",5902956172402,"YKGSYFtZnyn 300/500V","3x1+1",null,"BITNER","KMT",1,"oferta","PLN",0.23,null,null,null,null,null,null,null,"n41"]
[20046,null,"GÓRNICZE","G31310",5902956172488,"YKGSYFtZnyn 300/500V","23x1+1",null,"BITNER","KMT",1,"oferta","PLN",0.23,null,null,null,null,null,null,null,"n41"]
[20058,null,"GÓRNICZE","G31323",5902956172600,"YKGSYFtZnyn 300/500V","18x1,5+1,5",null,"BITNER","KMT",1,"oferta","PLN",0.23,null,null,null,null,null,null,null,"n41"]
[20071,null,"GÓRNICZE","G31337",5902956172730,"YKGSYFtZnyn 300/500V","13x2,5+2,5",null,"BITNER","KMT",1,"oferta","PLN",0.23,null,null,null,null,null,null,null,"n41"]
[20076,null,"GÓRNICZE","G31342",5902956172785,"YKGSYFtZnyn 300/500V","29x2,5+2,5",null,"BITNER","KMT",1,"oferta","PLN",0.23,null,null,null,null,null,null,null,"n41"]
[20091,null,"GÓRNICZE","G31358",5902956172938,"YKGSYFtZnyn 300/500V","32x4+4",null,"BITNER","KMT",1,"oferta","PLN",0.23,null,null,null,null,null,null,null,"n41"]
[20101,null,"GÓRNICZE","G62409",5902956167996,"YKGSYkonyn 0,6/1kV","20x1+1",null,"BITNER","KMT",1,"oferta","PLN",0.23,null,null,null,null,null,null,null,"n41"]
[20112,null,"GÓRNICZE","G62421",5902956168108,"YKGSYkonyn 0,6/1kV","11x1,5+1,5",null,"BITNER","KMT",1,"oferta","PLN",0.23,null,null,null,null,null,null,null,"n41"]
[20115,null,"GÓRNICZE","G62424",5902956168139,"YKGSYkonyn 0,6/1kV","20x1,5+1,5",null,"BITNER","KMT",1,"oferta","PLN",0.23,null,null,null,null,null,null,null,"n41"]
[20131,null,"GÓRNICZE","G62441",5902956168290,"YKGSYkonyn 0,6/1kV","26x2,5+2,5",null,"BITNER","KMT",1,"oferta","PLN",0.23,null,null,null,null,null,null,null,"n41"]
[20135,null,"GÓRNICZE","G62446",5902956168337,"YKGSYkonyn 0,6/1kV","2x4+4",null,"BITNER","KMT",1,"oferta","PLN",0.23,null,null,null,null,null,null,null,"n41"]
[20146,null,"GÓRNICZE","G62457",5902956168443,"YKGSYkonyn 0,6/1kV","29X4+4",null,"BITNER","KMT",1,"oferta","PLN",0.23,null,null,null,null,null,null,null,"n41"]
[20157,null,"GÓRNICZE","G30509",5902956167439,"YKGSYkonyn 300/500V","20x1+1",null,"BITNER","KMT",1,"oferta","PLN",0.23,null,null,null,null,null,null,null,"n41"]
[20168,null,"GÓRNICZE","G30521",5902956167545,"YKGSYkonyn 300/500V","11x1,5+1,5",null,"BITNER","KMT",1,"oferta","PLN",0.23,null,null,null,null,null,null,null,"n41"]
[20176,null,"GÓRNICZE","G30529",5902956167620,"YKGSYkonyn 300/500V","36x1,5+1,5",null,"BITNER","KMT",1,"oferta","PLN",0.23,null,null,null,null,null,null,null,"n41"]
[20187,null,"GÓRNICZE","G30541",5902956167736,"YKGSYkonyn 300/500V","26x2,5+2,5",null,"BITNER","KMT",1,"oferta","PLN",0.23,null,null,null,null,null,null,null,"n41"]
[20192,null,"GÓRNICZE","G30547",5902956167781,"YKGSYkonyn 300/500V","3x4+4",null,"BITNER","KMT",1,"oferta","PLN",0.23,null,null,null,null,null,null,null,"n41"]
[20206,null,"GÓRNICZE","GP0602",5902956151896,"YKGYFoyn 0,6/1kV","3x25/16",null,"BITNER","KMT",1,102576,"PLN",0.23,null,null,null,null,null,null,null,"n41"]
[20217,null,"GÓRNICZE","GP5101",5902956155320,"YKGYFoyn 3,6/6kV","3x16/10",null,"BITNER","KMT",1,"oferta","PLN",0.23,null,null,null,null,null,null,null,"n41s"]
[20225,null,"GÓRNICZE","GP5109",5902956155405,"YKGYFoyn 3,6/6kV","3x185/27",null,"BITNER","KMT",1,"oferta","PLN",0.23,null,null,null,null,null,null,null,"n41s"]
[20232,null,"GÓRNICZE","GP0705",5902956152039,"YKGYFoyn-żo 0,6/1kV","5x2,5",null,"BITNER","KMT",1,"oferta","PLN",0.23,null,null,null,null,null,null,null,"n41"]
[20245,null,"GÓRNICZE","GP0503",5902956151780,"YKGYFtZnyn 0,6/1kV","3x35/16",null,"BITNER","KMT",1,107771,"PLN",0.23,null,null,null,null,null,null,null,"n41"]
[20251,null,"GÓRNICZE","GP0511",5902956151841,"YKGYFtZnyn 0,6/1kV","3x150/50",null,"BITNER","KMT",1,"oferta","PLN",0.23,null,null,null,null,null,null,null,"n41"]
[20262,null,"GÓRNICZE","GP5009",5902956155290,"YKGYFtZnyn 3,6/6kV","3x185/27",null,"BITNER","KMT",1,"oferta","PLN",0.23,null,null,null,null,null,null,null,"n41s"]
[20269,null,"GÓRNICZE","GP0380",5902956151711,"YKGYyn 0,6/1kV","3x120/35",null,"BITNER","KMT",1,"oferta","PLN",0.23,null,null,null,null,null,null,null,"n41"]
[20281,null,"GÓRNICZE","GP0357",5902956151575,"YKGYyn-żo 0,6/1kV","4x4",null,"BITNER","KMT",1,"oferta","PLN",0.23,null,null,null,null,null,null,null,"n41"]
[20292,null,"GÓRNICZE","G61103",5902956177063,"YnHKGSLY 0,6/1kV","4x1+1",null,"BITNER","KMT",1,"oferta","PLN",0.23,null,null,null,null,null,null,null,"n41"]
[20302,null,"GÓRNICZE","G61113",5902956177162,"YnHKGSLY 0,6/1kV","32x1+1",null,"BITNER","KMT",1,"oferta","PLN",0.23,null,null,null,null,null,null,null,"n41"]
[20307,null,"GÓRNICZE","G61118",5902956177216,"YnHKGSLY 0,6/1kV","4x1,5+1,5",null,"BITNER","KMT",1,16636,"PLN",0.23,null,null,null,null,null,null,null,"n41"]
[20322,null,"GÓRNICZE","G61133",5902956177360,"YnHKGSLY 0,6/1kV","4x2,5+2,5",null,"BITNER","KMT",1,"oferta","PLN",0.23,null,null,null,null,null,null,null,"n41"]
[20326,null,"GÓRNICZE","G61137",5902956177407,"YnHKGSLY 0,6/1kV","13x2,5+2,5",null,"BITNER","KMT",1,"oferta","PLN",0.23,null,null,null,null,null,null,null,"n41"]
[20337,null,"GÓRNICZE","G61148",5902956177513,"YnHKGSLY 0,6/1kV","4x4+4",null,"BITNER","KMT",1,"oferta","PLN",0.23,null,null,null,null,null,null,null,"n41"]
[20346,null,"GÓRNICZE","G61157",5902956177605,"YnHKGSLY 0,6/1kV","29x4+4",null,"BITNER","KMT",1,"oferta","PLN",0.23,null,null,null,null,null,null,null,"n41"]
[20362,null,"GÓRNICZE","G10613",5902956175960,"YnHKGSLY 150/250V","32x1+1",null,"BITNER","KMT",1,"oferta","PLN",0.23,null,null,null,null,null,null,null,"n41"]
[20367,null,"GÓRNICZE","G10618",5902956176011,"YnHKGSLY 150/250V","4x1,5+1,5",null,"BITNER","KMT",1,"oferta","PLN",0.23,null,null,null,null,null,null,null,"n41"]
[20379,null,"GÓRNICZE","G10630",5902956176134,"YnHKGSLY 150/250V","1x2,5+2,5",null,"BITNER","KMT",1,"oferta","PLN",0.23,null,null,null,null,null,null,null,"n41"]
[20382,null,"GÓRNICZE","G10633",5902956176165,"YnHKGSLY 150/250V","4x2,5+2,5",null,"BITNER","KMT",1,"oferta","PLN",0.23,null,null,null,null,null,null,null,"n41"]
[20399,null,"GÓRNICZE","G10650",5902956176332,"YnHKGSLY 150/250V","9x4+4",null,"BITNER","KMT",1,"oferta","PLN",0.23,null,null,null,null,null,null,null,"n41"]
[20401,null,"GÓRNICZE","G10652",5902956176356,"YnHKGSLY 150/250V","13x4+4",null,"BITNER","KMT",1,"oferta","PLN",0.23,null,null,null,null,null,null,null,"n41"]
[20412,null,"GÓRNICZE","G31903",5902956176462,"YnHKGSLY 300/500V","4x1+1",null,"BITNER","KMT",1,12406,"PLN",0.23,null,null,null,null,null,null,null,"n41"]
[20423,null,"GÓRNICZE","G31914",5902956176578,"YnHKGSLY 300/500V","36x1+1",null,"BITNER","KMT",1,68437,"PLN",0.23,null,null,null,null,null,null,null,"n41"]
[20437,null,"GÓRNICZE","G31928",5902956176714,"YnHKGSLY 300/500V","32x1,5+1,5",null,"BITNER","KMT",1,77838,"PLN",0.23,null,null,null,null,null,null,null,"n41"]
[20442,null,"GÓRNICZE","G31933",5902956176769,"YnHKGSLY 300/500V","4x2,5+2,5",null,"BITNER","KMT",1,21489,"PLN",0.23,null,null,null,null,null,null,null,"n41"]
[20456,null,"GÓRNICZE","G31947",5902956176905,"YnHKGSLY 300/500V","3x4+4",null,"BITNER","KMT",1,"oferta","PLN",0.23,null,null,null,null,null,null,null,"n41"]
[20467,null,"GÓRNICZE","G31958",5902956177018,"YnHKGSLY 300/500V","32x4+4",null,"BITNER","KMT",1,"oferta","PLN",0.23,null,null,null,null,null,null,null,"n41"]
[20472,null,"GÓRNICZE","G62703",5902956182302,"YnHKGSLYkon 0,6/1kV","4x1+1",null,"BITNER","KMT",1,"oferta","PLN",0.23,null,null,null,null,null,null,null,"n41"]
[20480,null,"GÓRNICZE","G62711",5902956182388,"YnHKGSLYkon 0,6/1kV","26x1+1",null,"BITNER","KMT",1,"oferta","PLN",0.23,null,null,null,null,null,null,null,"n41"]
[20497,null,"GÓRNICZE","G62728",5902956182555,"YnHKGSLYkon 0,6/1kV","32x1,5+1,5",null,"BITNER","KMT",1,"oferta","PLN",0.23,null,null,null,null,null,null,null,"n41"]
[20500,null,"GÓRNICZE","G62731",5902956182586,"YnHKGSLYkon 0,6/1kV","2x2,5+2,5",null,"BITNER","KMT",1,"oferta","PLN",0.23,null,null,null,null,null,null,null,"n41"]
[20512,null,"GÓRNICZE","G62743",5902956182708,"YnHKGSLYkon 0,6/1kV","32x2,5+2,5",null,"BITNER","KMT",1,"oferta","PLN",0.23,null,null,null,null,null,null,null,"n41"]
[20517,null,"GÓRNICZE","G62748",5902956182753,"YnHKGSLYkon 0,6/1kV","4x4+4",null,"BITNER","KMT",1,"oferta","PLN",0.23,null,null,null,null,null,null,null,"n41"]
[20533,null,"GÓRNICZE","G10904",5902956181114,"YnHKGSLYkon 150/250V","6x1+1",null,"BITNER","KMT",1,"oferta","PLN",0.23,null,null,null,null,null,null,null,"n41"]
[20542,null,"GÓRNICZE","G10913",5902956181206,"YnHKGSLYkon 150/250V","32x1+1",null,"BITNER","KMT",1,"oferta","PLN",0.23,null,null,null,null,null,null,null,"n41"]
[20547,null,"GÓRNICZE","G10918",5902956181251,"YnHKGSLYkon 150/250V","4x1,5+1,5",null,"BITNER","KMT",1,"oferta","PLN",0.23,null,null,null,null,null,null,null,"n41"]
[20561,null,"GÓRNICZE","G10932",5902956181398,"YnHKGSLYkon 150/250V","3x2,5+2,5",null,"BITNER","KMT",1,"oferta","PLN",0.23,null,null,null,null,null,null,null,"n41"]
[20572,null,"GÓRNICZE","G10943",5902956181503,"YnHKGSLYkon 150/250V","32x2,5+2,5",null,"BITNER","KMT",1,"oferta","PLN",0.23,null,null,null,null,null,null,null,"n41"]
[20577,null,"GÓRNICZE","G10948",5902956181558,"YnHKGSLYkon 150/250V","4x4+4",null,"BITNER","KMT",1,"oferta","PLN",0.23,null,null,null,null,null,null,null,"n41"]
[20587,null,"GÓRNICZE","G10958",5902956181657,"YnHKGSLYkon 150/250V","32x4+4",null,"BITNER","KMT",1,"oferta","PLN",0.23,null,null,null,null,null,null,null,"n41"]
[20602,null,"GÓRNICZE","GG33313",5902956181800,"YnHKGSLYkon 300/500V","32x1+1",null,"BITNER","KMT",1,"oferta","PLN",0.23,null,null,null,null,null,null,null,"n41"]
[20610,null,"GÓRNICZE","GG33321",5902956181886,"YnHKGSLYkon 300/500V","11x1,5+1,5",null,"BITNER","KMT",1,"oferta","PLN",0.23,null,null,null,null,null,null,null,"n41"]
[20617,null,"GÓRNICZE","GG33328",5902956181954,"YnHKGSLYkon 300/500V","32x1,5+1,5",null,"BITNER","KMT",1,"oferta","PLN",0.23,null,null,null,null,null,null,null,"n41"]
[20632,null,"GÓRNICZE","GG33343",5902956182104,"YnHKGSLYkon 300/500V","32x2,5+2,5",null,"BITNER","KMT",1,"oferta","PLN",0.23,null,null,null,null,null,null,null,"n41"]
[20638,null,"GÓRNICZE","GG33349",5902956182166,"YnHKGSLYkon 300/500V","6x4+4",null,"BITNER","KMT",1,56090,"PLN",0.23,null,null,null,null,null,null,null,"n41"]
[20647,null,"GÓRNICZE","GG33358",5902956182258,"YnHKGSLYkon 300/500V","32x4+4",null,"BITNER","KMT",1,"oferta","PLN",0.23,null,null,null,null,null,null,null,"n41"]
[20654,null,"GÓRNICZE","G62905",5902956175281,"YnHKGSY 0,6/1kV","9x1+1",null,"BITNER","KMT",1,26349,"PLN",0.23,null,null,null,null,null,null,null,"n41"]
[20662,null,"GÓRNICZE","G62913",5902956175366,"YnHKGSY 0,6/1kV","32x1+1",null,"BITNER","KMT",1,"oferta","PLN",0.23,null,null,null,null,null,null,null,"n41"]
[20677,null,"GÓRNICZE","G62928",5902956175519,"YnHKGSY 0,6/1kV","32x1,5+1,5",null,"BITNER","KMT",1,"oferta","PLN",0.23,null,null,null,null,null,null,null,"n41"]
[20682,null,"GÓRNICZE","G62933",5902956175564,"YnHKGSY 0,6/1kV","4x2,5+2,5",null,"BITNER","KMT",1,24234,"PLN",0.23,null,null,null,null,null,null,null,"n41"]
[20692,null,"GÓRNICZE","G62943",5902956175663,"YnHKGSY 0,6/1kV","32x2,5+2,5",null,"BITNER","KMT",1,"oferta","PLN",0.23,null,null,null,null,null,null,null,"n41"]
[20707,null,"GÓRNICZE","G62958",5902956175816,"YnHKGSY 0,6/1kV","32x4+4",null,"BITNER","KMT",1,"oferta","PLN",0.23,null,null,null,null,null,null,null,"n41"]
[20715,null,"GÓRNICZE","GG33506",5902956174697,"YnHKGSY 300/500V","11x1+1",null,"BITNER","KMT",1,"oferta","PLN",0.23,null,null,null,null,null,null,null,"n41"]
[20722,null,"GÓRNICZE","GG33513",5902956174765,"YnHKGSY 300/500V","32x1+1",null,"BITNER","KMT",1,"oferta","PLN",0.23,null,null,null,null,null,null,null,"n41"]
[20737,null,"GÓRNICZE","GG33528",5902956174918,"YnHKGSY 300/500V","32x1,5+1,5",null,"BITNER","KMT",1,71460,"PLN",0.23,null,null,null,null,null,null,null,"n41"]
[20739,null,"GÓRNICZE","GG33530",5902956174932,"YnHKGSY 300/500V","1x2,5+2,5",null,"BITNER","KMT",1,"oferta","PLN",0.23,null,null,null,null,null,null,null,"n41"]
[20752,null,"GÓRNICZE","GG33543",5902956175069,"YnHKGSY 300/500V","32x2,5+2,5",null,"BITNER","KMT",1,"oferta","PLN",0.23,null,null,null,null,null,null,null,"n41"]
[20759,null,"GÓRNICZE","GG33550",5902956175137,"YnHKGSY 300/500V","9x4+4",null,"BITNER","KMT",1,"oferta","PLN",0.23,null,null,null,null,null,null,null,"n41"]
[20767,null,"GÓRNICZE","GG33558",5902956175212,"YnHKGSY 300/500V","32x4+4",null,"BITNER","KMT",1,"oferta","PLN",0.23,null,null,null,null,null,null,null,"n41"]
[20782,null,"GÓRNICZE","G62813",5902956180605,"YnHKGSYkon 0,6/1kV","32x1+1",null,"BITNER","KMT",1,"oferta","PLN",0.23,null,null,null,null,null,null,null,"n41"]
[20792,null,"GÓRNICZE","G62823",5902956180704,"YnHKGSYkon 0,6/1kV","18x1,5+1,5",null,"BITNER","KMT",1,"oferta","PLN",0.23,null,null,null,null,null,null,null,"n41"]
[20797,null,"GÓRNICZE","G62828",5902956180759,"YnHKGSYkon 0,6/1kV","32x1,5+1,5",null,"BITNER","KMT",1,"oferta","PLN",0.23,null,null,null,null,null,null,null,"n41"]
[20812,null,"GÓRNICZE","G62843",5902956180902,"YnHKGSYkon 0,6/1kV","32x2,5+2,5",null,"BITNER","KMT",1,"oferta","PLN",0.23,null,null,null,null,null,null,null,"n41"]
[20816,null,"GÓRNICZE","G62847",5902956180940,"YnHKGSYkon 0,6/1kV","3x4+4",null,"BITNER","KMT",1,"oferta","PLN",0.23,null,null,null,null,null,null,null,"n41"]
[20827,null,"GÓRNICZE","G62858",5902956181053,"YnHKGSYkon 0,6/1kV","32x4+4",null,"BITNER","KMT",1,"oferta","PLN",0.23,null,null,null,null,null,null,null,"n41"]
[20836,null,"GÓRNICZE","GG33407",5902956179944,"YnHKGSYkon 300/500V","13x1+1",null,"BITNER","KMT",1,"oferta","PLN",0.23,null,null,null,null,null,null,null,"n41"]
[20852,null,"GÓRNICZE","GG33423",5902956180100,"YnHKGSYkon 300/500V","18x1,5+1,5",null,"BITNER","KMT",1,"oferta","PLN",0.23,null,null,null,null,null,null,null,"n41"]
[20857,null,"GÓRNICZE","GG33428",5902956180155,"YnHKGSYkon 300/500V","32x1,5+1,5",null,"BITNER","KMT",1,"oferta","PLN",0.23,null,null,null,null,null,null,null,"n41"]
[20869,null,"GÓRNICZE","GG33440",5902956180278,"YnHKGSYkon 300/500V","23x2,5+2,5",null,"BITNER","KMT",1,"oferta","PLN",0.23,null,null,null,null,null,null,null,"n41"]
[20882,null,"GÓRNICZE","GG33453",5902956180407,"YnHKGSYkon 300/500V","18x4+4",null,"BITNER","KMT",1,"oferta","PLN",0.23,null,null,null,null,null,null,null,"n41"]
[20883,null,"GÓRNICZE","GG33454",5902956180414,"YnHKGSYkon 300/500V","20x4+4",null,"BITNER","KMT",1,"oferta","PLN",0.23,null,null,null,null,null,null,null,"n41"]
[20893,null,"GÓRNICZE","GT0404",5902956184320,"YnHTKGX","8x2x0,6+1",null,"BITNER","KMT",1,"oferta","PLN",0.23,null,null,null,null,null,null,null,"n41"]
[20902,null,"GÓRNICZE","GT0413",5902956184412,"YnHTKGX","4x2x0,8+1",null,"BITNER","KMT",1,25065,"PLN",0.23,null,null,null,null,null,null,null,"n41"]
[20913,null,"GÓRNICZE","GT0424",5902956184528,"YnHTKGX","2x2x1,2+1",null,"BITNER","KMT",1,"oferta","PLN",0.23,null,null,null,null,null,null,null,"n41"]
[20927,null,"GÓRNICZE","G60003",5902956166777,"YnKGSLY 0,6/1kV","3x1+1",null,"BITNER","KMT",1,"oferta","PLN",0.23,null,null,null,null,null,null,null,"n41"]
[20932,null,"GÓRNICZE","G60008",5902956166821,"YnKGSLY 0,6/1kV","13x1+1",null,"BITNER","KMT",1,"oferta","PLN",0.23,null,null,null,null,null,null,null,"n41"]
[20946,null,"GÓRNICZE","G60022",5902956166968,"YnKGSLY 0,6/1kV","11x1,5+1,5",null,"BITNER","KMT",1,"oferta","PLN",0.23,null,null,null,null,null,null,null,"n41"]
[20957,null,"GÓRNICZE","G60033",5902956167071,"YnKGSLY 0,6/1kV","3x2,5+2,5",null,"BITNER","KMT",1,"oferta","PLN",0.23,null,null,null,null,null,null,null,"n41"]
[20968,null,"GÓRNICZE","G60044",5902956167187,"YnKGSLY 0,6/1kV","32x2,5+2,5",null,"BITNER","KMT",1,"oferta","PLN",0.23,null,null,null,null,null,null,null,"n41"]
[20970,null,"GÓRNICZE","G60046",5902956167200,"YnKGSLY 0,6/1kV","1x4+4",null,"BITNER","KMT",1,"oferta","PLN",0.23,null,null,null,null,null,null,null,"n41"]
[20987,null,"GÓRNICZE","G60063",5902956166623,"YnKGSLY 0,6/1kV","3x0,75+0,75",null,"BITNER","KMT",1,"oferta","PLN",0.23,null,null,null,null,null,null,null,"n41"]
[20998,null,"GÓRNICZE","G60074",5902956166739,"YnKGSLY 0,6/1kV","32x0,75+0,75",null,"BITNER","KMT",1,"oferta","PLN",0.23,null,null,null,null,null,null,null,"n41"]
[21003,null,"GÓRNICZE","G10004",5902956165282,"YnKGSLY 150/250V","4x1+1",null,"BITNER","KMT",1,"oferta","PLN",0.23,null,null,null,null,null,null,null,"n41"]
[21013,null,"GÓRNICZE","G10014",5902956165381,"YnKGSLY 150/250V","32x1+1",null,"BITNER","KMT",1,"oferta","PLN",0.23,null,null,null,null,null,null,null,"n41"]
[21023,null,"GÓRNICZE","G10024",5902956165480,"YnKGSLY 150/250V","18x1,5+1,5",null,"BITNER","KMT",1,"oferta","PLN",0.23,null,null,null,null,null,null,null,"n41"]
[21032,null,"GÓRNICZE","G10033",5902956165572,"YnKGSLY 150/250V","3x2,5+2,5",null,"BITNER","KMT",1,9332,"PLN",0.23,null,null,null,null,null,null,null,"n41"]
[21043,null,"GÓRNICZE","G10044",5902956165688,"YnKGSLY 150/250V","32x2,5+2,5",null,"BITNER","KMT",1,"oferta","PLN",0.23,null,null,null,null,null,null,null,"n41"]
[21047,null,"GÓRNICZE","G10048",5902956165725,"YnKGSLY 150/250V","3x4+4",null,"BITNER","KMT",1,"oferta","PLN",0.23,null,null,null,null,null,null,null,"n41"]
[21062,null,"GÓRNICZE","G10063",5902956165121,"YnKGSLY 150/250V","3x0,75+0,75",null,"BITNER","KMT",1,"oferta","PLN",0.23,null,null,null,null,null,null,null,"n41"]
[21073,null,"GÓRNICZE","G10074",5902956165237,"YnKGSLY 150/250V","32x0,75+0,75",null,"BITNER","KMT",1,"oferta","PLN",0.23,null,null,null,null,null,null,null,"n41"]
[21080,null,"GÓRNICZE","G30305",5902956166050,"YnKGSLY 300/500V","9x1+1",null,"BITNER","KMT",1,"oferta","PLN",0.23,null,null,null,null,null,null,null,"n41"]
[21088,null,"GÓRNICZE","G30313",5902956166135,"YnKGSLY 300/500V","32x1+1",null,"BITNER","KMT",1,"oferta","PLN",0.23,null,null,null,null,null,null,null,"n41"]
[21100,null,"GÓRNICZE","G30325",5902956166258,"YnKGSLY 300/500V","23x1,5+1,5",null,"BITNER","KMT",1,"oferta","PLN",0.23,null,null,null,null,null,null,null,"n41"]
[21107,null,"GÓRNICZE","G30332",5902956166326,"YnKGSLY 300/500V","3x2,5+2,5",null,"BITNER","KMT",1,10002,"PLN",0.23,null,null,null,null,null,null,null,"n41"]
[21118,null,"GÓRNICZE","G30343",5902956166432,"YnKGSLY 300/500V","32x2,5+2,5",null,"BITNER","KMT",1,"oferta","PLN",0.23,null,null,null,null,null,null,null,"n41"]
[21124,null,"GÓRNICZE","G30349",5902956166494,"YnKGSLY 300/500V","6x4+4",null,"BITNER","KMT",1,"oferta","PLN",0.23,null,null,null,null,null,null,null,"n41"]
[21137,null,"GÓRNICZE","G30362",5902956165879,"YnKGSLY 300/500V","3x0,75+0,75",null,"BITNER","KMT",1,"oferta","PLN",0.23,null,null,null,null,null,null,null,"n41"]
[21148,null,"GÓRNICZE","G30373",5902956165985,"YnKGSLY 300/500V","32x0,75+0,75",null,"BITNER","KMT",1,"oferta","PLN",0.23,null,null,null,null,null,null,null,"n41"]
[21157,null,"GÓRNICZE","G3021",5902956171900,"YnKGSLYkon 0,6/1kV","18x1+1",null,"BITNER","KMT",1,"oferta","PLN",0.23,null,null,null,null,null,null,null,"n41"]
[21163,null,"GÓRNICZE","G3027",5902956171962,"YnKGSLYkon 0,6/1kV","36x1+1",null,"BITNER","KMT",1,"oferta","PLN",0.23,null,null,null,null,null,null,null,"n41"]
[21177,null,"GÓRNICZE","G3041",5902956172105,"YnKGSLYkon 0,6/1kV","36x1,5+1,5",null,"BITNER","KMT",1,"oferta","PLN",0.23,null,null,null,null,null,null,null,"n41"]
[21182,null,"GÓRNICZE","G3046",5902956172150,"YnKGSLYkon 0,6/1kV","9x2,5+2,5",null,"BITNER","KMT",1,"oferta","PLN",0.23,null,null,null,null,null,null,null,"n41"]
[21193,null,"GÓRNICZE","G3057",5902956172266,"YnKGSLYkon 0,6/1kV","3x4+4",null,"BITNER","KMT",1,"oferta","PLN",0.23,null,null,null,null,null,null,null,"n41"]
[21201,null,"GÓRNICZE","G3065",5902956172341,"YnKGSLYkon 0,6/1kV","23x4+4",null,"BITNER","KMT",1,"oferta","PLN",0.23,null,null,null,null,null,null,null,"n41"]
[21218,null,"GÓRNICZE","G10413",5902956170835,"YnKGSLYkon 150/250V","32x1+1",null,"BITNER","KMT",1,43352,"PLN",0.23,null,null,null,null,null,null,null,"n41"]
[21223,null,"GÓRNICZE","G10419",5902956170880,"YnKGSLYkon 150/250V","6x1,5+1,5",null,"BITNER","KMT",1,"oferta","PLN",0.23,null,null,null,null,null,null,null,"n41"]
[21234,null,"GÓRNICZE","G10431",5902956170996,"YnKGSLYkon 150/250V","2x2,5+2,5",null,"BITNER","KMT",1,"oferta","PLN",0.23,null,null,null,null,null,null,null,"n41"]
[21248,null,"GÓRNICZE","G10460",5902956170576,"YnKGSLYkon 150/250V","2x0,75+0,75",null,"BITNER","KMT",1,"oferta","PLN",0.23,null,null,null,null,null,null,null,"n41"]
[21253,null,"GÓRNICZE","G10465",5902956170620,"YnKGSLYkon 150/250V","11x0,75+0,75",null,"BITNER","KMT",1,"oferta","PLN",0.23,null,null,null,null,null,null,null,"n41"]
[21259,null,"GÓRNICZE","G10471",5902956170682,"YnKGSLYkon 150/250V","29x0,75+0,75",null,"BITNER","KMT",1,"oferta","PLN",0.23,null,null,null,null,null,null,null,"n41"]
[21260,null,"GÓRNICZE","G10472",5902956170699,"YnKGSLYkon 150/250V","32x0,75+0,75",null,"BITNER","KMT",1,"oferta","PLN",0.23,null,null,null,null,null,null,null,"n41"]
[21261,null,"GÓRNICZE","G10473",5902956170705,"YnKGSLYkon 150/250V","36x0,75+0,75",null,"BITNER","KMT",1,"oferta","PLN",0.23,null,null,null,null,null,null,null,"n41"]
[21262,null,"GÓRNICZE","G31101",5902956171276,"YnKGSLYkon 300/500V","2x1+1",null,"BITNER","KMT",1,8505,"PLN",0.23,null,null,null,null,null,null,null,"n41"]
[21263,null,"GÓRNICZE","G31102",5902956171283,"YnKGSLYkon 300/500V","3x1+1",null,"BITNER","KMT",1,9934,"PLN",0.23,null,null,null,null,null,null,null,"n41"]
[21264,null,"GÓRNICZE","G31103",5902956171290,"YnKGSLYkon 300/500V","4x1+1",null,"BITNER","KMT",1,11170,"PLN",0.23,null,null,null,null,null,null,null,"n41"]
[21265,null,"GÓRNICZE","G31104",5902956171306,"YnKGSLYkon 300/500V","6x1+1",null,"BITNER","KMT",1,13880,"PLN",0.23,null,null,null,null,null,null,null,"n41"]
[21266,null,"GÓRNICZE","G31105",5902956171313,"YnKGSLYkon 300/500V","9x1+1",null,"BITNER","KMT",1,19335,"PLN",0.23,null,null,null,null,null,null,null,"n41"]
[21267,null,"GÓRNICZE","G31106",5902956171320,"YnKGSLYkon 300/500V","11x1+1",null,"BITNER","KMT",1,21739,"PLN",0.23,null,null,null,null,null,null,null,"n41"]
[21268,null,"GÓRNICZE","G31107",5902956171337,"YnKGSLYkon 300/500V","13x1+1",null,"BITNER","KMT",1,24336,"PLN",0.23,null,null,null,null,null,null,null,"n41"]
[21269,null,"GÓRNICZE","G31108",5902956171344,"YnKGSLYkon 300/500V","18x1+1",null,"BITNER","KMT",1,30935,"PLN",0.23,null,null,null,null,null,null,null,"n41"]
[21270,null,"GÓRNICZE","G31109",5902956171351,"YnKGSLYkon 300/500V","20x1+1",null,"BITNER","KMT",1,33578,"PLN",0.23,null,null,null,null,null,null,null,"n41"]
[21271,null,"GÓRNICZE","G31110",5902956171368,"YnKGSLYkon 300/500V","23x1+1",null,"BITNER","KMT",1,38023,"PLN",0.23,null,null,null,null,null,null,null,"n41"]
[21272,null,"GÓRNICZE","G31111",5902956171375,"YnKGSLYkon 300/500V","26x1+1",null,"BITNER","KMT",1,41641,"PLN",0.23,null,null,null,null,null,null,null,"n41"]
[21273,null,"GÓRNICZE","G31112",5902956171382,"YnKGSLYkon 300/500V","29x1+1",null,"BITNER","KMT",1,45065,"PLN",0.23,null,null,null,null,null,null,null,"n41"]
[21274,null,"GÓRNICZE","G31113",5902956171399,"YnKGSLYkon 300/500V","32x1+1",null,"BITNER","KMT",1,48569,"PLN",0.23,null,null,null,null,null,null,null,"n41"]
[21275,null,"GÓRNICZE","G31114",5902956171405,"YnKGSLYkon 300/500V","36x1+1",null,"BITNER","KMT",1,52991,"PLN",0.23,null,null,null,null,null,null,null,"n41"]
[21276,null,"GÓRNICZE","G31116",5902956171412,"YnKGSLYkon 300/500V","2x1,5+1,5",null,"BITNER","KMT",1,10218,"PLN",0.23,null,null,null,null,null,null,null,"n41"]
[21277,null,"GÓRNICZE","G31117",5902956171429,"YnKGSLYkon 300/500V","3x1,5+1,5",null,"BITNER","KMT",1,11952,"PLN",0.23,null,null,null,null,null,null,null,"n41"]
[21278,null,"GÓRNICZE","G31118",5902956171436,"YnKGSLYkon 300/500V","4x1,5+1,5",null,"BITNER","KMT",1,14175,"PLN",0.23,null,null,null,null,null,null,null,"n41"]
[21279,null,"GÓRNICZE","G31119",5902956171443,"YnKGSLYkon 300/500V","6x1,5+1,5",null,"BITNER","KMT",1,18110,"PLN",0.23,null,null,null,null,null,null,null,"n41"]
[21280,null,"GÓRNICZE","G31120",5902956171450,"YnKGSLYkon 300/500V","9x1,5+1,5",null,"BITNER","KMT",1,25005,"PLN",0.23,null,null,null,null,null,null,null,"n41"]
[21281,null,"GÓRNICZE","G31121",5902956171467,"YnKGSLYkon 300/500V","11x1,5+1,5",null,"BITNER","KMT",1,28645,"PLN",0.23,null,null,null,null,null,null,null,"n41"]
[21282,null,"GÓRNICZE","G31122",5902956171474,"YnKGSLYkon 300/500V","13x1,5+1,5",null,"BITNER","KMT",1,32217,"PLN",0.23,null,null,null,null,null,null,null,"n41"]
[21283,null,"GÓRNICZE","G31123",5902956171481,"YnKGSLYkon 300/500V","18x1,5+1,5",null,"BITNER","KMT",1,40914,"PLN",0.23,null,null,null,null,null,null,null,"n41"]
[21284,null,"GÓRNICZE","G31124",5902956171498,"YnKGSLYkon 300/500V","20x1,5+1,5",null,"BITNER","KMT",1,"oferta","PLN",0.23,null,null,null,null,null,null,null,"n41"]
[21285,null,"GÓRNICZE","G31125",5902956171504,"YnKGSLYkon 300/500V","23x1,5+1,5",null,"BITNER","KMT",1,50780,"PLN",0.23,null,null,null,null,null,null,null,"n41"]
[21286,null,"GÓRNICZE","G31126",5902956171511,"YnKGSLYkon 300/500V","26x1,5+1,5",null,"BITNER","KMT",1,55400,"PLN",0.23,null,null,null,null,null,null,null,"n41"]
[21287,null,"GÓRNICZE","G31127",5902956171528,"YnKGSLYkon 300/500V","29x1,5+1,5",null,"BITNER","KMT",1,60192,"PLN",0.23,null,null,null,null,null,null,null,"n41"]
[21288,null,"GÓRNICZE","G31128",5902956171535,"YnKGSLYkon 300/500V","32x1,5+1,5",null,"BITNER","KMT",1,"oferta","PLN",0.23,null,null,null,null,null,null,null,"n41"]
[21289,null,"GÓRNICZE","G31129",5902956171542,"YnKGSLYkon 300/500V","36x1,5+1,5",null,"BITNER","KMT",1,71522,"PLN",0.23,null,null,null,null,null,null,null,"n41"]
[21290,null,"GÓRNICZE","G31131",5902956171559,"YnKGSLYkon 300/500V","2x2,5+2,5",null,"BITNER","KMT",1,13064,"PLN",0.23,null,null,null,null,null,null,null,"n41"]
[21291,null,"GÓRNICZE","G31132",5902956171566,"YnKGSLYkon 300/500V","3x2,5+2,5",null,"BITNER","KMT",1,15014,"PLN",0.23,null,null,null,null,null,null,null,"n41"]
[21292,null,"GÓRNICZE","G31133",5902956171573,"YnKGSLYkon 300/500V","4x2,5+2,5",null,"BITNER","KMT",1,18234,"PLN",0.23,null,null,null,null,null,null,null,"n41"]
[21293,null,"GÓRNICZE","G31134",5902956171580,"YnKGSLYkon 300/500V","6x2,5+2,5",null,"BITNER","KMT",1,23384,"PLN",0.23,null,null,null,null,null,null,null,"n41"]
[21294,null,"GÓRNICZE","G31135",5902956171597,"YnKGSLYkon 300/500V","9x2,5+2,5",null,"BITNER","KMT",1,32682,"PLN",0.23,null,null,null,null,null,null,null,"n41"]
[21295,null,"GÓRNICZE","G31136",5902956171603,"YnKGSLYkon 300/500V","11x2,5+2,5",null,"BITNER","KMT",1,"oferta","PLN",0.23,null,null,null,null,null,null,null,"n41"]
[21296,null,"GÓRNICZE","G31137",5902956171610,"YnKGSLYkon 300/500V","13x2,5+2,5",null,"BITNER","KMT",1,42355,"PLN",0.23,null,null,null,null,null,null,null,"n41"]
[21297,null,"GÓRNICZE","G31138",5902956171627,"YnKGSLYkon 300/500V","18x2,5+2,5",null,"BITNER","KMT",1,54817,"PLN",0.23,null,null,null,null,null,null,null,"n41"]
[21298,null,"GÓRNICZE","G31139",5902956171634,"YnKGSLYkon 300/500V","20x2,5+2,5",null,"BITNER","KMT",1,"oferta","PLN",0.23,null,null,null,null,null,null,null,"n41"]
[21299,null,"GÓRNICZE","G31140",5902956171641,"YnKGSLYkon 300/500V","23x2,5+2,5",null,"BITNER","KMT",1,68199,"PLN",0.23,null,null,null,null,null,null,null,"n41"]
[21300,null,"GÓRNICZE","G31141",5902956171658,"YnKGSLYkon 300/500V","26x2,5+2,5",null,"BITNER","KMT",1,74731,"PLN",0.23,null,null,null,null,null,null,null,"n41"]
[21301,null,"GÓRNICZE","G31142",5902956171665,"YnKGSLYkon 300/500V","29x2,5+2,5",null,"BITNER","KMT",1,"oferta","PLN",0.23,null,null,null,null,null,null,null,"n41"]
[21302,null,"GÓRNICZE","G31143",5902956171672,"YnKGSLYkon 300/500V","32x2,5+2,5",null,"BITNER","KMT",1,88169,"PLN",0.23,null,null,null,null,null,null,null,"n41"]
[21303,null,"GÓRNICZE","G31144",5902956171689,"YnKGSLYkon 300/500V","36x2,5_2,5",null,"BITNER","KMT",1,97286,"PLN",0.23,null,null,null,null,null,null,null,"n41"]
[21304,null,"GÓRNICZE","G31146",5902956171696,"YnKGSLYkon 300/500V","2x4+4",null,"BITNER","KMT",1,"oferta","PLN",0.23,null,null,null,null,null,null,null,"n41"]
[21305,null,"GÓRNICZE","G31147",5902956171702,"YnKGSLYkon 300/500V","3x4+4",null,"BITNER","KMT",1,"oferta","PLN",0.23,null,null,null,null,null,null,null,"n41"]
[21306,null,"GÓRNICZE","G31148",5902956171719,"YnKGSLYkon 300/500V","4x4+4",null,"BITNER","KMT",1,"oferta","PLN",0.23,null,null,null,null,null,null,null,"n41"]
[21307,null,"GÓRNICZE","G31149",5902956171726,"YnKGSLYkon 300/500V","6x4+4",null,"BITNER","KMT",1,25742,"PLN",0.23,null,null,null,null,null,null,null,"n41"]
[21308,null,"GÓRNICZE","G31150",5902956171733,"YnKGSLYkon 300/500V","9x4+4",null,"BITNER","KMT",1,"oferta","PLN",0.23,null,null,null,null,null,null,null,"n41"]
[21309,null,"GÓRNICZE","G31151",5902956171740,"YnKGSLYkon 300/500V","11x4+4",null,"BITNER","KMT",1,"oferta","PLN",0.23,null,null,null,null,null,null,null,"n41"]
[21310,null,"GÓRNICZE","G31152",5902956171757,"YnKGSLYkon 300/500V","13x4+4",null,"BITNER","KMT",1,"oferta","PLN",0.23,null,null,null,null,null,null,null,"n41"]
[21311,null,"GÓRNICZE","G31153",5902956171764,"YnKGSLYkon 300/500V","18x4+4",null,"BITNER","KMT",1,"oferta","PLN",0.23,null,null,null,null,null,null,null,"n41"]
[21312,null,"GÓRNICZE","G31154",5902956171771,"YnKGSLYkon 300/500V","20x4+4",null,"BITNER","KMT",1,"oferta","PLN",0.23,null,null,null,null,null,null,null,"n41"]
[21313,null,"GÓRNICZE","G31155",5902956171788,"YnKGSLYkon 300/500V","23x4+4",null,"BITNER","KMT",1,"oferta","PLN",0.23,null,null,null,null,null,null,null,"n41"]
[21314,null,"GÓRNICZE","G31156",5902956171795,"YnKGSLYkon 300/500V","26x4+4",null,"BITNER","KMT",1,"oferta","PLN",0.23,null,null,null,null,null,null,null,"n41"]
[21315,null,"GÓRNICZE","G31157",5902956171801,"YnKGSLYkon 300/500V","29x4+4",null,"BITNER","KMT",1,"oferta","PLN",0.23,null,null,null,null,null,null,null,"n41"]
[21316,null,"GÓRNICZE","G31158",5902956171818,"YnKGSLYkon 300/500V","32x4+4",null,"BITNER","KMT",1,"oferta","PLN",0.23,null,null,null,null,null,null,null,"n41"]
[21317,null,"GÓRNICZE","G31159",5902956171825,"YnKGSLYkon 300/500V","36x4+4",null,"BITNER","KMT",1,"oferta","PLN",0.23,null,null,null,null,null,null,null,"n41"]
[21318,null,"GÓRNICZE","G31161",5902956171139,"YnKGSLYkon 300/500V","2x0,75+0,75",null,"BITNER","KMT",1,"oferta","PLN",0.23,null,null,null,null,null,null,null,"n41"]
[21319,null,"GÓRNICZE","G31162",5902956171146,"YnKGSLYkon 300/500V","3x0,75+0,75",null,"BITNER","KMT",1,"oferta","PLN",0.23,null,null,null,null,null,null,null,"n41"]
[21320,null,"GÓRNICZE","G31163",5902956171153,"YnKGSLYkon 300/500V","4x0,75+0,75",null,"BITNER","KMT",1,"oferta","PLN",0.23,null,null,null,null,null,null,null,"n41"]
[21321,null,"GÓRNICZE","G31164",5902956171160,"YnKGSLYkon 300/500V","6x0,75+0,75",null,"BITNER","KMT",1,"oferta","PLN",0.23,null,null,null,null,null,null,null,"n41"]
[21322,null,"GÓRNICZE","G31165",5902956171177,"YnKGSLYkon 300/500V","9x0,75+0,75",null,"BITNER","KMT",1,"oferta","PLN",0.23,null,null,null,null,null,null,null,"n41"]
[21323,null,"GÓRNICZE","G31166",5902956171184,"YnKGSLYkon 300/500V","11x0,75+0,75",null,"BITNER","KMT",1,"oferta","PLN",0.23,null,null,null,null,null,null,null,"n41"]
[21324,null,"GÓRNICZE","G31167",5902956171191,"YnKGSLYkon 300/500V","13x0,75+0,75",null,"BITNER","KMT",1,"oferta","PLN",0.23,null,null,null,null,null,null,null,"n41"]
[21325,null,"GÓRNICZE","G31168",5902956171207,"YnKGSLYkon 300/500V","18x0,75+0,75",null,"BITNER","KMT",1,"oferta","PLN",0.23,null,null,null,null,null,null,null,"n41"]
[21326,null,"GÓRNICZE","G31169",5902956171214,"YnKGSLYkon 300/500V","20x0,75+0,75",null,"BITNER","KMT",1,"oferta","PLN",0.23,null,null,null,null,null,null,null,"n41"]
[21327,null,"GÓRNICZE","G31170",5902956171221,"YnKGSLYkon 300/500V","23x0,75+0,75",null,"BITNER","KMT",1,"oferta","PLN",0.23,null,null,null,null,null,null,null,"n41"]
[21328,null,"GÓRNICZE","G31171",5902956171238,"YnKGSLYkon 300/500V","26x0,75+0,75",null,"BITNER","KMT",1,"oferta","PLN",0.23,null,null,null,null,null,null,null,"n41"]
[21329,null,"GÓRNICZE","G31172",5902956171245,"YnKGSLYkon 300/500V","29x0,75+0,75",null,"BITNER","KMT",1,"oferta","PLN",0.23,null,null,null,null,null,null,null,"n41"]
[21330,null,"GÓRNICZE","G31173",5902956171252,"YnKGSLYkon 300/500V","32x0,75+0,75",null,"BITNER","KMT",1,"oferta","PLN",0.23,null,null,null,null,null,null,null,"n41"]
[21331,null,"GÓRNICZE","G31174",5902956171269,"YnKGSLYkon 300/500V","36x0,75+0,75",null,"BITNER","KMT",1,"oferta","PLN",0.23,null,null,null,null,null,null,null,"n41"]
[21332,null,"GÓRNICZE","G62200",5902956164506,"YnKGSY 0,6/1kV","1x1+1",null,"BITNER","KMT",1,"oferta","PLN",0.23,null,null,null,null,null,null,null,"n41"]
[21333,null,"GÓRNICZE","G62201",5902956164513,"YnKGSY 0,6/1kV","2x1+1",null,"BITNER","KMT",1,5793,"PLN",0.23,null,null,null,null,null,null,null,"n41"]
[21334,null,"GÓRNICZE","G62202",5902956164520,"YnKGSY 0,6/1kV","3x1+1",null,"BITNER","KMT",1,6884,"PLN",0.23,null,null,null,null,null,null,null,"n41"]
[21335,null,"GÓRNICZE","G62203",5902956164537,"YnKGSY 0,6/1kV","4x1+1",null,"BITNER","KMT",1,8359,"PLN",0.23,null,null,null,null,null,null,null,"n41"]
[21336,null,"GÓRNICZE","G62204",5902956164544,"YnKGSY 0,6/1kV","6x1+1",null,"BITNER","KMT",1,9981,"PLN",0.23,null,null,null,null,null,null,null,"n41"]
[21337,null,"GÓRNICZE","G62205",5902956164551,"YnKGSY 0,6/1kV","9x1+1",null,"BITNER","KMT",1,15546,"PLN",0.23,null,null,null,null,null,null,null,"n41"]
[21338,null,"GÓRNICZE","G62206",5902956164568,"YnKGSY 0,6/1kV","11x1+1",null,"BITNER","KMT",1,"oferta","PLN",0.23,null,null,null,null,null,null,null,"n41"]
[21339,null,"GÓRNICZE","G62207",5902956164575,"YnKGSY 0,6/1kV","13x1+1",null,"BITNER","KMT",1,18606,"PLN",0.23,null,null,null,null,null,null,null,"n41"]
[21340,null,"GÓRNICZE","G62208",5902956164582,"YnKGSY 0,6/1kV","18x1+1",null,"BITNER","KMT",1,23388,"PLN",0.23,null,null,null,null,null,null,null,"n41"]
[21341,null,"GÓRNICZE","G62209",5902956164599,"YnKGSY 0,6/1kV","20x1+1",null,"BITNER","KMT",1,"oferta","PLN",0.23,null,null,null,null,null,null,null,"n41"]
[21342,null,"GÓRNICZE","G62210",5902956164605,"YnKGSY 0,6/1kV","23x1+1",null,"BITNER","KMT",1,29573,"PLN",0.23,null,null,null,null,null,null,null,"n41"]
[21343,null,"GÓRNICZE","G62211",5902956164612,"YnKGSY 0,6/1kV","26x1+1",null,"BITNER","KMT",1,"oferta","PLN",0.23,null,null,null,null,null,null,null,"n41"]
[21344,null,"GÓRNICZE","G62212",5902956164629,"YnKGSY 0,6/1kV","29x1+1",null,"BITNER","KMT",1,35178,"PLN",0.23,null,null,null,null,null,null,null,"n41"]
[21345,null,"GÓRNICZE","G62213",5902956164636,"YnKGSY 0,6/1kV","32x1+1",null,"BITNER","KMT",1,"oferta","PLN",0.23,null,null,null,null,null,null,null,"n41"]
[21346,null,"GÓRNICZE","G62214",5902956164643,"YnKGSY 0,6/1kV","36x1+1",null,"BITNER","KMT",1,41854,"PLN",0.23,null,null,null,null,null,null,null,"n41"]
[21347,null,"GÓRNICZE","G62215",5902956164650,"YnKGSY 0,6/1kV","1x1,5+1,5",null,"BITNER","KMT",1,"oferta","PLN",0.23,null,null,null,null,null,null,null,"n41"]
[21348,null,"GÓRNICZE","G62216",5902956164667,"YnKGSY 0,6/1kV","2x1,5+1,5",null,"BITNER","KMT",1,7025,"PLN",0.23,null,null,null,null,null,null,null,"n41"]
[21349,null,"GÓRNICZE","G62217",5902956164674,"YnKGSY 0,6/1kV","3x1,5+1,5",null,"BITNER","KMT",1,8459,"PLN",0.23,null,null,null,null,null,null,null,"n41"]
[21350,null,"GÓRNICZE","G62218",5902956164681,"YnKGSY 0,6/1kV","4x1,5+1,5",null,"BITNER","KMT",1,10372,"PLN",0.23,null,null,null,null,null,null,null,"n41"]
[21351,null,"GÓRNICZE","G62219",5902956164698,"YnKGSY 0,6/1kV","6x1,5+1,5",null,"BITNER","KMT",1,13327,"PLN",0.23,null,null,null,null,null,null,null,"n41"]
[21352,null,"GÓRNICZE","G62220",5902956164704,"YnKGSY 0,6/1kV","9x1,5+1,5",null,"BITNER","KMT",1,19102,"PLN",0.23,null,null,null,null,null,null,null,"n41"]
[21353,null,"GÓRNICZE","G62221",5902956164711,"YnKGSY 0,6/1kV","11x1,5+1,5",null,"BITNER","KMT",1,"oferta","PLN",0.23,null,null,null,null,null,null,null,"n41"]
[21354,null,"GÓRNICZE","G62222",5902956164728,"YnKGSY 0,6/1kV","13x1,5+1,5",null,"BITNER","KMT",1,23597,"PLN",0.23,null,null,null,null,null,null,null,"n41"]
[21355,null,"GÓRNICZE","G62223",5902956164735,"YnKGSY 0,6/1kV","18x1,5+1,5",null,"BITNER","KMT",1,30005,"PLN",0.23,null,null,null,null,null,null,null,"n41"]
[21356,null,"GÓRNICZE","G62224",5902956164742,"YnKGSY 0,6/1kV","20x1,5+1,5",null,"BITNER","KMT",1,"oferta","PLN",0.23,null,null,null,null,null,null,null,"n41"]
[21357,null,"GÓRNICZE","G62225",5902956164759,"YnKGSY 0,6/1kV","23x1,5+1,5",null,"BITNER","KMT",1,38052,"PLN",0.23,null,null,null,null,null,null,null,"n41"]
[21358,null,"GÓRNICZE","G62226",5902956164766,"YnKGSY 0,6/1kV","26x1,5+1,5",null,"BITNER","KMT",1,"oferta","PLN",0.23,null,null,null,null,null,null,null,"n41"]
[21359,null,"GÓRNICZE","G62227",5902956164773,"YnKGSY 0,6/1kV","29x1,5+1,5",null,"BITNER","KMT",1,45838,"PLN",0.23,null,null,null,null,null,null,null,"n41"]
[21360,null,"GÓRNICZE","G62228",5902956164780,"YnKGSY 0,6/1kV","32x1,5+1,5",null,"BITNER","KMT",1,"oferta","PLN",0.23,null,null,null,null,null,null,null,"n41"]
[21361,null,"GÓRNICZE","G62229",5902956164797,"YnKGSY 0,6/1kV","36x1,5+1,5",null,"BITNER","KMT",1,54854,"PLN",0.23,null,null,null,null,null,null,null,"n41"]
[21362,null,"GÓRNICZE","G62230",5902956164803,"YnKGSY 0,6/1kV","1x2,5+2,5",null,"BITNER","KMT",1,"oferta","PLN",0.23,null,null,null,null,null,null,null,"n41"]
[21363,null,"GÓRNICZE","G62231",5902956164810,"YnKGSY 0,6/1kV","2x2,5+2,5",null,"BITNER","KMT",1,9157,"PLN",0.23,null,null,null,null,null,null,null,"n41"]
[21364,null,"GÓRNICZE","G62232",5902956164827,"YnKGSY 0,6/1kV","3x2,5+2,5",null,"BITNER","KMT",1,11253,"PLN",0.23,null,null,null,null,null,null,null,"n41"]
[21365,null,"GÓRNICZE","G62233",5902956164834,"YnKGSY 0,6/1kV","4x2,5+2,5",null,"BITNER","KMT",1,14231,"PLN",0.23,null,null,null,null,null,null,null,"n41"]
[21366,null,"GÓRNICZE","G62234",5902956164841,"YnKGSY 0,6/1kV","6x2,5+2,5",null,"BITNER","KMT",1,17479,"PLN",0.23,null,null,null,null,null,null,null,"n41"]
[21367,null,"GÓRNICZE","G62235",5902956164858,"YnKGSY 0,6/1kV","9x2,5+2,5",null,"BITNER","KMT",1,25527,"PLN",0.23,null,null,null,null,null,null,null,"n41"]
[21368,null,"GÓRNICZE","G62236",5902956164865,"YnKGSY 0,6/1kV","11x2,5+2,5",null,"BITNER","KMT",1,"oferta","PLN",0.23,null,null,null,null,null,null,null,"n41"]
[21369,null,"GÓRNICZE","G62237",5902956164872,"YnKGSY 0,6/1kV","13x2,5+2,5",null,"BITNER","KMT",1,33681,"PLN",0.23,null,null,null,null,null,null,null,"n41"]
[21370,null,"GÓRNICZE","G62238",5902956164889,"YnKGSY 0,6/1kV","18x2,5+2,5",null,"BITNER","KMT",1,42983,"PLN",0.23,null,null,null,null,null,null,null,"n41"]
[21371,null,"GÓRNICZE","G62239",5902956164896,"YnKGSY 0,6/1kV","20x2,5+2,5",null,"BITNER","KMT",1,"oferta","PLN",0.23,null,null,null,null,null,null,null,"n41"]
[21372,null,"GÓRNICZE","G62240",5902956164902,"YnKGSY 0,6/1kV","23x2,5+2,5",null,"BITNER","KMT",1,54934,"PLN",0.23,null,null,null,null,null,null,null,"n41"]
[21373,null,"GÓRNICZE","G62241",5902956164919,"YnKGSY 0,6/1kV","26x2,5+2,5",null,"BITNER","KMT",1,"oferta","PLN",0.23,null,null,null,null,null,null,null,"n41"]
[21374,null,"GÓRNICZE","G62242",5902956164926,"YnKGSY 0,6/1kV","29x2,5+2,5",null,"BITNER","KMT",1,66825,"PLN",0.23,null,null,null,null,null,null,null,"n41"]
[21375,null,"GÓRNICZE","G62243",5902956164933,"YnKGSY 0,6/1kV","32x2,5+2,5",null,"BITNER","KMT",1,"oferta","PLN",0.23,null,null,null,null,null,null,null,"n41"]
[21376,null,"GÓRNICZE","G62244",5902956164940,"YnKGSY 0,6/1kV","36x2,5+2,5",null,"BITNER","KMT",1,80477,"PLN",0.23,null,null,null,null,null,null,null,"n41"]
[21377,null,"GÓRNICZE","G62245",5902956164957,"YnKGSY 0,6/1kV","1x4+4",null,"BITNER","KMT",1,"oferta","PLN",0.23,null,null,null,null,null,null,null,"n41"]
[21378,null,"GÓRNICZE","G62246",5902956164964,"YnKGSY 0,6/1kV","2x4+4",null,"BITNER","KMT",1,12649,"PLN",0.23,null,null,null,null,null,null,null,"n41"]
[21379,null,"GÓRNICZE","G62247",5902956164971,"YnKGSY 0,6/1kV","3x4+4",null,"BITNER","KMT",1,15916,"PLN",0.23,null,null,null,null,null,null,null,"n41"]
[21380,null,"GÓRNICZE","G62248",5902956164988,"YnKGSY 0,6/1kV","4x4+4",null,"BITNER","KMT",1,20208,"PLN",0.23,null,null,null,null,null,null,null,"n41"]
[21381,null,"GÓRNICZE","G62249",5902956164995,"YnKGSY 0,6/1kV","6x4+4",null,"BITNER","KMT",1,25527,"PLN",0.23,null,null,null,null,null,null,null,"n41"]
[21382,null,"GÓRNICZE","G62250",5902956165008,"YnKGSY 0,6/1kV","9x4+4",null,"BITNER","KMT",1,37026,"PLN",0.23,null,null,null,null,null,null,null,"n41"]
[21383,null,"GÓRNICZE","G62251",5902956165015,"YnKGSY 0,6/1kV","11x4+4",null,"BITNER","KMT",1,"oferta","PLN",0.23,null,null,null,null,null,null,null,"n41"]
[21384,null,"GÓRNICZE","G62252",5902956165022,"YnKGSY 0,6/1kV","13x4+4",null,"BITNER","KMT",1,48669,"PLN",0.23,null,null,null,null,null,null,null,"n41"]
[21385,null,"GÓRNICZE","G62253",5902956165039,"YnKGSY 0,6/1kV","18x4+4",null,"BITNER","KMT",1,62902,"PLN",0.23,null,null,null,null,null,null,null,"n41"]
[21386,null,"GÓRNICZE","G62254",5902956165046,"YnKGSY 0,6/1kV","20x4+4",null,"BITNER","KMT",1,"oferta","PLN",0.23,null,null,null,null,null,null,null,"n41"]
[21387,null,"GÓRNICZE","G62255",5902956165053,"YnKGSY 0,6/1kV","23x4+4",null,"BITNER","KMT",1,80358,"PLN",0.23,null,null,null,null,null,null,null,"n41"]
[21388,null,"GÓRNICZE","G62256",5902956165060,"YnKGSY 0,6/1kV","26x4+4",null,"BITNER","KMT",1,"oferta","PLN",0.23,null,null,null,null,null,null,null,"n41"]
[21389,null,"GÓRNICZE","G62257",5902956165077,"YnKGSY 0,6/1kV","29x4+4",null,"BITNER","KMT",1,99333,"PLN",0.23,null,null,null,null,null,null,null,"n41"]
[21390,null,"GÓRNICZE","G62258",5902956165084,"YnKGSY 0,6/1kV","32x4+4",null,"BITNER","KMT",1,"oferta","PLN",0.23,null,null,null,null,null,null,null,"n41"]
[21391,null,"GÓRNICZE","G62259",5902956165091,"YnKGSY 0,6/1kV","36x4+4",null,"BITNER","KMT",1,116338,"PLN",0.23,null,null,null,null,null,null,null,"n41"]
[21392,null,"GÓRNICZE","G62260",5902956164353,"YnKGSY 0,6/1kV","1x0,75+0,75",null,"BITNER","KMT",1,"oferta","PLN",0.23,null,null,null,null,null,null,null,"n41"]
[21393,null,"GÓRNICZE","G62261",5902956164360,"YnKGSY 0,6/1kV","2x0,75+0,75",null,"BITNER","KMT",1,5112,"PLN",0.23,null,null,null,null,null,null,null,"n41"]
[21394,null,"GÓRNICZE","G62262",5902956164377,"YnKGSY 0,6/1kV","3x0,75+0,75",null,"BITNER","KMT",1,5997,"PLN",0.23,null,null,null,null,null,null,null,"n41"]
[21395,null,"GÓRNICZE","G62263",5902956164384,"YnKGSY 0,6/1kV","4x0,75+0,75",null,"BITNER","KMT",1,7312,"PLN",0.23,null,null,null,null,null,null,null,"n41"]
[21396,null,"GÓRNICZE","G62264",5902956164391,"YnKGSY 0,6/1kV","6x0,75+0,75",null,"BITNER","KMT",1,8277,"PLN",0.23,null,null,null,null,null,null,null,"n41"]
[21397,null,"GÓRNICZE","G62265",5902956164407,"YnKGSY 0,6/1kV","9x0,75+0,75",null,"BITNER","KMT",1,13350,"PLN",0.23,null,null,null,null,null,null,null,"n41"]
[21398,null,"GÓRNICZE","G62266",5902956164414,"YnKGSY 0,6/1kV","11x0,75+0,75",null,"BITNER","KMT",1,"oferta","PLN",0.23,null,null,null,null,null,null,null,"n41"]
[21399,null,"GÓRNICZE","G62267",5902956164421,"YnKGSY 0,6/1kV","13x0,75+0,75",null,"BITNER","KMT",1,15710,"PLN",0.23,null,null,null,null,null,null,null,"n41"]
[21400,null,"GÓRNICZE","G62268",5902956164438,"YnKGSY 0,6/1kV","18x0,75+0,75",null,"BITNER","KMT",1,19592,"PLN",0.23,null,null,null,null,null,null,null,"n41"]
[21401,null,"GÓRNICZE","G62269",5902956164445,"YnKGSY 0,6/1kV","20x0,75+0,75",null,"BITNER","KMT",1,"oferta","PLN",0.23,null,null,null,null,null,null,null,"n41"]
[21402,null,"GÓRNICZE","G62270",5902956164452,"YnKGSY 0,6/1kV","23x0,75+0,75",null,"BITNER","KMT",1,24583,"PLN",0.23,null,null,null,null,null,null,null,"n41"]
[21403,null,"GÓRNICZE","G62271",5902956164469,"YnKGSY 0,6/1kV","26x0,75+0,75",null,"BITNER","KMT",1,"oferta","PLN",0.23,null,null,null,null,null,null,null,"n41"]
[21404,null,"GÓRNICZE","G62272",5902956164476,"YnKGSY 0,6/1kV","29x0,75+0,75",null,"BITNER","KMT",1,29079,"PLN",0.23,null,null,null,null,null,null,null,"n41"]
[21405,null,"GÓRNICZE","G62273",5902956164483,"YnKGSY 0,6/1kV","32x0,75+0,75",null,"BITNER","KMT",1,"oferta","PLN",0.23,null,null,null,null,null,null,null,"n41"]
[21406,null,"GÓRNICZE","G62274",5902956164490,"YnKGSY 0,6/1kV","36x0,75+0,75",null,"BITNER","KMT",1,34356,"PLN",0.23,null,null,null,null,null,null,null,"n41"]
[21407,null,"GÓRNICZE","G30001",5902956163752,"YnKGSY 300/500V","1x1+1",null,"BITNER","KMT",1,"oferta","PLN",0.23,null,null,null,null,null,null,null,"n41"]
[21408,null,"GÓRNICZE","G30002",5902956163769,"YnKGSY 300/500V","2x1+1",null,"BITNER","KMT",1,"oferta","PLN",0.23,null,null,null,null,null,null,null,"n41"]
[21409,null,"GÓRNICZE","G30003",5902956163776,"YnKGSY 300/500V","3x1+1",null,"BITNER","KMT",1,"oferta","PLN",0.23,null,null,null,null,null,null,null,"n41"]
[21410,null,"GÓRNICZE","G30004",5902956163783,"YnKGSY 300/500V","4x1+1",null,"BITNER","KMT",1,7800,"PLN",0.23,null,null,null,null,null,null,null,"n41"]
[21411,null,"GÓRNICZE","G30005",5902956163790,"YnKGSY 300/500V","6x1+1",null,"BITNER","KMT",1,11283,"PLN",0.23,null,null,null,null,null,null,null,"n41"]
[21412,null,"GÓRNICZE","G30006",5902956163806,"YnKGSY 300/500V","9x1+1",null,"BITNER","KMT",1,13154,"PLN",0.23,null,null,null,null,null,null,null,"n41"]
[21413,null,"GÓRNICZE","G30007",5902956163813,"YnKGSY 300/500V","11x1+1",null,"BITNER","KMT",1,"oferta","PLN",0.23,null,null,null,null,null,null,null,"n41"]
[21414,null,"GÓRNICZE","G30008",5902956163820,"YnKGSY 300/500V","13x1+1",null,"BITNER","KMT",1,15970,"PLN",0.23,null,null,null,null,null,null,null,"n41"]
[21415,null,"GÓRNICZE","G30009",5902956163837,"YnKGSY 300/500V","18x1+1",null,"BITNER","KMT",1,20045,"PLN",0.23,null,null,null,null,null,null,null,"n41"]
[21416,null,"GÓRNICZE","G30010",5902956163844,"YnKGSY 300/500V","20x1+1",null,"BITNER","KMT",1,"oferta","PLN",0.23,null,null,null,null,null,null,null,"n41"]
[21417,null,"GÓRNICZE","G30011",5902956163851,"YnKGSY 300/500V","23x1+1",null,"BITNER","KMT",1,"oferta","PLN",0.23,null,null,null,null,null,null,null,"n41"]
[21418,null,"GÓRNICZE","G30012",5902956163868,"YnKGSY 300/500V","26x1+1",null,"BITNER","KMT",1,"oferta","PLN",0.23,null,null,null,null,null,null,null,"n41"]
[21419,null,"GÓRNICZE","G30013",5902956163875,"YnKGSY 300/500V","29x1+1",null,"BITNER","KMT",1,"oferta","PLN",0.23,null,null,null,null,null,null,null,"n41"]
[21420,null,"GÓRNICZE","G30014",5902956163882,"YnKGSY 300/500V","32x1+1",null,"BITNER","KMT",1,"oferta","PLN",0.23,null,null,null,null,null,null,null,"n41"]
[21421,null,"GÓRNICZE","G30015",5902956163899,"YnKGSY 300/500V","36x1+1",null,"BITNER","KMT",1,"oferta","PLN",0.23,null,null,null,null,null,null,null,"n41"]
[21422,null,"GÓRNICZE","G30016",5902956163905,"YnKGSY 300/500V","1x1,5+1,5",null,"BITNER","KMT",1,"oferta","PLN",0.23,null,null,null,null,null,null,null,"n41"]
[21423,null,"GÓRNICZE","G30017",5902956163912,"YnKGSY 300/500V","2x1,5+1,5",null,"BITNER","KMT",1,"oferta","PLN",0.23,null,null,null,null,null,null,null,"n41"]
[21424,null,"GÓRNICZE","G30018",5902956163929,"YnKGSY 300/500V","3x1,5+1,5",null,"BITNER","KMT",1,"oferta","PLN",0.23,null,null,null,null,null,null,null,"n41"]
[21425,null,"GÓRNICZE","G30019",5902956163936,"YnKGSY 300/500V","4x1,5+1,5",null,"BITNER","KMT",1,"oferta","PLN",0.23,null,null,null,null,null,null,null,"n41"]
[21426,null,"GÓRNICZE","G30020",5902956163943,"YnKGSY 300/500V","6x1,5+1,5",null,"BITNER","KMT",1,11283,"PLN",0.23,null,null,null,null,null,null,null,"n41"]
[21427,null,"GÓRNICZE","G30021",5902956163950,"YnKGSY 300/500V","9x1,5+1,5",null,"BITNER","KMT",1,"oferta","PLN",0.23,null,null,null,null,null,null,null,"n41"]
[21428,null,"GÓRNICZE","G30022",5902956163967,"YnKGSY 300/500V","11x1,5+1,5",null,"BITNER","KMT",1,"oferta","PLN",0.23,null,null,null,null,null,null,null,"n41"]
[21429,null,"GÓRNICZE","G30023",5902956163974,"YnKGSY 300/500V","13x1,5+1,5",null,"BITNER","KMT",1,19992,"PLN",0.23,null,null,null,null,null,null,null,"n41"]
[21430,null,"GÓRNICZE","G30024",5902956163981,"YnKGSY 300/500V","18x1,5+1,5",null,"BITNER","KMT",1,"oferta","PLN",0.23,null,null,null,null,null,null,null,"n41"]
[21431,null,"GÓRNICZE","G30025",5902956163998,"YnKGSY 300/500V","20x1,5+1,5",null,"BITNER","KMT",1,"oferta","PLN",0.23,null,null,null,null,null,null,null,"n41"]
[21432,null,"GÓRNICZE","G30026",5902956164001,"YnKGSY 300/500V","23x1,5+1,5",null,"BITNER","KMT",1,"oferta","PLN",0.23,null,null,null,null,null,null,null,"n41"]
[21433,null,"GÓRNICZE","G30027",5902956164018,"YnKGSY 300/500V","26x1,5+1,5",null,"BITNER","KMT",1,"oferta","PLN",0.23,null,null,null,null,null,null,null,"n41"]
[21434,null,"GÓRNICZE","G30028",5902956164025,"YnKGSY 300/500V","29x1,5+1,5",null,"BITNER","KMT",1,"oferta","PLN",0.23,null,null,null,null,null,null,null,"n41"]
[21435,null,"GÓRNICZE","G30029",5902956164032,"YnKGSY 300/500V","32x1,5+1,5",null,"BITNER","KMT",1,"oferta","PLN",0.23,null,null,null,null,null,null,null,"n41"]
[21436,null,"GÓRNICZE","G30030",5902956164049,"YnKGSY 300/500V","36x1,5+1,5",null,"BITNER","KMT",1,46414,"PLN",0.23,null,null,null,null,null,null,null,"n41"]
[21437,null,"GÓRNICZE","G30031",5902956164056,"YnKGSY 300/500V","1x2,5+2,5",null,"BITNER","KMT",1,"oferta","PLN",0.23,null,null,null,null,null,null,null,"n41"]
[21438,null,"GÓRNICZE","G30032",5902956164063,"YnKGSY 300/500V","2x2,5+2,5",null,"BITNER","KMT",1,"oferta","PLN",0.23,null,null,null,null,null,null,null,"n41"]
[21439,null,"GÓRNICZE","G30033",5902956164070,"YnKGSY 300/500V","3x2,5+2,5",null,"BITNER","KMT",1,"oferta","PLN",0.23,null,null,null,null,null,null,null,"n41"]
[21440,null,"GÓRNICZE","G30034",5902956164087,"YnKGSY 300/500V","4x2,5+2,5",null,"BITNER","KMT",1,"oferta","PLN",0.23,null,null,null,null,null,null,null,"n41"]
[21441,null,"GÓRNICZE","G30035",5902956164094,"YnKGSY 300/500V","6x2,5+2,5",null,"BITNER","KMT",1,"oferta","PLN",0.23,null,null,null,null,null,null,null,"n41"]
[21442,null,"GÓRNICZE","G30036",5902956164100,"YnKGSY 300/500V","9x2,5+2,5",null,"BITNER","KMT",1,"oferta","PLN",0.23,null,null,null,null,null,null,null,"n41"]
[21443,null,"GÓRNICZE","G30037",5902956164117,"YnKGSY 300/500V","11x2,5+2,5",null,"BITNER","KMT",1,"oferta","PLN",0.23,null,null,null,null,null,null,null,"n41"]
[21444,null,"GÓRNICZE","G30038",5902956164124,"YnKGSY 300/500V","13x2,5+2,5",null,"BITNER","KMT",1,"oferta","PLN",0.23,null,null,null,null,null,null,null,"n41"]
[21445,null,"GÓRNICZE","G30039",5902956164131,"YnKGSY 300/500V","18x2,5+2,5",null,"BITNER","KMT",1,"oferta","PLN",0.23,null,null,null,null,null,null,null,"n41"]
[21446,null,"GÓRNICZE","G30040",5902956164148,"YnKGSY 300/500V","20x2,5+2,5",null,"BITNER","KMT",1,"oferta","PLN",0.23,null,null,null,null,null,null,null,"n41"]
[21447,null,"GÓRNICZE","G30041",5902956164155,"YnKGSY 300/500V","23x2,5+2,5",null,"BITNER","KMT",1,"oferta","PLN",0.23,null,null,null,null,null,null,null,"n41"]
[21448,null,"GÓRNICZE","G30042",5902956164162,"YnKGSY 300/500V","26x2,5+2,5",null,"BITNER","KMT",1,"oferta","PLN",0.23,null,null,null,null,null,null,null,"n41"]
[21449,null,"GÓRNICZE","G30043",5902956164179,"YnKGSY 300/500V","29x2,5+2,5",null,"BITNER","KMT",1,"oferta","PLN",0.23,null,null,null,null,null,null,null,"n41"]
[21450,null,"GÓRNICZE","G30044",5902956164186,"YnKGSY 300/500V","32x2,5+2,5",null,"BITNER","KMT",1,"oferta","PLN",0.23,null,null,null,null,null,null,null,"n41"]
[21451,null,"GÓRNICZE","G30045",5902956164193,"YnKGSY 300/500V","36x2,5+2,5",null,"BITNER","KMT",1,"oferta","PLN",0.23,null,null,null,null,null,null,null,"n41"]
[21452,null,"GÓRNICZE","G30046",5902956164209,"YnKGSY 300/500V","1x4+4",null,"BITNER","KMT",1,"oferta","PLN",0.23,null,null,null,null,null,null,null,"n41"]
[21453,null,"GÓRNICZE","G30047",5902956164216,"YnKGSY 300/500V","2x4+4",null,"BITNER","KMT",1,"oferta","PLN",0.23,null,null,null,null,null,null,null,"n41"]
[21454,null,"GÓRNICZE","G30048",5902956164223,"YnKGSY 300/500V","3x4+4",null,"BITNER","KMT",1,"oferta","PLN",0.23,null,null,null,null,null,null,null,"n41"]
[21455,null,"GÓRNICZE","G30049",5902956164230,"YnKGSY 300/500V","4x4+4",null,"BITNER","KMT",1,"oferta","PLN",0.23,null,null,null,null,null,null,null,"n41"]
[21456,null,"GÓRNICZE","G30050",5902956164247,"YnKGSY 300/500V","6x4+4",null,"BITNER","KMT",1,"oferta","PLN",0.23,null,null,null,null,null,null,null,"n41"]
[21457,null,"GÓRNICZE","G30051",5902956164254,"YnKGSY 300/500V","9x4+4",null,"BITNER","KMT",1,"oferta","PLN",0.23,null,null,null,null,null,null,null,"n41"]
[21458,null,"GÓRNICZE","G30052",5902956164261,"YnKGSY 300/500V","11x4+4",null,"BITNER","KMT",1,"oferta","PLN",0.23,null,null,null,null,null,null,null,"n41"]
[21459,null,"GÓRNICZE","G30053",5902956164278,"YnKGSY 300/500V","13x4+4",null,"BITNER","KMT",1,"oferta","PLN",0.23,null,null,null,null,null,null,null,"n41"]
[21460,null,"GÓRNICZE","G30054",5902956164285,"YnKGSY 300/500V","18x4+4",null,"BITNER","KMT",1,"oferta","PLN",0.23,null,null,null,null,null,null,null,"n41"]
[21461,null,"GÓRNICZE","G30055",5902956164292,"YnKGSY 300/500V","20x4+4",null,"BITNER","KMT",1,"oferta","PLN",0.23,null,null,null,null,null,null,null,"n41"]
[21462,null,"GÓRNICZE","G30056",5902956164308,"YnKGSY 300/500V","23x4+4",null,"BITNER","KMT",1,"oferta","PLN",0.23,null,null,null,null,null,null,null,"n41"]
[21463,null,"GÓRNICZE","G30057",5902956164315,"YnKGSY 300/500V","26x4+4",null,"BITNER","KMT",1,"oferta","PLN",0.23,null,null,null,null,null,null,null,"n41"]
[21464,null,"GÓRNICZE","G30058",5902956164322,"YnKGSY 300/500V","29x4+4",null,"BITNER","KMT",1,"oferta","PLN",0.23,null,null,null,null,null,null,null,"n41"]
[21465,null,"GÓRNICZE","G30059",5902956164339,"YnKGSY 300/500V","32x4+4",null,"BITNER","KMT",1,"oferta","PLN",0.23,null,null,null,null,null,null,null,"n41"]
[21466,null,"GÓRNICZE","G30060",5902956164346,"YnKGSY 300/500V","36x4+4",null,"BITNER","KMT",1,"oferta","PLN",0.23,null,null,null,null,null,null,null,"n41"]
[21467,null,"GÓRNICZE","G30061",5902956163608,"YnKGSY 300/500V","1x0,75+0,75",null,"BITNER","KMT",1,"oferta","PLN",0.23,null,null,null,null,null,null,null,"n41"]
[21468,null,"GÓRNICZE","G30062",5902956163615,"YnKGSY 300/500V","2x0,75+0,75",null,"BITNER","KMT",1,"oferta","PLN",0.23,null,null,null,null,null,null,null,"n41"]
[21469,null,"GÓRNICZE","G30063",5902956163622,"YnKGSY 300/500V","3x0,75+0,75",null,"BITNER","KMT",1,"oferta","PLN",0.23,null,null,null,null,null,null,null,"n41"]
[21470,null,"GÓRNICZE","G30064",5902956163639,"YnKGSY 300/500V","4x0,75+0,75",null,"BITNER","KMT",1,"oferta","PLN",0.23,null,null,null,null,null,null,null,"n41"]
[21471,null,"GÓRNICZE","G30065",5902956163646,"YnKGSY 300/500V","6x0,75+0,75",null,"BITNER","KMT",1,"oferta","PLN",0.23,null,null,null,null,null,null,null,"n41"]
[21472,null,"GÓRNICZE","G30066",5902956163653,"YnKGSY 300/500V","9x0,75+0,75",null,"BITNER","KMT",1,"oferta","PLN",0.23,null,null,null,null,null,null,null,"n41"]
[21473,null,"GÓRNICZE","G30067",5902956163660,"YnKGSY 300/500V","11x0,75+0,75",null,"BITNER","KMT",1,"oferta","PLN",0.23,null,null,null,null,null,null,null,"n41"]
[21474,null,"GÓRNICZE","G30068",5902956163677,"YnKGSY 300/500V","13x0,75+0,75",null,"BITNER","KMT",1,"oferta","PLN",0.23,null,null,null,null,null,null,null,"n41"]
[21475,null,"GÓRNICZE","G30069",5902956163684,"YnKGSY 300/500V","18x0,75+0,75",null,"BITNER","KMT",1,"oferta","PLN",0.23,null,null,null,null,null,null,null,"n41"]
[21476,null,"GÓRNICZE","G30070",5902956163691,"YnKGSY 300/500V","20x0,75+0,75",null,"BITNER","KMT",1,"oferta","PLN",0.23,null,null,null,null,null,null,null,"n41"]
[21477,null,"GÓRNICZE","G30071",5902956163707,"YnKGSY 300/500V","23x0,75+0,75",null,"BITNER","KMT",1,"oferta","PLN",0.23,null,null,null,null,null,null,null,"n41"]
[21478,null,"GÓRNICZE","G30072",5902956163714,"YnKGSY 300/500V","26x0,75+0,75",null,"BITNER","KMT",1,"oferta","PLN",0.23,null,null,null,null,null,null,null,"n41"]
[21479,null,"GÓRNICZE","G30073",5902956163721,"YnKGSY 300/500V","29x0,75+0,75",null,"BITNER","KMT",1,"oferta","PLN",0.23,null,null,null,null,null,null,null,"n41"]
[21480,null,"GÓRNICZE","G30074",5902956163738,"YnKGSY 300/500V","32x0,75+0,75",null,"BITNER","KMT",1,"oferta","PLN",0.23,null,null,null,null,null,null,null,"n41"]
[21481,null,"GÓRNICZE","G30075",5902956163745,"YnKGSY 300/500V","36x0,75+0,75",null,"BITNER","KMT",1,"oferta","PLN",0.23,null,null,null,null,null,null,null,"n41"]
[21482,null,"GÓRNICZE","G30701",5902956168474,"YnKGSYkon 300/500V","2x1+1",null,"BITNER","KMT",1,"oferta","PLN",0.23,null,null,null,null,null,null,null,"n41"]
[21483,null,"GÓRNICZE","G30702",5902956168481,"YnKGSYkon 300/500V","3x1+1",null,"BITNER","KMT",1,"oferta","PLN",0.23,null,null,null,null,null,null,null,"n41"]
[21484,null,"GÓRNICZE","G30703",5902956168498,"YnKGSYkon 300/500V","4x1+1",null,"BITNER","KMT",1,"oferta","PLN",0.23,null,null,null,null,null,null,null,"n41"]
[21485,null,"GÓRNICZE","G30704",5902956168504,"YnKGSYkon 300/500V","6x1+1",null,"BITNER","KMT",1,"oferta","PLN",0.23,null,null,null,null,null,null,null,"n41"]
[21486,null,"GÓRNICZE","G30705",5902956168511,"YnKGSYkon 300/500V","9x1+1",null,"BITNER","KMT",1,"oferta","PLN",0.23,null,null,null,null,null,null,null,"n41"]
[21487,null,"GÓRNICZE","G30706",5902956168528,"YnKGSYkon 300/500V","11x1+1",null,"BITNER","KMT",1,"oferta","PLN",0.23,null,null,null,null,null,null,null,"n41"]
[21488,null,"GÓRNICZE","G30707",5902956168535,"YnKGSYkon 300/500V","13x1+1",null,"BITNER","KMT",1,"oferta","PLN",0.23,null,null,null,null,null,null,null,"n41"]
[21489,null,"GÓRNICZE","G30708",5902956168542,"YnKGSYkon 300/500V","18x1+1",null,"BITNER","KMT",1,"oferta","PLN",0.23,null,null,null,null,null,null,null,"n41"]
[21490,null,"GÓRNICZE","G30709",5902956168559,"YnKGSYkon 300/500V","20x1+1",null,"BITNER","KMT",1,"oferta","PLN",0.23,null,null,null,null,null,null,null,"n41"]
[21491,null,"GÓRNICZE","G30710",5902956168566,"YnKGSYkon 300/500V","23x1+1",null,"BITNER","KMT",1,"oferta","PLN",0.23,null,null,null,null,null,null,null,"n41"]
[21492,null,"GÓRNICZE","G30711",5902956168573,"YnKGSYkon 300/500V","26x1+1",null,"BITNER","KMT",1,"oferta","PLN",0.23,null,null,null,null,null,null,null,"n41"]
[21493,null,"GÓRNICZE","G30712",5902956168580,"YnKGSYkon 300/500V","29x1+1",null,"BITNER","KMT",1,"oferta","PLN",0.23,null,null,null,null,null,null,null,"n41"]
[21494,null,"GÓRNICZE","G30713",5902956168597,"YnKGSYkon 300/500V","32x1+1",null,"BITNER","KMT",1,"oferta","PLN",0.23,null,null,null,null,null,null,null,"n41"]
[21495,null,"GÓRNICZE","G30714",5902956168603,"YnKGSYkon 300/500V","36x1+1",null,"BITNER","KMT",1,"oferta","PLN",0.23,null,null,null,null,null,null,null,"n41"]
[21496,null,"GÓRNICZE","G30716",5902956168610,"YnKGSYkon 300/500V","2x1,5+1,5",null,"BITNER","KMT",1,"oferta","PLN",0.23,null,null,null,null,null,null,null,"n41"]
[21497,null,"GÓRNICZE","G30717",5902956168627,"YnKGSYkon 300/500V","3x1,5+1,5",null,"BITNER","KMT",1,"oferta","PLN",0.23,null,null,null,null,null,null,null,"n41"]
[21498,null,"GÓRNICZE","G30718",5902956168634,"YnKGSYkon 300/500V","4x1,5+1,5",null,"BITNER","KMT",1,"oferta","PLN",0.23,null,null,null,null,null,null,null,"n41"]
[21499,null,"GÓRNICZE","G30719",5902956168641,"YnKGSYkon 300/500V","6x1,5+1,5",null,"BITNER","KMT",1,"oferta","PLN",0.23,null,null,null,null,null,null,null,"n41"]
[21500,null,"GÓRNICZE","G30720",5902956168658,"YnKGSYkon 300/500V","9x1,5+1,5",null,"BITNER","KMT",1,"oferta","PLN",0.23,null,null,null,null,null,null,null,"n41"]
[21501,null,"GÓRNICZE","G30721",5902956168665,"YnKGSYkon 300/500V","11x1,5+1,5",null,"BITNER","KMT",1,"oferta","PLN",0.23,null,null,null,null,null,null,null,"n41"]
[21502,null,"GÓRNICZE","G30722",5902956168672,"YnKGSYkon 300/500V","13x1,5+1,5",null,"BITNER","KMT",1,"oferta","PLN",0.23,null,null,null,null,null,null,null,"n41"]
[21503,null,"GÓRNICZE","G30723",5902956168689,"YnKGSYkon 300/500V","18x1,5+1,5",null,"BITNER","KMT",1,"oferta","PLN",0.23,null,null,null,null,null,null,null,"n41"]
[21504,null,"GÓRNICZE","G30724",5902956168696,"YnKGSYkon 300/500V","20x1,5+1,5",null,"BITNER","KMT",1,"oferta","PLN",0.23,null,null,null,null,null,null,null,"n41"]
[21505,null,"GÓRNICZE","G30725",5902956168702,"YnKGSYkon 300/500V","23x1,5+1,5",null,"BITNER","KMT",1,"oferta","PLN",0.23,null,null,null,null,null,null,null,"n41"]
[21506,null,"GÓRNICZE","G30726",5902956168719,"YnKGSYkon 300/500V","26x1,5+1,5",null,"BITNER","KMT",1,"oferta","PLN",0.23,null,null,null,null,null,null,null,"n41"]
[21507,null,"GÓRNICZE","G30727",5902956168726,"YnKGSYkon 300/500V","29x1,5+1,5",null,"BITNER","KMT",1,"oferta","PLN",0.23,null,null,null,null,null,null,null,"n41"]
[21508,null,"GÓRNICZE","G30728",5902956168733,"YnKGSYkon 300/500V","32x1,5+1,5",null,"BITNER","KMT",1,"oferta","PLN",0.23,null,null,null,null,null,null,null,"n41"]
[21509,null,"GÓRNICZE","G30729",5902956168740,"YnKGSYkon 300/500V","36x1,5+1,5",null,"BITNER","KMT",1,"oferta","PLN",0.23,null,null,null,null,null,null,null,"n41"]
[21510,null,"GÓRNICZE","G30731",5902956168757,"YnKGSYkon 300/500V","2x2,5+2,5",null,"BITNER","KMT",1,"oferta","PLN",0.23,null,null,null,null,null,null,null,"n41"]
[21511,null,"GÓRNICZE","G30732",5902956168764,"YnKGSYkon 300/500V","3x2,5+2,5",null,"BITNER","KMT",1,"oferta","PLN",0.23,null,null,null,null,null,null,null,"n41"]
[21512,null,"GÓRNICZE","G30733",5902956168771,"YnKGSYkon 300/500V","4x2,5+2,5",null,"BITNER","KMT",1,"oferta","PLN",0.23,null,null,null,null,null,null,null,"n41"]
[21513,null,"GÓRNICZE","G30734",5902956168788,"YnKGSYkon 300/500V","6x2,5+2,5",null,"BITNER","KMT",1,"oferta","PLN",0.23,null,null,null,null,null,null,null,"n41"]
[21514,null,"GÓRNICZE","G30735",5902956168795,"YnKGSYkon 300/500V","9x2,5+2,5",null,"BITNER","KMT",1,"oferta","PLN",0.23,null,null,null,null,null,null,null,"n41"]
[21515,null,"GÓRNICZE","G30736",5902956168801,"YnKGSYkon 300/500V","11x2,5+2,5",null,"BITNER","KMT",1,"oferta","PLN",0.23,null,null,null,null,null,null,null,"n41"]
[21516,null,"GÓRNICZE","G30737",5902956168818,"YnKGSYkon 300/500V","13x2,5+2,5",null,"BITNER","KMT",1,"oferta","PLN",0.23,null,null,null,null,null,null,null,"n41"]
[21517,null,"GÓRNICZE","G30738",5902956168825,"YnKGSYkon 300/500V","18x2,5+2,5",null,"BITNER","KMT",1,"oferta","PLN",0.23,null,null,null,null,null,null,null,"n41"]
[21518,null,"GÓRNICZE","G30739",5902956168832,"YnKGSYkon 300/500V","20x2,5+2,5",null,"BITNER","KMT",1,"oferta","PLN",0.23,null,null,null,null,null,null,null,"n41"]
[21519,null,"GÓRNICZE","G30740",5902956168849,"YnKGSYkon 300/500V","23x2,5+2,5",null,"BITNER","KMT",1,"oferta","PLN",0.23,null,null,null,null,null,null,null,"n41"]
[21520,null,"GÓRNICZE","G30741",5902956168856,"YnKGSYkon 300/500V","26x2,5+2,5",null,"BITNER","KMT",1,"oferta","PLN",0.23,null,null,null,null,null,null,null,"n41"]
[21521,null,"GÓRNICZE","G30742",5902956168863,"YnKGSYkon 300/500V","29x2,5+2,5",null,"BITNER","KMT",1,"oferta","PLN",0.23,null,null,null,null,null,null,null,"n41"]
[21522,null,"GÓRNICZE","G30743",5902956168870,"YnKGSYkon 300/500V","32x2,5+2,5",null,"BITNER","KMT",1,"oferta","PLN",0.23,null,null,null,null,null,null,null,"n41"]
[21523,null,"GÓRNICZE","G30744",5902956168887,"YnKGSYkon 300/500V","36x2,5+2,5",null,"BITNER","KMT",1,"oferta","PLN",0.23,null,null,null,null,null,null,null,"n41"]
[21524,null,"GÓRNICZE","G30746",5902956168894,"YnKGSYkon 300/500V","2x4+4",null,"BITNER","KMT",1,"oferta","PLN",0.23,null,null,null,null,null,null,null,"n41"]
[21525,null,"GÓRNICZE","G30747",5902956168900,"YnKGSYkon 300/500V","3x4+4",null,"BITNER","KMT",1,"oferta","PLN",0.23,null,null,null,null,null,null,null,"n41"]
[21526,null,"GÓRNICZE","G30748",5902956168917,"YnKGSYkon 300/500V","4x4+4",null,"BITNER","KMT",1,"oferta","PLN",0.23,null,null,null,null,null,null,null,"n41"]
[21527,null,"GÓRNICZE","G30749",5902956168924,"YnKGSYkon 300/500V","6x4+4",null,"BITNER","KMT",1,"oferta","PLN",0.23,null,null,null,null,null,null,null,"n41"]
[21528,null,"GÓRNICZE","G30750",5902956168931,"YnKGSYkon 300/500V","9x4+4",null,"BITNER","KMT",1,"oferta","PLN",0.23,null,null,null,null,null,null,null,"n41"]
[21529,null,"GÓRNICZE","G30751",5902956168948,"YnKGSYkon 300/500V","11x4+4",null,"BITNER","KMT",1,"oferta","PLN",0.23,null,null,null,null,null,null,null,"n41"]
[21530,null,"GÓRNICZE","G30752",5902956168955,"YnKGSYkon 300/500V","13x4+4",null,"BITNER","KMT",1,"oferta","PLN",0.23,null,null,null,null,null,null,null,"n41"]
[21531,null,"GÓRNICZE","G30753",5902956168962,"YnKGSYkon 300/500V","18x4+4",null,"BITNER","KMT",1,"oferta","PLN",0.23,null,null,null,null,null,null,null,"n41"]
[21532,null,"GÓRNICZE","G30754",5902956168979,"YnKGSYkon 300/500V","20x4+4",null,"BITNER","KMT",1,"oferta","PLN",0.23,null,null,null,null,null,null,null,"n41"]
[21533,null,"GÓRNICZE","G30755",5902956168986,"YnKGSYkon 300/500V","23x4+4",null,"BITNER","KMT",1,"oferta","PLN",0.23,null,null,null,null,null,null,null,"n41"]
[21534,null,"GÓRNICZE","G30756",5902956168993,"YnKGSYkon 300/500V","26x4+4",null,"BITNER","KMT",1,"oferta","PLN",0.23,null,null,null,null,null,null,null,"n41"]
[21535,null,"GÓRNICZE","G30757",5902956169006,"YnKGSYkon 300/500V","29x4+4",null,"BITNER","KMT",1,"oferta","PLN",0.23,null,null,null,null,null,null,null,"n41"]
[21536,null,"GÓRNICZE","G30758",5902956169013,"YnKGSYkon 300/500V","32x4+4",null,"BITNER","KMT",1,"oferta","PLN",0.23,null,null,null,null,null,null,null,"n41"]
[21537,null,"GÓRNICZE","G30759",5902956169020,"YnKGSYkon 300/500V","36x4+4",null,"BITNER","KMT",1,"oferta","PLN",0.23,null,null,null,null,null,null,null,"n41"]
[21538,null,"GÓRNICZE","GP0300",5902956151353,"YnKGY-żo 0,6/1kV","3x1,5",null,"BITNER","KMT",1,7060,"PLN",0.23,null,null,null,null,null,null,null,"n41"]
[21539,null,"GÓRNICZE","GP0301",5902956151360,"YnKGY-żo 0,6/1kV","4x1,5",null,"BITNER","KMT",1,8573,"PLN",0.23,null,null,null,null,null,null,null,"n41"]
[21540,null,"GÓRNICZE","GP0302",5902956151377,"YnKGY-żo 0,6/1kV","5x1,5",null,"BITNER","KMT",1,10431,"PLN",0.23,null,null,null,null,null,null,null,"n41"]
[21541,null,"GÓRNICZE","GP0303",5902956151384,"YnKGY-żo 0,6/1kV","3x2,5",null,"BITNER","KMT",1,9203,"PLN",0.23,null,null,null,null,null,null,null,"n41"]
[21542,null,"GÓRNICZE","GP0304",5902956151391,"YnKGY-żo 0,6/1kV","4x2,5",null,"BITNER","KMT",1,11324,"PLN",0.23,null,null,null,null,null,null,null,"n41"]
[21543,null,"GÓRNICZE","GP0305",5902956151407,"YnKGY-żo 0,6/1kV","5x2,5",null,"BITNER","KMT",1,14276,"PLN",0.23,null,null,null,null,null,null,null,"n41"]
[21544,null,"GÓRNICZE","GP0306",5902956151414,"YnKGY-żo 0,6/1kV","3x4",null,"BITNER","KMT",1,12717,"PLN",0.23,null,null,null,null,null,null,null,"n41"]
[21545,null,"GÓRNICZE","GP0307",5902956151421,"YnKGY-żo 0,6/1kV","4x4",null,"BITNER","KMT",1,16015,"PLN",0.23,null,null,null,null,null,null,null,"n41"]
[21546,null,"GÓRNICZE","GP0308",5902956151438,"YnKGY-żo 0,6/1kV","5x4",null,"BITNER","KMT",1,20302,"PLN",0.23,null,null,null,null,null,null,null,"n41"]
[21547,null,"GÓRNICZE","GP0309",5902956151445,"YnKGY-żo 0,6/1kV","3x6",null,"BITNER","KMT",1,"oferta","PLN",0.23,null,null,null,null,null,null,null,"n41"]
[21548,null,"GÓRNICZE","GP0310",5902956151452,"YnKGY-żo 0,6/1kV","4x6",null,"BITNER","KMT",1,19182,"PLN",0.23,null,null,null,null,null,null,null,"n41"]
[21549,null,"GÓRNICZE","GP0311",5902956151469,"YnKGY-żo 0,6/1kV","5x6",null,"BITNER","KMT",1,24374,"PLN",0.23,null,null,null,null,null,null,null,"n41"]
[21550,null,"GÓRNICZE","GP0312",5902956151476,"YnKGY-żo 0,6/1kV","3x10",null,"BITNER","KMT",1,"oferta","PLN",0.23,null,null,null,null,null,null,null,"n41"]
[21551,null,"GÓRNICZE","GP0313",5902956151483,"YnKGY-żo 0,6/1kV","4x10",null,"BITNER","KMT",1,"oferta","PLN",0.23,null,null,null,null,null,null,null,"n41"]
[21552,null,"GÓRNICZE","GP0314",5902956151490,"YnKGY-żo 0,6/1kV","5x10",null,"BITNER","KMT",1,"oferta","PLN",0.23,null,null,null,null,null,null,null,"n41"]
[21553,null,"GÓRNICZE","GP0001",5902956150998,"YnOGY  0,6/1kV","3x2,5+2,5",null,"BITNER","KMT",1,12679,"PLN",0.23,null,null,null,null,null,null,null,"n41"]
[21554,null,"GÓRNICZE","GP0002",5902956151001,"YnOGY  0,6/1kV","3x4+4",null,"BITNER","KMT",1,20486,"PLN",0.23,null,null,null,null,null,null,null,"n41"]
[21555,null,"GÓRNICZE","GP0003",5902956151018,"YnOGY  0,6/1kV","3x6+6",null,"BITNER","KMT",1,30703,"PLN",0.23,null,null,null,null,null,null,null,"n41"]
[21556,null,"GÓRNICZE","GP0004",5902956151025,"YnOGY  0,6/1kV","3x10+10",null,"BITNER","KMT",1,42566,"PLN",0.23,null,null,null,null,null,null,null,"n41"]
[21557,null,"GÓRNICZE","GP0005",5902956151032,"YnOGY  0,6/1kV","3x16+16",null,"BITNER","KMT",1,55352,"PLN",0.23,null,null,null,null,null,null,null,"n41"]
[21558,null,"GÓRNICZE","GP0006",5902956151049,"YnOGY  0,6/1kV","3x25+16",null,"BITNER","KMT",1,89077,"PLN",0.23,null,null,null,null,null,null,null,"n41"]
[21559,null,"GÓRNICZE","GP0007",5902956151056,"YnOGY  0,6/1kV","3x35+16",null,"BITNER","KMT",1,112859,"PLN",0.23,null,null,null,null,null,null,null,"n41"]
[21560,null,"GÓRNICZE","GP0008",5902956151063,"YnOGY  0,6/1kV","3x50+25",null,"BITNER","KMT",1,133582,"PLN",0.23,null,null,null,null,null,null,null,"n41"]
[21561,null,"GÓRNICZE","GP0009",5902956151070,"YnOGY  0,6/1kV","3x70+25",null,"BITNER","KMT",1,208274,"PLN",0.23,null,null,null,null,null,null,null,"n41"]
[21562,null,"GÓRNICZE","GP0010",5902956151087,"YnOGY  0,6/1kV","3x95+25",null,"BITNER","KMT",1,260048,"PLN",0.23,null,null,null,null,null,null,null,"n41"]
[21563,null,"GÓRNICZE","GP0011",5902956151094,"YnOGY  0,6/1kV","3x120+25",null,"BITNER","KMT",1,312143,"PLN",0.23,null,null,null,null,null,null,null,"n41"]
[21564,null,"GÓRNICZE","GP0012",5902956151100,"YnOGY  0,6/1kV","3x2,5+2,5+2,5",null,"BITNER","KMT",1,23913,"PLN",0.23,null,null,null,null,null,null,null,"n41"]
[21565,null,"GÓRNICZE","GP0013",5902956151117,"YnOGY  0,6/1kV","3x4+4+4",null,"BITNER","KMT",1,30513,"PLN",0.23,null,null,null,null,null,null,null,"n41"]
[21566,null,"GÓRNICZE","GP0014",5902956151124,"YnOGY  0,6/1kV","3x6+6+4",null,"BITNER","KMT",1,36916,"PLN",0.23,null,null,null,null,null,null,null,"n41"]
[21567,null,"GÓRNICZE","GP0015",5902956151131,"YnOGY  0,6/1kV","3x10+10+6",null,"BITNER","KMT",1,"oferta","PLN",0.23,null,null,null,null,null,null,null,"n41"]
[21568,null,"GÓRNICZE","GP0016",5902956151148,"YnOGY  0,6/1kV","3x4+4+3x4",null,"BITNER","KMT",1,"oferta","PLN",0.23,null,null,null,null,null,null,null,"n41"]
[21569,null,"GÓRNICZE","GP0017",5902956151155,"YnOGY  0,6/1kV","3x6+6+3x6",null,"BITNER","KMT",1,"oferta","PLN",0.23,null,null,null,null,null,null,null,"n41"]
[21570,null,"GÓRNICZE","GP0018",5902956151162,"YnOGY  0,6/1kV","3x25+16+3x2,5",null,"BITNER","KMT",1,"oferta","PLN",0.23,null,null,null,null,null,null,null,"n41"]
[21571,null,"GÓRNICZE","GP0019",5902956151179,"YnOGY  0,6/1kV","3x35+16+3x2,5",null,"BITNER","KMT",1,"oferta","PLN",0.23,null,null,null,null,null,null,null,"n41"]
[21572,null,"GÓRNICZE","GP0100",5902956151186,"YnOGYek 0,6/1kV","3x2,5+2,5+2,5",null,"BITNER","KMT",1,37130,"PLN",0.23,null,null,null,null,null,null,null,"n41"]
[21573,null,"GÓRNICZE","GP0101",5902956151193,"YnOGYek 0,6/1kV","3x4+4+4",null,"BITNER","KMT",1,"oferta","PLN",0.23,null,null,null,null,null,null,null,"n41"]
[21574,null,"GÓRNICZE","GP0102",5902956151209,"YnOGYek 0,6/1kV","3x6+6+4",null,"BITNER","KMT",1,53499,"PLN",0.23,null,null,null,null,null,null,null,"n41"]
[21575,null,"GÓRNICZE","GP0103",5902956151216,"YnOGYek 0,6/1kV","3x10+10+6",null,"BITNER","KMT",1,"oferta","PLN",0.23,null,null,null,null,null,null,null,"n41"]
[21576,null,"GÓRNICZE","GP0200",5902956151223,"YnOGYekm 0,6/1kV","3x2,5+2,5+2,5",null,"BITNER","KMT",1,37130,"PLN",0.23,null,null,null,null,null,null,null,"n41"]
[21577,null,"GÓRNICZE","GP0201",5902956151230,"YnOGYekm 0,6/1kV","3x4+4+4",null,"BITNER","KMT",1,41051,"PLN",0.23,null,null,null,null,null,null,null,"n41"]
[21578,null,"GÓRNICZE","GP0202",5902956151247,"YnOGYekm 0,6/1kV","3x6+6+4",null,"BITNER","KMT",1,"oferta","PLN",0.23,null,null,null,null,null,null,null,"n41"]
[21579,null,"GÓRNICZE","GP0203",5902956151254,"YnOGYekm 0,6/1kV","3x10+10+6",null,"BITNER","KMT",1,72700,"PLN",0.23,null,null,null,null,null,null,null,"n41"]
[21580,null,"GÓRNICZE","GP0204",5902956151285,"YnOGYekm 0,6/1kV","3x16+16+3x1,5",null,"BITNER","KMT",1,95755,"PLN",0.23,null,null,null,null,null,null,null,"n41"]
[21581,null,"GÓRNICZE","GP0205",5902956151292,"YnOGYekm 0,6/1kV","3x25+16+3x2,5",null,"BITNER","KMT",1,"oferta","PLN",0.23,null,null,null,null,null,null,null,"n41"]
[21582,null,"GÓRNICZE","GP0206",5902956151308,"YnOGYekm 0,6/1kV","3x35+16+3x2,5",null,"BITNER","KMT",1,"oferta","PLN",0.23,null,null,null,null,null,null,null,"n41"]
[21583,null,"GÓRNICZE","GP0207",5902956151315,"YnOGYekm 0,6/1kV","3x50+25+3x4",null,"BITNER","KMT",1,"oferta","PLN",0.23,null,null,null,null,null,null,null,"n41"]
[21584,null,"GÓRNICZE","GP0208",5902956151322,"YnOGYekm 0,6/1kV","3x70+35+3x4",null,"BITNER","KMT",1,"oferta","PLN",0.23,null,null,null,null,null,null,null,"n41"]
[21585,null,"GÓRNICZE","GP0213",5902956151339,"YnOGYekm 0,6/1kV","3x96+35+3x4",null,"BITNER","KMT",1,"oferta","PLN",0.23,null,null,null,null,null,null,null,"n41"]
[21586,null,"GÓRNICZE","GP0214",5902956151346,"YnOGYekm 0,6/1kV","3x120+50+3x4",null,"BITNER","KMT",1,"oferta","PLN",0.23,null,null,null,null,null,null,null,"n41"]
[21587,null,"GÓRNICZE","GG33100",5902956183354,"YnStYekżi-G(żo)","2x1",null,"BITNER","KMT",1,"oferta","PLN",0.23,null,null,null,null,null,null,null,"n41"]
[21588,null,"GÓRNICZE","GG33101",5902956183361,"YnStYekżi-G(żo)","2x1,5",null,"BITNER","KMT",1,"oferta","PLN",0.23,null,null,null,null,null,null,null,"n41"]
[21589,null,"GÓRNICZE","GG33102",5902956183378,"YnStYekżi-G(żo)","2x2,5",null,"BITNER","KMT",1,"oferta","PLN",0.23,null,null,null,null,null,null,null,"n41"]
[21590,null,"GÓRNICZE","GG33103",5902956183385,"YnStYekżi-G(żo)","2x4",null,"BITNER","KMT",1,"oferta","PLN",0.23,null,null,null,null,null,null,null,"n41"]
[21591,null,"GÓRNICZE","GG33104",5902956183392,"YnStYekżi-G(żo)","3x1",null,"BITNER","KMT",1,"oferta","PLN",0.23,null,null,null,null,null,null,null,"n41"]
[21592,null,"GÓRNICZE","GG33105",5902956183408,"YnStYekżi-G(żo)","3x1,5",null,"BITNER","KMT",1,"oferta","PLN",0.23,null,null,null,null,null,null,null,"n41"]
[21593,null,"GÓRNICZE","GG33106",5902956183415,"YnStYekżi-G(żo)","3x2,5",null,"BITNER","KMT",1,"oferta","PLN",0.23,null,null,null,null,null,null,null,"n41"]
[21594,null,"GÓRNICZE","GG33107",5902956183422,"YnStYekżi-G(żo)","3x4",null,"BITNER","KMT",1,"oferta","PLN",0.23,null,null,null,null,null,null,null,"n41"]
[21595,null,"GÓRNICZE","GG33108",5902956183439,"YnStYekżi-G(żo)","4x1",null,"BITNER","KMT",1,"oferta","PLN",0.23,null,null,null,null,null,null,null,"n41"]
[21596,null,"GÓRNICZE","GG33109",5902956183446,"YnStYekżi-G(żo)","4x1,5",null,"BITNER","KMT",1,"oferta","PLN",0.23,null,null,null,null,null,null,null,"n41"]
[21597,null,"GÓRNICZE","GG33110",5902956183453,"YnStYekżi-G(żo)","4x2,5",null,"BITNER","KMT",1,"oferta","PLN",0.23,null,null,null,null,null,null,null,"n41"]
[21598,null,"GÓRNICZE","GG33111",5902956183460,"YnStYekżi-G(żo)","4x4",null,"BITNER","KMT",1,"oferta","PLN",0.23,null,null,null,null,null,null,null,"n41"]
[21599,null,"GÓRNICZE","GG33112",5902956183477,"YnStYekżi-G(żo)","5x1",null,"BITNER","KMT",1,"oferta","PLN",0.23,null,null,null,null,null,null,null,"n41"]
[21600,null,"GÓRNICZE","GG33113",5902956183484,"YnStYekżi-G(żo)","5x1,5",null,"BITNER","KMT",1,"oferta","PLN",0.23,null,null,null,null,null,null,null,"n41"]
[21601,null,"GÓRNICZE","GG33114",5902956183491,"YnStYekżi-G(żo)","5x2,5",null,"BITNER","KMT",1,"oferta","PLN",0.23,null,null,null,null,null,null,null,"n41"]
[21602,null,"GÓRNICZE","GG33115",5902956183507,"YnStYekżi-G(żo)","5x4",null,"BITNER","KMT",1,"oferta","PLN",0.23,null,null,null,null,null,null,null,"n41"]
[21603,null,"GÓRNICZE","GG33116",5902956183514,"YnStYekżi-G(żo)","7x1",null,"BITNER","KMT",1,"oferta","PLN",0.23,null,null,null,null,null,null,null,"n41"]
[21604,null,"GÓRNICZE","GG33117",5902956183521,"YnStYekżi-G(żo)","7x1,5",null,"BITNER","KMT",1,"oferta","PLN",0.23,null,null,null,null,null,null,null,"n41"]
[21605,null,"GÓRNICZE","GG33118",5902956183538,"YnStYekżi-G(żo)","7x2,5",null,"BITNER","KMT",1,"oferta","PLN",0.23,null,null,null,null,null,null,null,"n41"]
[21606,null,"GÓRNICZE","GG33119",5902956183545,"YnStYekżi-G(żo)","7x4",null,"BITNER","KMT",1,"oferta","PLN",0.23,null,null,null,null,null,null,null,"n41"]
[21607,null,"GÓRNICZE","GG33120",5902956183552,"YnStYekżi-G(żo)","10x1",null,"BITNER","KMT",1,"oferta","PLN",0.23,null,null,null,null,null,null,null,"n41"]
[21608,null,"GÓRNICZE","GG33121",5902956183569,"YnStYekżi-G(żo)","10x1,5",null,"BITNER","KMT",1,"oferta","PLN",0.23,null,null,null,null,null,null,null,"n41"]
[21609,null,"GÓRNICZE","GG33122",5902956183576,"YnStYekżi-G(żo)","10x2,5",null,"BITNER","KMT",1,"oferta","PLN",0.23,null,null,null,null,null,null,null,"n41"]
[21610,null,"GÓRNICZE","GG33123",5902956183583,"YnStYekżi-G(żo)","10x4",null,"BITNER","KMT",1,"oferta","PLN",0.23,null,null,null,null,null,null,null,"n41"]
[21611,null,"GÓRNICZE","GG33124",5902956183590,"YnStYekżi-G(żo)","12x1",null,"BITNER","KMT",1,"oferta","PLN",0.23,null,null,null,null,null,null,null,"n41"]
[21612,null,"GÓRNICZE","GG33125",5902956183606,"YnStYekżi-G(żo)","12x1,5",null,"BITNER","KMT",1,"oferta","PLN",0.23,null,null,null,null,null,null,null,"n41"]
[21613,null,"GÓRNICZE","GG33126",5902956183613,"YnStYekżi-G(żo)","12x2,5",null,"BITNER","KMT",1,"oferta","PLN",0.23,null,null,null,null,null,null,null,"n41"]
[21614,null,"GÓRNICZE","GG33127",5902956183620,"YnStYekżi-G(żo)","12x4",null,"BITNER","KMT",1,"oferta","PLN",0.23,null,null,null,null,null,null,null,"n41"]
[21615,null,"GÓRNICZE","GG33128",5902956183637,"YnStYekżi-G(żo)","14x1",null,"BITNER","KMT",1,"oferta","PLN",0.23,null,null,null,null,null,null,null,"n41"]
[21616,null,"GÓRNICZE","GG33129",5902956183644,"YnStYekżi-G(żo)","14x1,5",null,"BITNER","KMT",1,"oferta","PLN",0.23,null,null,null,null,null,null,null,"n41"]
[21617,null,"GÓRNICZE","GG33130",5902956183651,"YnStYekżi-G(żo)","14x2,5",null,"BITNER","KMT",1,"oferta","PLN",0.23,null,null,null,null,null,null,null,"n41"]
[21618,null,"GÓRNICZE","GG33131",5902956183668,"YnStYekżi-G(żo)","14x4",null,"BITNER","KMT",1,"oferta","PLN",0.23,null,null,null,null,null,null,null,"n41"]
[21619,null,"GÓRNICZE","GG33132",5902956183675,"YnStYekżi-G(żo)","19x1",null,"BITNER","KMT",1,"oferta","PLN",0.23,null,null,null,null,null,null,null,"n41"]
[21620,null,"GÓRNICZE","GG33133",5902956183682,"YnStYekżi-G(żo)","19x1,5",null,"BITNER","KMT",1,"oferta","PLN",0.23,null,null,null,null,null,null,null,"n41"]
[21621,null,"GÓRNICZE","GG33134",5902956183699,"YnStYekżi-G(żo)","19x2,5",null,"BITNER","KMT",1,"oferta","PLN",0.23,null,null,null,null,null,null,null,"n41"]
[21622,null,"GÓRNICZE","GG33135",5902956183705,"YnStYekżi-G(żo)","19x4",null,"BITNER","KMT",1,"oferta","PLN",0.23,null,null,null,null,null,null,null,"n41"]
[21623,null,"GÓRNICZE","GG33136",5902956183712,"YnStYekżi-G(żo)","21x1",null,"BITNER","KMT",1,"oferta","PLN",0.23,null,null,null,null,null,null,null,"n41"]
[21624,null,"GÓRNICZE","GG33137",5902956183729,"YnStYekżi-G(żo)","21x1,5",null,"BITNER","KMT",1,"oferta","PLN",0.23,null,null,null,null,null,null,null,"n41"]
[21625,null,"GÓRNICZE","GG33138",5902956183736,"YnStYekżi-G(żo)","21x2,5",null,"BITNER","KMT",1,"oferta","PLN",0.23,null,null,null,null,null,null,null,"n41"]
[21626,null,"GÓRNICZE","GG33139",5902956183743,"YnStYekżi-G(żo)","21x4",null,"BITNER","KMT",1,"oferta","PLN",0.23,null,null,null,null,null,null,null,"n41"]
[21627,null,"GÓRNICZE","GG33140",5902956183750,"YnStYekżi-G(żo)","24x1",null,"BITNER","KMT",1,"oferta","PLN",0.23,null,null,null,null,null,null,null,"n41"]
[21628,null,"GÓRNICZE","GG33141",5902956183767,"YnStYekżi-G(żo)","24x1,5",null,"BITNER","KMT",1,"oferta","PLN",0.23,null,null,null,null,null,null,null,"n41"]
[21629,null,"GÓRNICZE","GG33142",5902956183774,"YnStYekżi-G(żo)","24x2,5",null,"BITNER","KMT",1,"oferta","PLN",0.23,null,null,null,null,null,null,null,"n41"]
[21630,null,"GÓRNICZE","GG33143",5902956183781,"YnStYekżi-G(żo)","24x4",null,"BITNER","KMT",1,"oferta","PLN",0.23,null,null,null,null,null,null,null,"n41"]
[21631,null,"GÓRNICZE","GG33144",5902956183798,"YnStYekżi-G(żo)","27x1",null,"BITNER","KMT",1,"oferta","PLN",0.23,null,null,null,null,null,null,null,"n41"]
[21632,null,"GÓRNICZE","GG33145",5902956183804,"YnStYekżi-G(żo)","27x1,5",null,"BITNER","KMT",1,"oferta","PLN",0.23,null,null,null,null,null,null,null,"n41"]
[21633,null,"GÓRNICZE","GG33146",5902956183811,"YnStYekżi-G(żo)","27x2,5",null,"BITNER","KMT",1,"oferta","PLN",0.23,null,null,null,null,null,null,null,"n41"]
[21634,null,"GÓRNICZE","GG33147",5902956183828,"YnStYekżi-G(żo)","27x4",null,"BITNER","KMT",1,"oferta","PLN",0.23,null,null,null,null,null,null,null,"n41"]
[21635,null,"GÓRNICZE","GG33148",5902956183835,"YnStYekżi-G(żo)","30x1",null,"BITNER","KMT",1,"oferta","PLN",0.23,null,null,null,null,null,null,null,"n41"]
[21636,null,"GÓRNICZE","GG33149",5902956183842,"YnStYekżi-G(żo)","30x1,5",null,"BITNER","KMT",1,"oferta","PLN",0.23,null,null,null,null,null,null,null,"n41"]
[21637,null,"GÓRNICZE","GG33150",5902956183859,"YnStYekżi-G(żo)","30x2,5",null,"BITNER","KMT",1,"oferta","PLN",0.23,null,null,null,null,null,null,null,"n41"]
[21638,null,"GÓRNICZE","GG33151",5902956183866,"YnStYekżi-G(żo)","30x4",null,"BITNER","KMT",1,"oferta","PLN",0.23,null,null,null,null,null,null,null,"n41"]
[21639,null,"GÓRNICZE","GG33152",5902956183873,"YnStYekżi-G(żo)","33x1",null,"BITNER","KMT",1,"oferta","PLN",0.23,null,null,null,null,null,null,null,"n41"]
[21640,null,"GÓRNICZE","GG33153",5902956183880,"YnStYekżi-G(żo)","33x1,5",null,"BITNER","KMT",1,"oferta","PLN",0.23,null,null,null,null,null,null,null,"n41"]
[21641,null,"GÓRNICZE","GG33154",5902956183897,"YnStYekżi-G(żo)","33x2,5",null,"BITNER","KMT",1,"oferta","PLN",0.23,null,null,null,null,null,null,null,"n41"]
[21642,null,"GÓRNICZE","GG33155",5902956183903,"YnStYekżi-G(żo)","33x4",null,"BITNER","KMT",1,"oferta","PLN",0.23,null,null,null,null,null,null,null,"n41"]
[21643,null,"GÓRNICZE","GG33156",5902956183910,"YnStYekżi-G(żo)","37x1",null,"BITNER","KMT",1,"oferta","PLN",0.23,null,null,null,null,null,null,null,"n41"]
[21644,null,"GÓRNICZE","GG33157",5902956183927,"YnStYekżi-G(żo)","37x1,5",null,"BITNER","KMT",1,"oferta","PLN",0.23,null,null,null,null,null,null,null,"n41"]
[21645,null,"GÓRNICZE","GG33158",5902956183934,"YnStYekżi-G(żo)","37x2,5",null,"BITNER","KMT",1,"oferta","PLN",0.23,null,null,null,null,null,null,null,"n41"]
[21646,null,"GÓRNICZE","GG33159",5902956183941,"YnStYekżi-G(żo)","37x4",null,"BITNER","KMT",1,"oferta","PLN",0.23,null,null,null,null,null,null,null,"n41"]
[21647,null,"GÓRNICZE","G32900",5902956182883,"YnStY-Gżo 300/500V","2x1",null,"BITNER","KMT",1,"oferta","PLN",0.23,null,null,null,null,null,null,null,"n41"]
[21648,null,"GÓRNICZE","G32901",5902956182920,"YnStY-Gżo 300/500V","3x1",null,"BITNER","KMT",1,3514,"PLN",0.23,null,null,null,null,null,null,null,"n41"]
[21649,null,"GÓRNICZE","G32902",5902956182968,"YnStY-Gżo 300/500V","4x1",null,"BITNER","KMT",1,4293,"PLN",0.23,null,null,null,null,null,null,null,"n41"]
[21650,null,"GÓRNICZE","G32903",5902956183002,"YnStY-Gżo 300/500V","5x1",null,"BITNER","KMT",1,5729,"PLN",0.23,null,null,null,null,null,null,null,"n41"]
[21651,null,"GÓRNICZE","G32904",5902956183040,"YnStY-Gżo 300/500V","7x1",null,"BITNER","KMT",1,7199,"PLN",0.23,null,null,null,null,null,null,null,"n41"]
[21652,null,"GÓRNICZE","G32905",5902956183125,"YnStY-Gżo 300/500V","12x1",null,"BITNER","KMT",1,"oferta","PLN",0.23,null,null,null,null,null,null,null,"n41"]
[21653,null,"GÓRNICZE","G32906",5902956183163,"YnStY-Gżo 300/500V","14x1",null,"BITNER","KMT",1,13388,"PLN",0.23,null,null,null,null,null,null,null,"n41"]
[21654,null,"GÓRNICZE","G32908",5902956183200,"YnStY-Gżo 300/500V","18x1",null,"BITNER","KMT",1,"oferta","PLN",0.23,null,null,null,null,null,null,null,"n41"]
[21655,null,"GÓRNICZE","G32910",5902956183248,"YnStY-Gżo 300/500V","25x1",null,"BITNER","KMT",1,24847,"PLN",0.23,null,null,null,null,null,null,null,"n41"]
[21656,null,"GÓRNICZE","G32911",5902956182890,"YnStY-Gżo 300/500V","2x1,5",null,"BITNER","KMT",1,"oferta","PLN",0.23,null,null,null,null,null,null,null,"n41"]
[21657,null,"GÓRNICZE","G32912",5902956182937,"YnStY-Gżo 300/500V","3x1,5",null,"BITNER","KMT",1,4353,"PLN",0.23,null,null,null,null,null,null,null,"n41"]
[21658,null,"GÓRNICZE","G32913",5902956182975,"YnStY-Gżo 300/500V","4x1,5",null,"BITNER","KMT",1,5931,"PLN",0.23,null,null,null,null,null,null,null,"n41"]
[21659,null,"GÓRNICZE","G32914",5902956183019,"YnStY-Gżo 300/500V","5x1,5",null,"BITNER","KMT",1,7230,"PLN",0.23,null,null,null,null,null,null,null,"n41"]
[21660,null,"GÓRNICZE","G32915",5902956183057,"YnStY-Gżo 300/500V","7x1,5",null,"BITNER","KMT",1,9407,"PLN",0.23,null,null,null,null,null,null,null,"n41"]
[21661,null,"GÓRNICZE","G32916",5902956183095,"YnStY-Gżo 300/500V","10x1,5",null,"BITNER","KMT",1,13206,"PLN",0.23,null,null,null,null,null,null,null,"n41"]
[21662,null,"GÓRNICZE","G32917",5902956183132,"YnStY-Gżo 300/500V","12x1,5",null,"BITNER","KMT",1,"oferta","PLN",0.23,null,null,null,null,null,null,null,"n41"]
[21663,null,"GÓRNICZE","G32918",5902956183170,"YnStY-Gżo 300/500V","14x1,5",null,"BITNER","KMT",1,17211,"PLN",0.23,null,null,null,null,null,null,null,"n41"]
[21664,null,"GÓRNICZE","G32919",5902956183217,"YnStY-Gżo 300/500V","18x1,5",null,"BITNER","KMT",1,22300,"PLN",0.23,null,null,null,null,null,null,null,"n41"]
[21665,null,"GÓRNICZE","G32921",5902956183255,"YnStY-Gżo 300/500V","25x1,5",null,"BITNER","KMT",1,31585,"PLN",0.23,null,null,null,null,null,null,null,"n41"]
[21666,null,"GÓRNICZE","G32922",5902956182906,"YnStY-Gżo 300/500V","2x2,5",null,"BITNER","KMT",1,"oferta","PLN",0.23,null,null,null,null,null,null,null,"n41"]
[21667,null,"GÓRNICZE","G32923",5902956182944,"YnStY-Gżo 300/500V","3x2,5",null,"BITNER","KMT",1,"oferta","PLN",0.23,null,null,null,null,null,null,null,"n41"]
[21668,null,"GÓRNICZE","G32924",5902956182982,"YnStY-Gżo 300/500V","4x2,5",null,"BITNER","KMT",1,"oferta","PLN",0.23,null,null,null,null,null,null,null,"n41"]
[21669,null,"GÓRNICZE","G32925",5902956183026,"YnStY-Gżo 300/500V","5x2,5",null,"BITNER","KMT",1,"oferta","PLN",0.23,null,null,null,null,null,null,null,"n41"]
[21670,null,"GÓRNICZE","G32926",5902956183064,"YnStY-Gżo 300/500V","7x2,5",null,"BITNER","KMT",1,"oferta","PLN",0.23,null,null,null,null,null,null,null,"n41"]
[21671,null,"GÓRNICZE","G32927",5902956183101,"YnStY-Gżo 300/500V","10x2,5",null,"BITNER","KMT",1,"oferta","PLN",0.23,null,null,null,null,null,null,null,"n41"]
[21672,null,"GÓRNICZE","G32928",5902956183149,"YnStY-Gżo 300/500V","12x2,5",null,"BITNER","KMT",1,"oferta","PLN",0.23,null,null,null,null,null,null,null,"n41"]
[21673,null,"GÓRNICZE","G32929",5902956183187,"YnStY-Gżo 300/500V","14x2,5",null,"BITNER","KMT",1,"oferta","PLN",0.23,null,null,null,null,null,null,null,"n41"]
[21674,null,"GÓRNICZE","G32930",5902956183224,"YnStY-Gżo 300/500V","18x2,5",null,"BITNER","KMT",1,"oferta","PLN",0.23,null,null,null,null,null,null,null,"n41"]
[21675,null,"GÓRNICZE","G32931",5902956182876,"YnStY-Gżo 300/500V","2x0,75",null,"BITNER","KMT",1,"oferta","PLN",0.23,null,null,null,null,null,null,null,"n41"]
[21676,null,"GÓRNICZE","G32932",5902956182913,"YnStY-Gżo 300/500V","3x0,75",null,"BITNER","KMT",1,"oferta","PLN",0.23,null,null,null,null,null,null,null,"n41"]
[21677,null,"GÓRNICZE","G32933",5902956182951,"YnStY-Gżo 300/500V","4x0,75",null,"BITNER","KMT",1,"oferta","PLN",0.23,null,null,null,null,null,null,null,"n41"]
[21678,null,"GÓRNICZE","G32934",5902956182999,"YnStY-Gżo 300/500V","5x0,75",null,"BITNER","KMT",1,"oferta","PLN",0.23,null,null,null,null,null,null,null,"n41"]
[21679,null,"GÓRNICZE","G32935",5902956183033,"YnStY-Gżo 300/500V","7x0,75",null,"BITNER","KMT",1,"oferta","PLN",0.23,null,null,null,null,null,null,null,"n41"]
[21680,null,"GÓRNICZE","G32936",5902956183071,"YnStY-Gżo 300/500V","10x0,75",null,"BITNER","KMT",1,"oferta","PLN",0.23,null,null,null,null,null,null,null,"n41"]
[21681,null,"GÓRNICZE","G32937",5902956183118,"YnStY-Gżo 300/500V","12x0,75",null,"BITNER","KMT",1,"oferta","PLN",0.23,null,null,null,null,null,null,null,"n41"]
[21682,null,"GÓRNICZE","G32938",5902956183156,"YnStY-Gżo 300/500V","14x0,75",null,"BITNER","KMT",1,"oferta","PLN",0.23,null,null,null,null,null,null,null,"n41"]
[21683,null,"GÓRNICZE","G32939",5902956183194,"YnStY-Gżo 300/500V","18x0,75",null,"BITNER","KMT",1,"oferta","PLN",0.23,null,null,null,null,null,null,null,"n41"]
[21684,null,"GÓRNICZE","G32940",5902956183231,"YnStY-Gżo 300/500V","25x0,75",null,"BITNER","KMT",1,"oferta","PLN",0.23,null,null,null,null,null,null,null,"n41"]
[21685,null,"GÓRNICZE","G32941",5902956183279,"YnStY-Gżo 300/500V","34x0,75",null,"BITNER","KMT",1,"oferta","PLN",0.23,null,null,null,null,null,null,null,"n41"]
[21686,null,"GÓRNICZE","G32942",5902956183316,"YnStY-Gżo 300/500V","42x0,75",null,"BITNER","KMT",1,"oferta","PLN",0.23,null,null,null,null,null,null,null,"n41"]
[21687,null,"GÓRNICZE","G32943",5902956183088,"YnStY-Gżo 300/500V","10x1",null,"BITNER","KMT",1,13206,"PLN",0.23,null,null,null,null,null,null,null,"n41"]
[21688,null,"GÓRNICZE","G32944",5902956183286,"YnStY-Gżo 300/500V","34x1",null,"BITNER","KMT",1,"oferta","PLN",0.23,null,null,null,null,null,null,null,"n41"]
[21689,null,"GÓRNICZE","G32945",5902956183323,"YnStY-Gżo 300/500V","42x1",null,"BITNER","KMT",1,"oferta","PLN",0.23,null,null,null,null,null,null,null,"n41"]
[21690,null,"GÓRNICZE","G32946",5902956183293,"YnStY-Gżo 300/500V","34x1,5",null,"BITNER","KMT",1,"oferta","PLN",0.23,null,null,null,null,null,null,null,"n41"]
[21691,null,"GÓRNICZE","G32947",5902956183330,"YnStY-Gżo 300/500V","42x1,5",null,"BITNER","KMT",1,"oferta","PLN",0.23,null,null,null,null,null,null,null,"n41"]
[21692,null,"GÓRNICZE","G32948",5902956183262,"YnStY-Gżo 300/500V","25x2,5",null,"BITNER","KMT",1,"oferta","PLN",0.23,null,null,null,null,null,null,null,"n41"]
[21693,null,"GÓRNICZE","G32949",5902956183309,"YnStY-Gżo 300/500V","34x2,5",null,"BITNER","KMT",1,"oferta","PLN",0.23,null,null,null,null,null,null,null,"n41"]
[21694,null,"GÓRNICZE","G32950",5902956183347,"YnStY-Gżo 300/500V","42x2,5",null,"BITNER","KMT",1,"oferta","PLN",0.23,null,null,null,null,null,null,null,"n41"]
[21695,null,"GÓRNICZE","GT0302",5902956184641,"YnTKGMFLY","1x4x0,5",null,"BITNER","KMT",1,5775,"PLN",0.23,null,null,null,null,null,null,null,"n41"]
[21696,null,"GÓRNICZE","GT0303",5902956184658,"YnTKGMFLY","5x2x0,5",null,"BITNER","KMT",1,14259,"PLN",0.23,null,null,null,null,null,null,null,"n41"]
[21697,null,"GÓRNICZE","GT0001",5902956183989,"YnTKGX ","5x2x0,8",null,"BITNER","KMT",1,5206,"PLN",0.23,null,null,null,null,null,null,null,"n41"]
[21698,null,"GÓRNICZE","GT0002",5902956183996,"YnTKGX ","10x2x0,8",null,"BITNER","KMT",1,8580,"PLN",0.23,null,null,null,null,null,null,null,"n41"]
[21699,null,"GÓRNICZE","GT0003",5902956184009,"YnTKGX ","16x2x0,8",null,"BITNER","KMT",1,12428,"PLN",0.23,null,null,null,null,null,null,null,"n41"]
[21700,null,"GÓRNICZE","GT0004",5902956184016,"YnTKGX ","24x2x0,8",null,"BITNER","KMT",1,19563,"PLN",0.23,null,null,null,null,null,null,null,"n41"]
[21701,null,"GÓRNICZE","GT0005",5902956184023,"YnTKGX ","33x2x0,8",null,"BITNER","KMT",1,24656,"PLN",0.23,null,null,null,null,null,null,null,"n41"]
[21702,null,"GÓRNICZE","GT0006",5902956184030,"YnTKGX ","56x2x0,8",null,"BITNER","KMT",1,40415,"PLN",0.23,null,null,null,null,null,null,null,"n41"]
[21703,null,"GÓRNICZE","GT0007",5902956184047,"YnTKGX ","60x2x0,8",null,"BITNER","KMT",1,"oferta","PLN",0.23,null,null,null,null,null,null,null,"n41"]
[21704,null,"GÓRNICZE","GT0008",5902956184054,"YnTKGX ","100x2x0,8",null,"BITNER","KMT",1,"oferta","PLN",0.23,null,null,null,null,null,null,null,"n41"]
[21705,null,"GÓRNICZE","GT0009",5902956184061,"YnTKGX ","120x2x0,8",null,"BITNER","KMT",1,"oferta","PLN",0.23,null,null,null,null,null,null,null,"n41"]
[21706,null,"GÓRNICZE","GT0010",5902956184078,"YnTKGX ","200x2x0,8",null,"BITNER","KMT",1,"oferta","PLN",0.23,null,null,null,null,null,null,null,"n41"]
[21707,null,"GÓRNICZE","GT0304",5902956184719,"YnWGDek 75","0,8/4,8",null,"BITNER","KMT",1,"oferta","PLN",0.23,null,null,null,null,null,null,null,"n41"]
[21708,null,"GÓRNICZE","GT0314",5902956184702,"YnWGDek 75","0,6/3,7",null,"BITNER","KMT",1,"oferta","PLN",0.23,null,null,null,null,null,null,null,"n41"]
[21709,null,"GÓRNICZE","GT0200",5902956184184,"YTKGXFoyn","5x2x0,8",null,"BITNER","KMT",1,12860,"PLN",0.23,null,null,null,null,null,null,null,"n41"]
[21710,null,"GÓRNICZE","GT0201",5902956184191,"YTKGXFoyn","10x2x0,8",null,"BITNER","KMT",1,18362,"PLN",0.23,null,null,null,null,null,null,null,"n41"]
[21711,null,"GÓRNICZE","GT0202",5902956184207,"YTKGXFoyn","16x2x0,8",null,"BITNER","KMT",1,26535,"PLN",0.23,null,null,null,null,null,null,null,"n41"]
[21712,null,"GÓRNICZE","GT0203",5902956184214,"YTKGXFoyn","24x2x0,8",null,"BITNER","KMT",1,33466,"PLN",0.23,null,null,null,null,null,null,null,"n41"]
[21713,null,"GÓRNICZE","GT0204",5902956184221,"YTKGXFoyn","100x2x0,8",null,"BITNER","KMT",1,117298,"PLN",0.23,null,null,null,null,null,null,null,"n41"]
[21714,null,"GÓRNICZE","GT0205",5902956184238,"YTKGXFoyn","33x2x0,8",null,"BITNER","KMT",1,40797,"PLN",0.23,null,null,null,null,null,null,null,"n41"]
[21715,null,"GÓRNICZE","GT0206",5902956184245,"YTKGXFoyn","56x2x0,8",null,"BITNER","KMT",1,59705,"PLN",0.23,null,null,null,null,null,null,null,"n41"]
[21716,null,"GÓRNICZE","GT0207",5902956184252,"YTKGXFoyn","60x2x0,8",null,"BITNER","KMT",1,67179,"PLN",0.23,null,null,null,null,null,null,null,"n41"]
[21717,null,"GÓRNICZE","GT0208",5902956184269,"YTKGXFoyn","120x2x0,8",null,"BITNER","KMT",1,137201,"PLN",0.23,null,null,null,null,null,null,null,"n41"]
[21718,null,"GÓRNICZE","GT0209",5902956184276,"YTKGXFoyn","200x2x0,8",null,"BITNER","KMT",1,223897,"PLN",0.23,null,null,null,null,null,null,null,"n41"]
[21719,null,"GÓRNICZE","GT0150",5902956184085,"YTKGXFtZnyn","5x2x0,8",null,"BITNER","KMT",1,8107,"PLN",0.23,null,null,null,null,null,null,null,"n41"]
[21720,null,"GÓRNICZE","GT0151",5902956184092,"YTKGXFtZnyn","10x2x0,8",null,"BITNER","KMT",1,12023,"PLN",0.23,null,null,null,null,null,null,null,"n41"]
[21721,null,"GÓRNICZE","GT0152",5902956184108,"YTKGXFtZnyn","16x2x0,8",null,"BITNER","KMT",1,16645,"PLN",0.23,null,null,null,null,null,null,null,"n41"]
[21722,null,"GÓRNICZE","GT0153",5902956184115,"YTKGXFtZnyn","24x2x0,8",null,"BITNER","KMT",1,23365,"PLN",0.23,null,null,null,null,null,null,null,"n41"]
[21723,null,"GÓRNICZE","GT0154",5902956184122,"YTKGXFtZnyn","33x2x0,8",null,"BITNER","KMT",1,29818,"PLN",0.23,null,null,null,null,null,null,null,"n41"]
[21724,null,"GÓRNICZE","GT0155",5902956184139,"YTKGXFtZnyn","56x2x0,8",null,"BITNER","KMT",1,46529,"PLN",0.23,null,null,null,null,null,null,null,"n41"]
[21725,null,"GÓRNICZE","GT0156",5902956184146,"YTKGXFtZnyn","60x2x0,8",null,"BITNER","KMT",1,"oferta","PLN",0.23,null,null,null,null,null,null,null,"n41"]
[21726,null,"GÓRNICZE","GT0157",5902956184153,"YTKGXFtZnyn","100x2x0,8",null,"BITNER","KMT",1,97900,"PLN",0.23,null,null,null,null,null,null,null,"n41"]
[21727,null,"GÓRNICZE","GT0158",5902956184160,"YTKGXFtZnyn","120x2x0,8",null,"BITNER","KMT",1,115700,"PLN",0.23,null,null,null,null,null,null,null,"n41"]
[21728,null,"GÓRNICZE","GT0159",5902956184177,"YTKGXFtZnyn","200x2x0,8",null,"BITNER","KMT",1,"oferta","PLN",0.23,null,null,null,null,null,null,null,"n41"]
[21729,null,"GÓRNICZE","GP7150",5902956156594,"YUHKGXSekyn 3,6/6kV","3x16/16",null,"BITNER","KMT",1,"oferta","PLN",0.23,null,null,null,null,null,null,null,"n41s"]
[21730,null,"GÓRNICZE","GP7151",5902956156600,"YUHKGXSekyn 3,6/6kV","3x25/16",null,"BITNER","KMT",1,"oferta","PLN",0.23,null,null,null,null,null,null,null,"n41s"]
[21731,null,"GÓRNICZE","GP7152",5902956156617,"YUHKGXSekyn 3,6/6kV","3x35/16",null,"BITNER","KMT",1,"oferta","PLN",0.23,null,null,null,null,null,null,null,"n41s"]
[21732,null,"GÓRNICZE","GP7153",5902956156624,"YUHKGXSekyn 3,6/6kV","3x50/16",null,"BITNER","KMT",1,"oferta","PLN",0.23,null,null,null,null,null,null,null,"n41s"]
[21733,null,"GÓRNICZE","GP7154",5902956156631,"YUHKGXSekyn 3,6/6kV","3x70/16",null,"BITNER","KMT",1,"oferta","PLN",0.23,null,null,null,null,null,null,null,"n41s"]
[21734,null,"GÓRNICZE","GP7155",5902956156648,"YUHKGXSekyn 3,6/6kV","3x95/30",null,"BITNER","KMT",1,"oferta","PLN",0.23,null,null,null,null,null,null,null,"n41s"]
[21735,null,"GÓRNICZE","GP7156",5902956156655,"YUHKGXSekyn 3,6/6kV","3x120/30",null,"BITNER","KMT",1,"oferta","PLN",0.23,null,null,null,null,null,null,null,"n41s"]
[21736,null,"GÓRNICZE","GP7157",5902956156662,"YUHKGXSekyn 3,6/6kV","3x150/30",null,"BITNER","KMT",1,"oferta","PLN",0.23,null,null,null,null,null,null,null,"n41s"]
[21737,null,"GÓRNICZE","GP7158",5902956156679,"YUHKGXSekyn 3,6/6kV","3x185/30",null,"BITNER","KMT",1,"oferta","PLN",0.23,null,null,null,null,null,null,null,"n41s"]
[21738,null,"GÓRNICZE","GP7159",5902956156686,"YUHKGXSekyn 3,6/6kV","3x240/50",null,"BITNER","KMT",1,"oferta","PLN",0.23,null,null,null,null,null,null,null,"n41s"]
[21739,null,"GÓRNICZE","GP7100",5902956156495,"YUHKGXSFoyn 3,6/6kV","3x16/16",null,"BITNER","KMT",1,"oferta","PLN",0.23,null,null,null,null,null,null,null,"n41s"]
[21740,null,"GÓRNICZE","GP7101",5902956156501,"YUHKGXSFoyn 3,6/6kV","3x25/16",null,"BITNER","KMT",1,"oferta","PLN",0.23,null,null,null,null,null,null,null,"n41s"]
[21741,null,"GÓRNICZE","GP7102",5902956156518,"YUHKGXSFoyn 3,6/6kV","3x35/16",null,"BITNER","KMT",1,"oferta","PLN",0.23,null,null,null,null,null,null,null,"n41s"]
[21742,null,"GÓRNICZE","GP7103",5902956156525,"YUHKGXSFoyn 3,6/6kV","3x50/16",null,"BITNER","KMT",1,"oferta","PLN",0.23,null,null,null,null,null,null,null,"n41s"]
[21743,null,"GÓRNICZE","GP7104",5902956156532,"YUHKGXSFoyn 3,6/6kV","3x70/16",null,"BITNER","KMT",1,"oferta","PLN",0.23,null,null,null,null,null,null,null,"n41s"]
[21744,null,"GÓRNICZE","GP7105",5902956156549,"YUHKGXSFoyn 3,6/6kV","3x95/30",null,"BITNER","KMT",1,"oferta","PLN",0.23,null,null,null,null,null,null,null,"n41s"]
[21745,null,"GÓRNICZE","GP7106",5902956156556,"YUHKGXSFoyn 3,6/6kV","3x120/30",null,"BITNER","KMT",1,"oferta","PLN",0.23,null,null,null,null,null,null,null,"n41s"]
[21746,null,"GÓRNICZE","GP7107",5902956156563,"YUHKGXSFoyn 3,6/6kV","3x150/30",null,"BITNER","KMT",1,"oferta","PLN",0.23,null,null,null,null,null,null,null,"n41s"]
[21747,null,"GÓRNICZE","GP7108",5902956156570,"YUHKGXSFoyn 3,6/6kV","3x185/30",null,"BITNER","KMT",1,"oferta","PLN",0.23,null,null,null,null,null,null,null,"n41s"]
[21748,null,"GÓRNICZE","GP7109",5902956156587,"YUHKGXSFoyn 3,6/6kV","3x240/50",null,"BITNER","KMT",1,"oferta","PLN",0.23,null,null,null,null,null,null,null,"n41s"]
[21749,null,"GÓRNICZE","GP7050",5902956156396,"YUHKGXSFtZnyn 3,6/6kV","3x16/16",null,"BITNER","KMT",1,"oferta","PLN",0.23,null,null,null,null,null,null,null,"n41s"]
[21750,null,"GÓRNICZE","GP7051",5902956156402,"YUHKGXSFtZnyn 3,6/6kV","3x25/16",null,"BITNER","KMT",1,"oferta","PLN",0.23,null,null,null,null,null,null,null,"n41s"]
[21751,null,"GÓRNICZE","GP7052",5902956156419,"YUHKGXSFtZnyn 3,6/6kV","3x35/16",null,"BITNER","KMT",1,"oferta","PLN",0.23,null,null,null,null,null,null,null,"n41s"]
[21752,null,"GÓRNICZE","GP7053",5902956156426,"YUHKGXSFtZnyn 3,6/6kV","3x50/16",null,"BITNER","KMT",1,"oferta","PLN",0.23,null,null,null,null,null,null,null,"n41s"]
[21753,null,"GÓRNICZE","GP7054",5902956156433,"YUHKGXSFtZnyn 3,6/6kV","3x70/16",null,"BITNER","KMT",1,"oferta","PLN",0.23,null,null,null,null,null,null,null,"n41s"]
[21754,null,"GÓRNICZE","GP7055",5902956156440,"YUHKGXSFtZnyn 3,6/6kV","3x95/30",null,"BITNER","KMT",1,"oferta","PLN",0.23,null,null,null,null,null,null,null,"n41s"]
[21755,null,"GÓRNICZE","GP7056",5902956156457,"YUHKGXSFtZnyn 3,6/6kV","3x120/30",null,"BITNER","KMT",1,"oferta","PLN",0.23,null,null,null,null,null,null,null,"n41s"]
[21756,null,"GÓRNICZE","GP7057",5902956156464,"YUHKGXSFtZnyn 3,6/6kV","3x150/30",null,"BITNER","KMT",1,"oferta","PLN",0.23,null,null,null,null,null,null,null,"n41s"]
[21757,null,"GÓRNICZE","GP7058",5902956156471,"YUHKGXSFtZnyn 3,6/6kV","3x185/30",null,"BITNER","KMT",1,"oferta","PLN",0.23,null,null,null,null,null,null,null,"n41s"]
[21758,null,"GÓRNICZE","GP7059",5902956156488,"YUHKGXSFtZnyn 3,6/6kV","3x240/50",null,"BITNER","KMT",1,"oferta","PLN",0.23,null,null,null,null,null,null,null,"n41s"]

{"sheet":"Logistyka","index":3,"n_rows":5,"n_cols":4,"rows_kept":5,"cut":false,"hidden":false,"merged":[[0,0,0,3]]}
["Cennik wysyłek paczkowych i paletowych\nobowiązujący na terenie RP"]
["rodzaj opakowania"," przedział wagowy","stawka netto ","rodzaj spedycji"]
["paczka ","do 30kg",20,"PEKAES/DPD"]
["opakowanie ","od 31 do 100kg",70,"PEKAES"]
["paleta ","od 101 do 1000kg",120,"PEKAES"]

{"sheet":"Konfekcja","index":4,"n_rows":35,"n_cols":13,"rows_kept":35,"cut":false,"hidden":false,"merged":[[0,0,0,12],[1,0,1,12],[2,0,2,12],[33,0,33,12],[34,0,34,12]]}
["OPAKOWANIA STANDARDOWE I USŁUGI CIĘCIA"]
["ZK BITNER dostarczać będzie na zlecenie Odbiorcy wyroby we wskazanych w zamówieniach odcinkach. Odcinki standardowe stanowiące opakowania magazynowe podane są w poniższej tabeli:"]
["Specyfikacja opakowań magazynowych"]
["L.p.","Typ kabla i przewodu",100,200,300,305,400,500,600,700,800,900,1000]
["1.","NKGs, (N)HX(C)H, N2X(C)H, NHXMH","x","x","x"," ","x","x","x","x","x","x","x"]
["2.","HTKSH (ekw, PH)","x","x","x"," ","x","x","x","x","x","x","x"]
["3.","HDGS","x","x","x"," ","x","x","x","x","x","x","x"]
["4.","YAKY, YAKXS","x","x","x"," ","x","x","x","x","x","x","x"]
["5.","ASXSn","x","x","x"," ","x","x","x","x","x","x","x"]
["6.","YKY(FtZny)(ektmy), NYCY","x","x","x"," ","x","x","x","x","x","x","x"]
["7.","OMY, OWY","x"," "," "," ",null," ",null,null,null,null," "]
["8.","Kable w izolacji silikonowej","x","x","x"," ","x","x","x","x","x","x","x"]
["9.","YKSY(FtZny)(ektmy)","x","x","x"," ","x","x","x","x","x","x","x"]
["10.","Kable XzTKMXpw (n) czwórkowe","x","x","x"," ","x","x","x","x","x","x","x"]
["11.","Kable XzTKMXpw (n) parowe","x","x","x"," ","x","x","x","x","x","x","x"]
["12.","Kable YnTKSY","x","x","x"," ","x","x","x","x","x","x","x"]
["13.","Kable typu YTKSY (ekw, ekp)                      ","x","x","x"," ","x","x","x","x","x","x","x"]
["14.","Kable komputerowe UTP, FTP","x","x",null,"x","x","x","x","x","x","x","x"]
["15.","Kable komputerowe UTPw, FTPw","x","x",null,"x","x","x","x","x","x","x","x"]
["16.","Kable koncentryczne","x","x","x"," ","x","x","x","x","x","x","x"]
["17.","Przewody PGYp (OFC)","x","x","x"," ","x","x","x","x","x","x","x"]
["18.","YTDY 2x0,5"," ","x"," "," ",null," ",null,null,null,null," "]
["19.","YTDY 4x0,5, 6x0,5, 8x0,5","x","x","x"," ",null,"x"]
["20.","YTDY reszta ","x"]
["21.","BUS","x","x","x"," ","x","x","x","x","x","x","x"]
["22.","RE, RD","x","x","x"," ","x","x","x","x","x","x","x"]
["23.","Kable sterownicze typu LIYCY, LIYY","x","x","x"," ","x","x","x","x","x","x","x"]
["24.","przewody dźwigowe  H05VVH6-F","x","x","x"," ","x","x","x","x","x","x","x"]
["25.","YKSLY","x","x","x"," ","x","x","x","x","x","x","x"]
["26.","2YSLCY ","x","x","x"," ","x","x","x","x","x","x","x"]
["27.","BIT","x","x","x"," ","x","x","x","x","x","x","x"]
["28.","BQF","x","x","x"," ","x","x","x","x","x","x","x"]
["29.","Kable Al. , Cu S.N.","x","x","x",null,"x","x","x","x","x","x","x"]
["(waga krążka 25kg-70kg to już szpula, pow. 70kg to bęben) - jeżeli promień gięcia na to pozwala"]
["Opłata z tytułu docięcia kabla lub przewodu na żądaną długość (inną aniżeli standardowa konfekcja) wynosi 200zł, chyba że umowa handlowa stanowi inaczej. "]

{"sheet":"Opakowania","index":5,"n_rows":92,"n_cols":8,"rows_kept":92,"cut":false,"hidden":false,"merged":[[90,1,90,7],[91,1,91,7],[85,1,85,7],[86,1,86,7],[87,1,87,7],[88,1,88,7],[89,1,89,7],[64,0,67,0],[68,0,71,0],[72,0,75,0],[76,0,79,0],[83,2,83,7],[43,0,47,0],[48,0,51,0],[52,0,55,0],[56,0,59,0],[60,0,63,0],[18,0,22,0],[23,0,27,0],[28,0,33,0],[34,0,38,0],[39,0,42,0],[1,0,1,12],[0,0,0,12],[4,0,7,0],[8,0,12,0],[13,0,17,0]]}
["Opakowania"]
["ZK BITNER, wraz z wyrobami, sprzedaje opakowania wielokrotnego użytku (bębny, palety) w cenie określonej w cenniku ZK BITNER - w zakładce \"Opakowania\". W okresie  do 180 dni od daty wystawienia faktury na opakowanie wielokrotnego użytku, klient ma prawo je odsprzedać, a ZK BITNER ma obowiązek odkupić opakowanie w cenie jego pierwotnej sprzedaży. \nWarunkiem odkupienia opakowania przez ZK BITNER, jest:\n- jego dobry stan techniczny, który oceniany jest przez kierownika magazynu ZK BITNER w chwili zwrotu opakowania do magazynów ZK BITNER; \n- dostarczenie do ZK BITNER dokumentu (WZ) z numerami opakowań wielokrotnego użytku powiązanymi z numerem faktury sprzedaży wyrobu.\nOdbiorca po uzyskaniu potwierdzenia odbioru opakowania wielokrotnego użytku przez magazyn ZK BITNER, niezwłocznie (zgodnie z ustawą o podatku od towarów i usług) wystawi fakturę sprzedaży uwzględniając uwagi kierownika magazynu ZK BITNER i inne ustalenia dokonane z Odbiorcą przez dział logistyki ZK BITNER.\nKoszty związane ze zwrotem opakowania do ZK BITNER ponosi klient. Po upływie 180 dni od daty zakupu opakowania, ZK BITNER nie ma obowiązku odkupienia go od klienta.\nAdres magazynu: Zakłady Kablowe BITNER 32-353 Trzyciąż 165 k/Krakowa.\n"]
[""]
["Typ","Nazwa","Średnica\ntarcz głównych\n(mm) ","Średnica\nrdzenia\n(mm)","Szerokość\nrobocza\n(mm)","Szerokość\ncałkowita\n(mm)","Waga\nbębna\n(kg)","Cena\nfabryczna\nnetto"]
["6/CB","6, 6E",600,300,400,510,20,60]
[null,"6F",600,300,400,510,20,60]
[null,"6IF",600,300,400,510,20,70]
[null,"6F odeskowany",600,300,400,510,29,140]
["7/CB","7, 7E, ",700,350,400,510,26,70]
[null,"7A, 7AE",700,350,560,650,30,70]
[null,"7F",700,350,400,510,26,70]
[null," 7IF",700,350,400,510,26,80]
[null,"7F odeskowany",700,350,400,510,37,160]
["8/CB","8, 8E, ",800,400,400,510,33,100]
[null,"8A, 8AE",800,400,560,670,36,100]
[null,"8F",800,400,400,510,33,100]
[null,"8IF",800,400,400,510,33,110]
[null,"8F odeskowany",800,400,400,510,44,230]
["9/CB","9, 9E,",900,450,560,690,50,125]
[null,"9A, 9AE",900,450,650,750,55,125]
[null,"9F",900,450,560,690,50,125]
[null,"9IF",900,450,560,690,50,135]
[null,"9F odeskowany",900,450,560,690,75,280]
["10/CB","10, 10E, ",1000,500,560,700,70,183]
[null,"10A, 10AE",1000,500,650,790,73,183]
[null,"10F",1000,500,560,700,70,183]
[null,"10IF",1000,500,560,700,70,200]
[null,"10F odeskowany",1000,500,560,700,92,340]
["12/CB","12, 12E, ",1200,600,710,845,104,260]
[null,"12A, 12AE",1200,600,710,890,110,260]
[null,"12B",1200,800,710,845,120,270]
[null,"12F",1200,600,710,845,104,280]
[null,"12IF",1200,600,710,845,104,290]
[null,"12F odeskowany",1200,600,710,845,140,400]
["14/CB","14, 14E,",1400,700,710,865,153,350]
[null,"14B",1400,1000,710,865,180,350]
[null,"14F",1400,700,710,865,153,360]
[null," 14IF",1400,700,710,865,153,390]
[null,"14F odeskowany",1400,700,710,865,200,500]
["15/CB","15, 15E",1500,800,710,870,180,400]
[null,"15F",1500,800,710,870,180,400]
[null," 15IF",1500,800,710,870,180,440]
[null,"15F odeskowany",1500,800,710,870,220,550]
["16/CB","16, 16E",1600,800,900,1055,230,530]
[null,"16B",1600,1200,900,1055,255,530]
[null,"16F",1600,800,900,1055,230,550]
[null,"16IF",1600,800,900,1055,230,580]
[null,"16F odeskowany",1600,800,900,1055,285,650]
["18/CB","18, 18E",1800,1000,900,1070,315,820]
[null,"18F",1800,1000,900,1070,315,850]
[null,"18IF",1800,1000,900,1070,315,900]
[null,"18F odeskowany",1800,1000,900,1070,390,950]
["20/CB","20, 20E",2000,1200,900,1090,445,1200]
[null,"20F",2000,1200,900,1090,445,1250]
[null,"20IF",2000,1200,900,1090,445,1300]
[null,"20F odeskowany",2000,1200,900,1090,530,1350]
["21/CB","21, 21E",2100,1100,1300,1540,557,1500]
[null,"21F",2100,1100,1300,1540,557,1650]
[null,"21IF",2100,1100,1300,1540,557,1800]
[null,"21F odeskowany",2100,1100,1300,1540,680,2050]
["22/CB","22, 22E",2200,1200,1100,1335,620,1560]
[null,"22F",2200,1200,1100,1335,620,1700]
[null,"22IF",2200,1200,1100,1335,620,1800]
[null,"22F odeskowany",2200,1200,1100,1335,720,1900]
["24/CB","24, 24E",2400,1400,1210,1440,760,1900]
[null,"24F",2400,1400,1210,1440,760,2000]
[null,"24IF",2400,1400,1210,1440,760,2100]
[null,"24F odeskowany",2400,1400,1210,1440,900,2200]
["25/CB","25, 25E",2500,1600,1250,1505,950,2500]
[null,"25F",2500,1600,1250,1505,950,2600]
[null,"25IF",2500,1600,1250,1505,950,2700]
[null,"25F odeskowany",2500,1600,1250,1505,1100,2900]
["26/CB","26, 26E",2600,1600,1300,1550,1015,2600]
[null,"26F",2600,1600,1300,1550,1015,2900]
[null,"26IF",2600,1600,1300,1550,1015,3200]
[null,"26F odeskowany",2600,1600,1300,1550,1140,3400]
["28/CB","28, 28E",2800,1800,1400,1675,1342,2900]
[null,"28F",2800,1800,1400,1675,1342,3600]
[null,"28IF",2800,1800,1400,1675,1342,4000]
[null,"28F odeskowany",2800,1800,1400,1675,1500,4200]
["Typ","Nazwa","Długość\n(mm) ",null,"Szerokość\n(mm)",null,"Waga\npalety\n(kg)","Cena\nfabryczna\nnetto"]
[null,"Paleta EURO",1200,null,800,null,null,35]
[null,"Paleta",1200,null,800,null,null,25]
[null,"Inne opakowania","wg. indywidualnych ustaleń"]
[]
[null,"Legenda do oznaczeń opakowań"]
[null,"\"Bez litery\" - bęben standardowy"]
[null,"A - bęben szeroki"]
[null,"B - bęben niestandardowy, poszerzona średnica rdzenia "]
[null,"E - bęben eksportowy "]
[null,"F - bęben IPPC (fitosanitarny,fumigowany)"]
[null,"I -  bęben impregnowany"]

{"sheet":"Zamówienie","index":6,"n_rows":432,"n_cols":16,"rows_kept":432,"cut":false,"hidden":false,"merged":[[0,10,0,12],[12,3,13,3],[12,5,13,5],[12,4,13,4],[12,6,13,6],[12,8,13,8],[3,5,3,6],[5,3,5,6],[8,3,8,6],[3,1,3,2],[6,3,6,6],[7,3,7,6],[12,14,13,14],[12,11,13,11],[12,13,13,13],[12,1,13,1],[12,2,13,2],[12,7,13,7],[12,10,13,10],[12,9,13,9],[12,12,13,12],[5,0,5,2],[6,0,6,2],[7,0,7,2],[8,0,8,2]]}
[null,null,null,null,null,null,null,null,null,null,"WAŻNE"]
[null,null,null,null,null,null,null,null,null,null,"1.",null,"Wypełnij dane (niebieskie pola)"]
[null,null,null,null,null,null,null,null,null,null,"2.",null,"Wpisz nr katalogowe kabli "]
[null,null,null,null,null,null,null,null,null,null,"3.",null,"Uzupełnij puste pola (ilości, rabaty)"]
[null,null,null,null,null,null,null,null,null,null,"4.",null,"Wciśnij przycisk wyślij plik (od wersji excel 2010 działa poprawnie)"]
["Data: ",null,null,null,null,null,null,null,null,null,"5.",null,"Po pojawieniu się komunikatu \"Czy zamienić istniejacy plik\" wciśnij tak"]
["Firma: "]
["Imie Nazwisko "]
["Inwestycja/ magazyn:"]
[]
[]
[null,null,null,null,null,null,null,null,null,"Wartosc oferty",{"$f":"SUM(K15:K432)","v":0}]
[null,"Lp","Nr katalogowy","                                                       Opis                                                          ","Przekrój/ilość żył","Ilość  (km)","Cena jedn.       zł netto","Wartość                     zł netto","Rabat            ( % )","Cena po rab.           zł netto","Wartość po rab.              zł netto","Scieżka do karty katalogowej produktu","Scieżka do karty katalogowej produktu","Scieżka do karty bezpieczeństwa produktu","Scieżka do karty bezpieczeństwa produktu"]
[]
[null,{"$f":"IF(C15<>\"\",B14+1,\"\")","v":""},null,{"$f":"IF(C15=\"\",\"\",VLOOKUP(C15,'Cennik Płaski'!$D$2:$AD$20278,3,0))","v":""},{"$f":"IF(C15=\"\",\"\",VLOOKUP(C15,'Cennik Płaski'!$D$2:$AD$20278,4,0))","v":""},null,{"$f":"IF(C15=\"\",\"\",VLOOKUP(C15,'Cennik Płaski'!$D$2:$AD$20278,9,0))","v":""},{"$f":"IF(C15=\"\",\"\",F15*G15)","v":""},null,{"$f":"IF(B15=\"\",\"\",IF(I15>0,G15*(1-I15),G15))","v":""},{"$f":"IF(C15=\"\",\"\",IF(I15>0,H15*(1-I15),H15))","v":""},{"$f":"IF(C15=\"\",\"\",VLOOKUP(C15,'[3]CENNIK PŁASKI'!$C$2:$AH$27586,24,0))","v":""},{"$f":"HYPERLINK(L15,L15)","v":""},{"$f":"IF(C15=\"\",\"\",VLOOKUP(C15,'[3]CENNIK PŁASKI'!$C$2:$AH$27586,25,0))","v":""},{"$f":"HYPERLINK(N15,N15)","v":""},{"$f":"IF(C15<>\"\",IF(ISNUMBER(F15),\"\",\"Proszę wpisać ilość\"),\"\")","v":""}]
[null,{"$f":"IF(C16<>\"\",B15+1,\"\")","v":""},null,{"$f":"IF(C16=\"\",\"\",VLOOKUP(C16,'Cennik Płaski'!$D$2:$AD$20278,3,0))","v":""},{"$f":"IF(C16=\"\",\"\",VLOOKUP(C16,'Cennik Płaski'!$D$2:$AD$20278,4,0))","v":""},null,{"$f":"IF(C16=\"\",\"\",VLOOKUP(C16,'Cennik Płaski'!$D$2:$AD$20278,9,0))","v":""},{"$f":"IF(C16=\"\",\"\",F16*G16)","v":""},null,{"$f":"IF(B16=\"\",\"\",IF(I16>0,G16*(1-I16),G16))","v":""},{"$f":"IF(C16=\"\",\"\",IF(I16>0,H16*(1-I16),H16))","v":""},{"$f":"IF(C16=\"\",\"\",VLOOKUP(C16,'[3]CENNIK PŁASKI'!$C$2:$AH$27586,24,0))","v":""},{"$f":"HYPERLINK(L16,L16)","v":""},{"$f":"IF(C16=\"\",\"\",VLOOKUP(C16,'[3]CENNIK PŁASKI'!$C$2:$AH$27586,25,0))","v":""},{"$f":"HYPERLINK(N16,N16)","v":""},""]
[null,"",null,{"$f":"IF(C17=\"\",\"\",VLOOKUP(C17,'Cennik Płaski'!$D$2:$AD$20278,3,0))","v":""},{"$f":"IF(C17=\"\",\"\",VLOOKUP(C17,'Cennik Płaski'!$D$2:$AD$20278,4,0))","v":""},null,{"$f":"IF(C17=\"\",\"\",VLOOKUP(C17,'Cennik Płaski'!$D$2:$AD$20278,9,0))","v":""},"",null,"","",{"$f":"IF(C17=\"\",\"\",VLOOKUP(C17,'[3]CENNIK PŁASKI'!$C$2:$AH$27586,24,0))","v":""},"",{"$f":"IF(C17=\"\",\"\",VLOOKUP(C17,'[3]CENNIK PŁASKI'!$C$2:$AH$27586,25,0))","v":""},"",""]
[null,"",null,{"$f":"IF(C18=\"\",\"\",VLOOKUP(C18,'Cennik Płaski'!$D$2:$AD$20278,3,0))","v":""},{"$f":"IF(C18=\"\",\"\",VLOOKUP(C18,'Cennik Płaski'!$D$2:$AD$20278,4,0))","v":""},null,{"$f":"IF(C18=\"\",\"\",VLOOKUP(C18,'Cennik Płaski'!$D$2:$AD$20278,9,0))","v":""},"",null,"","",{"$f":"IF(C18=\"\",\"\",VLOOKUP(C18,'[3]CENNIK PŁASKI'!$C$2:$AH$27586,24,0))","v":""},"",{"$f":"IF(C18=\"\",\"\",VLOOKUP(C18,'[3]CENNIK PŁASKI'!$C$2:$AH$27586,25,0))","v":""},"",""]
[null,"",null,{"$f":"IF(C19=\"\",\"\",VLOOKUP(C19,'Cennik Płaski'!$D$2:$AD$20278,3,0))","v":""},{"$f":"IF(C19=\"\",\"\",VLOOKUP(C19,'Cennik Płaski'!$D$2:$AD$20278,4,0))","v":""},null,{"$f":"IF(C19=\"\",\"\",VLOOKUP(C19,'Cennik Płaski'!$D$2:$AD$20278,9,0))","v":""},"",null,"","",{"$f":"IF(C19=\"\",\"\",VLOOKUP(C19,'[3]CENNIK PŁASKI'!$C$2:$AH$27586,24,0))","v":""},"",{"$f":"IF(C19=\"\",\"\",VLOOKUP(C19,'[3]CENNIK PŁASKI'!$C$2:$AH$27586,25,0))","v":""},"",""]
[null,"",null,{"$f":"IF(C20=\"\",\"\",VLOOKUP(C20,'Cennik Płaski'!$D$2:$AD$20278,3,0))","v":""},{"$f":"IF(C20=\"\",\"\",VLOOKUP(C20,'Cennik Płaski'!$D$2:$AD$20278,4,0))","v":""},null,{"$f":"IF(C20=\"\",\"\",VLOOKUP(C20,'Cennik Płaski'!$D$2:$AD$20278,9,0))","v":""},"",null,"","",{"$f":"IF(C20=\"\",\"\",VLOOKUP(C20,'[3]CENNIK PŁASKI'!$C$2:$AH$27586,24,0))","v":""},"",{"$f":"IF(C20=\"\",\"\",VLOOKUP(C20,'[3]CENNIK PŁASKI'!$C$2:$AH$27586,25,0))","v":""},"",""]
[null,"",null,{"$f":"IF(C21=\"\",\"\",VLOOKUP(C21,'Cennik Płaski'!$D$2:$AD$20278,3,0))","v":""},{"$f":"IF(C21=\"\",\"\",VLOOKUP(C21,'Cennik Płaski'!$D$2:$AD$20278,4,0))","v":""},null,{"$f":"IF(C21=\"\",\"\",VLOOKUP(C21,'Cennik Płaski'!$D$2:$AD$20278,9,0))","v":""},"",null,"","",{"$f":"IF(C21=\"\",\"\",VLOOKUP(C21,'[3]CENNIK PŁASKI'!$C$2:$AH$27586,24,0))","v":""},"",{"$f":"IF(C21=\"\",\"\",VLOOKUP(C21,'[3]CENNIK PŁASKI'!$C$2:$AH$27586,25,0))","v":""},"",""]
[null,"",null,{"$f":"IF(C22=\"\",\"\",VLOOKUP(C22,'Cennik Płaski'!$D$2:$AD$20278,3,0))","v":""},{"$f":"IF(C22=\"\",\"\",VLOOKUP(C22,'Cennik Płaski'!$D$2:$AD$20278,4,0))","v":""},null,{"$f":"IF(C22=\"\",\"\",VLOOKUP(C22,'Cennik Płaski'!$D$2:$AD$20278,9,0))","v":""},"",null,"","",{"$f":"IF(C22=\"\",\"\",VLOOKUP(C22,'[3]CENNIK PŁASKI'!$C$2:$AH$27586,24,0))","v":""},"",{"$f":"IF(C22=\"\",\"\",VLOOKUP(C22,'[3]CENNIK PŁASKI'!$C$2:$AH$27586,25,0))","v":""},"",""]
[null,"",null,{"$f":"IF(C23=\"\",\"\",VLOOKUP(C23,'Cennik Płaski'!$D$2:$AD$20278,3,0))","v":""},{"$f":"IF(C23=\"\",\"\",VLOOKUP(C23,'Cennik Płaski'!$D$2:$AD$20278,4,0))","v":""},null,{"$f":"IF(C23=\"\",\"\",VLOOKUP(C23,'Cennik Płaski'!$D$2:$AD$20278,9,0))","v":""},"",null,"","",{"$f":"IF(C23=\"\",\"\",VLOOKUP(C23,'[3]CENNIK PŁASKI'!$C$2:$AH$27586,24,0))","v":""},"",{"$f":"IF(C23=\"\",\"\",VLOOKUP(C23,'[3]CENNIK PŁASKI'!$C$2:$AH$27586,25,0))","v":""},"",""]
[null,"",null,{"$f":"IF(C24=\"\",\"\",VLOOKUP(C24,'Cennik Płaski'!$D$2:$AD$20278,3,0))","v":""},{"$f":"IF(C24=\"\",\"\",VLOOKUP(C24,'Cennik Płaski'!$D$2:$AD$20278,4,0))","v":""},null,{"$f":"IF(C24=\"\",\"\",VLOOKUP(C24,'Cennik Płaski'!$D$2:$AD$20278,9,0))","v":""},"",null,"","",{"$f":"IF(C24=\"\",\"\",VLOOKUP(C24,'[3]CENNIK PŁASKI'!$C$2:$AH$27586,24,0))","v":""},"",{"$f":"IF(C24=\"\",\"\",VLOOKUP(C24,'[3]CENNIK PŁASKI'!$C$2:$AH$27586,25,0))","v":""},"",""]
[null,"",null,{"$f":"IF(C25=\"\",\"\",VLOOKUP(C25,'Cennik Płaski'!$D$2:$AD$20278,3,0))","v":""},{"$f":"IF(C25=\"\",\"\",VLOOKUP(C25,'Cennik Płaski'!$D$2:$AD$20278,4,0))","v":""},null,{"$f":"IF(C25=\"\",\"\",VLOOKUP(C25,'Cennik Płaski'!$D$2:$AD$20278,9,0))","v":""},"",null,"","",{"$f":"IF(C25=\"\",\"\",VLOOKUP(C25,'[3]CENNIK PŁASKI'!$C$2:$AH$27586,24,0))","v":""},"",{"$f":"IF(C25=\"\",\"\",VLOOKUP(C25,'[3]CENNIK PŁASKI'!$C$2:$AH$27586,25,0))","v":""},"",""]
[null,"",null,{"$f":"IF(C26=\"\",\"\",VLOOKUP(C26,'Cennik Płaski'!$D$2:$AD$20278,3,0))","v":""},{"$f":"IF(C26=\"\",\"\",VLOOKUP(C26,'Cennik Płaski'!$D$2:$AD$20278,4,0))","v":""},null,{"$f":"IF(C26=\"\",\"\",VLOOKUP(C26,'Cennik Płaski'!$D$2:$AD$20278,9,0))","v":""},"",null,"","",{"$f":"IF(C26=\"\",\"\",VLOOKUP(C26,'[3]CENNIK PŁASKI'!$C$2:$AH$27586,24,0))","v":""},"",{"$f":"IF(C26=\"\",\"\",VLOOKUP(C26,'[3]CENNIK PŁASKI'!$C$2:$AH$27586,25,0))","v":""},"",""]
[null,"",null,{"$f":"IF(C27=\"\",\"\",VLOOKUP(C27,'Cennik Płaski'!$D$2:$AD$20278,3,0))","v":""},{"$f":"IF(C27=\"\",\"\",VLOOKUP(C27,'Cennik Płaski'!$D$2:$AD$20278,4,0))","v":""},null,{"$f":"IF(C27=\"\",\"\",VLOOKUP(C27,'Cennik Płaski'!$D$2:$AD$20278,9,0))","v":""},"",null,"","",{"$f":"IF(C27=\"\",\"\",VLOOKUP(C27,'[3]CENNIK PŁASKI'!$C$2:$AH$27586,24,0))","v":""},"",{"$f":"IF(C27=\"\",\"\",VLOOKUP(C27,'[3]CENNIK PŁASKI'!$C$2:$AH$27586,25,0))","v":""},"",""]
[null,"",null,{"$f":"IF(C28=\"\",\"\",VLOOKUP(C28,'Cennik Płaski'!$D$2:$AD$20278,3,0))","v":""},{"$f":"IF(C28=\"\",\"\",VLOOKUP(C28,'Cennik Płaski'!$D$2:$AD$20278,4,0))","v":""},null,{"$f":"IF(C28=\"\",\"\",VLOOKUP(C28,'Cennik Płaski'!$D$2:$AD$20278,9,0))","v":""},"",null,"","",{"$f":"IF(C28=\"\",\"\",VLOOKUP(C28,'[3]CENNIK PŁASKI'!$C$2:$AH$27586,24,0))","v":""},"",{"$f":"IF(C28=\"\",\"\",VLOOKUP(C28,'[3]CENNIK PŁASKI'!$C$2:$AH$27586,25,0))","v":""},"",""]
[null,"",null,{"$f":"IF(C29=\"\",\"\",VLOOKUP(C29,'Cennik Płaski'!$D$2:$AD$20278,3,0))","v":""},{"$f":"IF(C29=\"\",\"\",VLOOKUP(C29,'Cennik Płaski'!$D$2:$AD$20278,4,0))","v":""},null,{"$f":"IF(C29=\"\",\"\",VLOOKUP(C29,'Cennik Płaski'!$D$2:$AD$20278,9,0))","v":""},"",null,"","",{"$f":"IF(C29=\"\",\"\",VLOOKUP(C29,'[3]CENNIK PŁASKI'!$C$2:$AH$27586,24,0))","v":""},"",{"$f":"IF(C29=\"\",\"\",VLOOKUP(C29,'[3]CENNIK PŁASKI'!$C$2:$AH$27586,25,0))","v":""},"",""]
[null,"",null,{"$f":"IF(C30=\"\",\"\",VLOOKUP(C30,'Cennik Płaski'!$D$2:$AD$20278,3,0))","v":""},{"$f":"IF(C30=\"\",\"\",VLOOKUP(C30,'Cennik Płaski'!$D$2:$AD$20278,4,0))","v":""},null,{"$f":"IF(C30=\"\",\"\",VLOOKUP(C30,'Cennik Płaski'!$D$2:$AD$20278,9,0))","v":""},"",null,"","",{"$f":"IF(C30=\"\",\"\",VLOOKUP(C30,'[3]CENNIK PŁASKI'!$C$2:$AH$27586,24,0))","v":""},"",{"$f":"IF(C30=\"\",\"\",VLOOKUP(C30,'[3]CENNIK PŁASKI'!$C$2:$AH$27586,25,0))","v":""},"",""]
[null,"",null,{"$f":"IF(C31=\"\",\"\",VLOOKUP(C31,'Cennik Płaski'!$D$2:$AD$20278,3,0))","v":""},{"$f":"IF(C31=\"\",\"\",VLOOKUP(C31,'Cennik Płaski'!$D$2:$AD$20278,4,0))","v":""},null,{"$f":"IF(C31=\"\",\"\",VLOOKUP(C31,'Cennik Płaski'!$D$2:$AD$20278,9,0))","v":""},"",null,"","",{"$f":"IF(C31=\"\",\"\",VLOOKUP(C31,'[3]CENNIK PŁASKI'!$C$2:$AH$27586,24,0))","v":""},"",{"$f":"IF(C31=\"\",\"\",VLOOKUP(C31,'[3]CENNIK PŁASKI'!$C$2:$AH$27586,25,0))","v":""},"",""]
[null,"",null,{"$f":"IF(C32=\"\",\"\",VLOOKUP(C32,'Cennik Płaski'!$D$2:$AD$20278,3,0))","v":""},{"$f":"IF(C32=\"\",\"\",VLOOKUP(C32,'Cennik Płaski'!$D$2:$AD$20278,4,0))","v":""},null,{"$f":"IF(C32=\"\",\"\",VLOOKUP(C32,'Cennik Płaski'!$D$2:$AD$20278,9,0))","v":""},"",null,"","",{"$f":"IF(C32=\"\",\"\",VLOOKUP(C32,'[3]CENNIK PŁASKI'!$C$2:$AH$27586,24,0))","v":""},"",{"$f":"IF(C32=\"\",\"\",VLOOKUP(C32,'[3]CENNIK PŁASKI'!$C$2:$AH$27586,25,0))","v":""},"",""]
[null,"",null,{"$f":"IF(C33=\"\",\"\",VLOOKUP(C33,'Cennik Płaski'!$D$2:$AD$20278,3,0))","v":""},{"$f":"IF(C33=\"\",\"\",VLOOKUP(C33,'Cennik Płaski'!$D$2:$AD$20278,4,0))","v":""},null,{"$f":"IF(C33=\"\",\"\",VLOOKUP(C33,'Cennik Płaski'!$D$2:$AD$20278,9,0))","v":""},"",null,"","",{"$f":"IF(C33=\"\",\"\",VLOOKUP(C33,'[3]CENNIK PŁASKI'!$C$2:$AH$27586,24,0))","v":""},"",{"$f":"IF(C33=\"\",\"\",VLOOKUP(C33,'[3]CENNIK PŁASKI'!$C$2:$AH$27586,25,0))","v":""},"",""]
[null,"",null,{"$f":"IF(C34=\"\",\"\",VLOOKUP(C34,'Cennik Płaski'!$D$2:$AD$20278,3,0))","v":""},{"$f":"IF(C34=\"\",\"\",VLOOKUP(C34,'Cennik Płaski'!$D$2:$AD$20278,4,0))","v":""},null,{"$f":"IF(C34=\"\",\"\",VLOOKUP(C34,'Cennik Płaski'!$D$2:$AD$20278,9,0))","v":""},"",null,"","",{"$f":"IF(C34=\"\",\"\",VLOOKUP(C34,'[3]CENNIK PŁASKI'!$C$2:$AH$27586,24,0))","v":""},"",{"$f":"IF(C34=\"\",\"\",VLOOKUP(C34,'[3]CENNIK PŁASKI'!$C$2:$AH$27586,25,0))","v":""},"",""]
[null,"",null,{"$f":"IF(C35=\"\",\"\",VLOOKUP(C35,'Cennik Płaski'!$D$2:$AD$20278,3,0))","v":""},{"$f":"IF(C35=\"\",\"\",VLOOKUP(C35,'Cennik Płaski'!$D$2:$AD$20278,4,0))","v":""},null,{"$f":"IF(C35=\"\",\"\",VLOOKUP(C35,'Cennik Płaski'!$D$2:$AD$20278,9,0))","v":""},"",null,"","",{"$f":"IF(C35=\"\",\"\",VLOOKUP(C35,'[3]CENNIK PŁASKI'!$C$2:$AH$27586,24,0))","v":""},"",{"$f":"IF(C35=\"\",\"\",VLOOKUP(C35,'[3]CENNIK PŁASKI'!$C$2:$AH$27586,25,0))","v":""},"",""]
[null,"",null,{"$f":"IF(C36=\"\",\"\",VLOOKUP(C36,'Cennik Płaski'!$D$2:$AD$20278,3,0))","v":""},{"$f":"IF(C36=\"\",\"\",VLOOKUP(C36,'Cennik Płaski'!$D$2:$AD$20278,4,0))","v":""},null,{"$f":"IF(C36=\"\",\"\",VLOOKUP(C36,'Cennik Płaski'!$D$2:$AD$20278,9,0))","v":""},"",null,"","",{"$f":"IF(C36=\"\",\"\",VLOOKUP(C36,'[3]CENNIK PŁASKI'!$C$2:$AH$27586,24,0))","v":""},"",{"$f":"IF(C36=\"\",\"\",VLOOKUP(C36,'[3]CENNIK PŁASKI'!$C$2:$AH$27586,25,0))","v":""},"",""]
[null,"",null,{"$f":"IF(C37=\"\",\"\",VLOOKUP(C37,'Cennik Płaski'!$D$2:$AD$20278,3,0))","v":""},{"$f":"IF(C37=\"\",\"\",VLOOKUP(C37,'Cennik Płaski'!$D$2:$AD$20278,4,0))","v":""},null,{"$f":"IF(C37=\"\",\"\",VLOOKUP(C37,'Cennik Płaski'!$D$2:$AD$20278,9,0))","v":""},"",null,"","",{"$f":"IF(C37=\"\",\"\",VLOOKUP(C37,'[3]CENNIK PŁASKI'!$C$2:$AH$27586,24,0))","v":""},"",{"$f":"IF(C37=\"\",\"\",VLOOKUP(C37,'[3]CENNIK PŁASKI'!$C$2:$AH$27586,25,0))","v":""},"",""]
[null,"",null,{"$f":"IF(C38=\"\",\"\",VLOOKUP(C38,'Cennik Płaski'!$D$2:$AD$20278,3,0))","v":""},{"$f":"IF(C38=\"\",\"\",VLOOKUP(C38,'Cennik Płaski'!$D$2:$AD$20278,4,0))","v":""},null,{"$f":"IF(C38=\"\",\"\",VLOOKUP(C38,'Cennik Płaski'!$D$2:$AD$20278,9,0))","v":""},"",null,"","",{"$f":"IF(C38=\"\",\"\",VLOOKUP(C38,'[3]CENNIK PŁASKI'!$C$2:$AH$27586,24,0))","v":""},"",{"$f":"IF(C38=\"\",\"\",VLOOKUP(C38,'[3]CENNIK PŁASKI'!$C$2:$AH$27586,25,0))","v":""},"",""]
[null,"",null,{"$f":"IF(C39=\"\",\"\",VLOOKUP(C39,'Cennik Płaski'!$D$2:$AD$20278,3,0))","v":""},{"$f":"IF(C39=\"\",\"\",VLOOKUP(C39,'Cennik Płaski'!$D$2:$AD$20278,4,0))","v":""},null,{"$f":"IF(C39=\"\",\"\",VLOOKUP(C39,'Cennik Płaski'!$D$2:$AD$20278,9,0))","v":""},"",null,"","",{"$f":"IF(C39=\"\",\"\",VLOOKUP(C39,'[3]CENNIK PŁASKI'!$C$2:$AH$27586,24,0))","v":""},"",{"$f":"IF(C39=\"\",\"\",VLOOKUP(C39,'[3]CENNIK PŁASKI'!$C$2:$AH$27586,25,0))","v":""},"",""]
[null,"",null,{"$f":"IF(C40=\"\",\"\",VLOOKUP(C40,'Cennik Płaski'!$D$2:$AD$20278,3,0))","v":""},{"$f":"IF(C40=\"\",\"\",VLOOKUP(C40,'Cennik Płaski'!$D$2:$AD$20278,4,0))","v":""},null,{"$f":"IF(C40=\"\",\"\",VLOOKUP(C40,'Cennik Płaski'!$D$2:$AD$20278,9,0))","v":""},"",null,"","",{"$f":"IF(C40=\"\",\"\",VLOOKUP(C40,'[3]CENNIK PŁASKI'!$C$2:$AH$27586,24,0))","v":""},"",{"$f":"IF(C40=\"\",\"\",VLOOKUP(C40,'[3]CENNIK PŁASKI'!$C$2:$AH$27586,25,0))","v":""},"",""]
[null,"",null,{"$f":"IF(C41=\"\",\"\",VLOOKUP(C41,'Cennik Płaski'!$D$2:$AD$20278,3,0))","v":""},{"$f":"IF(C41=\"\",\"\",VLOOKUP(C41,'Cennik Płaski'!$D$2:$AD$20278,4,0))","v":""},null,{"$f":"IF(C41=\"\",\"\",VLOOKUP(C41,'Cennik Płaski'!$D$2:$AD$20278,9,0))","v":""},"",null,"","",{"$f":"IF(C41=\"\",\"\",VLOOKUP(C41,'[3]CENNIK PŁASKI'!$C$2:$AH$27586,24,0))","v":""},"",{"$f":"IF(C41=\"\",\"\",VLOOKUP(C41,'[3]CENNIK PŁASKI'!$C$2:$AH$27586,25,0))","v":""},"",""]
[null,"",null,{"$f":"IF(C42=\"\",\"\",VLOOKUP(C42,'Cennik Płaski'!$D$2:$AD$20278,3,0))","v":""},{"$f":"IF(C42=\"\",\"\",VLOOKUP(C42,'Cennik Płaski'!$D$2:$AD$20278,4,0))","v":""},null,{"$f":"IF(C42=\"\",\"\",VLOOKUP(C42,'Cennik Płaski'!$D$2:$AD$20278,9,0))","v":""},"",null,"","",{"$f":"IF(C42=\"\",\"\",VLOOKUP(C42,'[3]CENNIK PŁASKI'!$C$2:$AH$27586,24,0))","v":""},"",{"$f":"IF(C42=\"\",\"\",VLOOKUP(C42,'[3]CENNIK PŁASKI'!$C$2:$AH$27586,25,0))","v":""},"",""]
[null,"",null,{"$f":"IF(C43=\"\",\"\",VLOOKUP(C43,'Cennik Płaski'!$D$2:$AD$20278,3,0))","v":""},{"$f":"IF(C43=\"\",\"\",VLOOKUP(C43,'Cennik Płaski'!$D$2:$AD$20278,4,0))","v":""},null,{"$f":"IF(C43=\"\",\"\",VLOOKUP(C43,'Cennik Płaski'!$D$2:$AD$20278,9,0))","v":""},"",null,"","",{"$f":"IF(C43=\"\",\"\",VLOOKUP(C43,'[3]CENNIK PŁASKI'!$C$2:$AH$27586,24,0))","v":""},"",{"$f":"IF(C43=\"\",\"\",VLOOKUP(C43,'[3]CENNIK PŁASKI'!$C$2:$AH$27586,25,0))","v":""},"",""]
[null,"",null,{"$f":"IF(C44=\"\",\"\",VLOOKUP(C44,'Cennik Płaski'!$D$2:$AD$20278,3,0))","v":""},{"$f":"IF(C44=\"\",\"\",VLOOKUP(C44,'Cennik Płaski'!$D$2:$AD$20278,4,0))","v":""},null,{"$f":"IF(C44=\"\",\"\",VLOOKUP(C44,'Cennik Płaski'!$D$2:$AD$20278,9,0))","v":""},"",null,"","",{"$f":"IF(C44=\"\",\"\",VLOOKUP(C44,'[3]CENNIK PŁASKI'!$C$2:$AH$27586,24,0))","v":""},"",{"$f":"IF(C44=\"\",\"\",VLOOKUP(C44,'[3]CENNIK PŁASKI'!$C$2:$AH$27586,25,0))","v":""},"",""]
[null,"",null,{"$f":"IF(C45=\"\",\"\",VLOOKUP(C45,'Cennik Płaski'!$D$2:$AD$20278,3,0))","v":""},{"$f":"IF(C45=\"\",\"\",VLOOKUP(C45,'Cennik Płaski'!$D$2:$AD$20278,4,0))","v":""},null,{"$f":"IF(C45=\"\",\"\",VLOOKUP(C45,'Cennik Płaski'!$D$2:$AD$20278,9,0))","v":""},"",null,"","",{"$f":"IF(C45=\"\",\"\",VLOOKUP(C45,'[3]CENNIK PŁASKI'!$C$2:$AH$27586,24,0))","v":""},"",{"$f":"IF(C45=\"\",\"\",VLOOKUP(C45,'[3]CENNIK PŁASKI'!$C$2:$AH$27586,25,0))","v":""},"",""]
[null,"",null,{"$f":"IF(C46=\"\",\"\",VLOOKUP(C46,'Cennik Płaski'!$D$2:$AD$20278,3,0))","v":""},{"$f":"IF(C46=\"\",\"\",VLOOKUP(C46,'Cennik Płaski'!$D$2:$AD$20278,4,0))","v":""},null,{"$f":"IF(C46=\"\",\"\",VLOOKUP(C46,'Cennik Płaski'!$D$2:$AD$20278,9,0))","v":""},"",null,"","",{"$f":"IF(C46=\"\",\"\",VLOOKUP(C46,'[3]CENNIK PŁASKI'!$C$2:$AH$27586,24,0))","v":""},"",{"$f":"IF(C46=\"\",\"\",VLOOKUP(C46,'[3]CENNIK PŁASKI'!$C$2:$AH$27586,25,0))","v":""},"",""]
[null,"",null,{"$f":"IF(C47=\"\",\"\",VLOOKUP(C47,'Cennik Płaski'!$D$2:$AD$20278,3,0))","v":""},{"$f":"IF(C47=\"\",\"\",VLOOKUP(C47,'Cennik Płaski'!$D$2:$AD$20278,4,0))","v":""},null,{"$f":"IF(C47=\"\",\"\",VLOOKUP(C47,'Cennik Płaski'!$D$2:$AD$20278,9,0))","v":""},"",null,"","",{"$f":"IF(C47=\"\",\"\",VLOOKUP(C47,'[3]CENNIK PŁASKI'!$C$2:$AH$27586,24,0))","v":""},"",{"$f":"IF(C47=\"\",\"\",VLOOKUP(C47,'[3]CENNIK PŁASKI'!$C$2:$AH$27586,25,0))","v":""},"",""]
[null,"",null,{"$f":"IF(C48=\"\",\"\",VLOOKUP(C48,'Cennik Płaski'!$D$2:$AD$20278,3,0))","v":""},{"$f":"IF(C48=\"\",\"\",VLOOKUP(C48,'Cennik Płaski'!$D$2:$AD$20278,4,0))","v":""},null,{"$f":"IF(C48=\"\",\"\",VLOOKUP(C48,'Cennik Płaski'!$D$2:$AD$20278,9,0))","v":""},"",null,"","",{"$f":"IF(C48=\"\",\"\",VLOOKUP(C48,'[3]CENNIK PŁASKI'!$C$2:$AH$27586,24,0))","v":""},"",{"$f":"IF(C48=\"\",\"\",VLOOKUP(C48,'[3]CENNIK PŁASKI'!$C$2:$AH$27586,25,0))","v":""},"",""]
[null,"",null,{"$f":"IF(C49=\"\",\"\",VLOOKUP(C49,'Cennik Płaski'!$D$2:$AD$20278,3,0))","v":""},{"$f":"IF(C49=\"\",\"\",VLOOKUP(C49,'Cennik Płaski'!$D$2:$AD$20278,4,0))","v":""},null,{"$f":"IF(C49=\"\",\"\",VLOOKUP(C49,'Cennik Płaski'!$D$2:$AD$20278,9,0))","v":""},"",null,"","",{"$f":"IF(C49=\"\",\"\",VLOOKUP(C49,'[3]CENNIK PŁASKI'!$C$2:$AH$27586,24,0))","v":""},"",{"$f":"IF(C49=\"\",\"\",VLOOKUP(C49,'[3]CENNIK PŁASKI'!$C$2:$AH$27586,25,0))","v":""},"",""]
[null,"",null,{"$f":"IF(C50=\"\",\"\",VLOOKUP(C50,'Cennik Płaski'!$D$2:$AD$20278,3,0))","v":""},{"$f":"IF(C50=\"\",\"\",VLOOKUP(C50,'Cennik Płaski'!$D$2:$AD$20278,4,0))","v":""},null,{"$f":"IF(C50=\"\",\"\",VLOOKUP(C50,'Cennik Płaski'!$D$2:$AD$20278,9,0))","v":""},"",null,"","",{"$f":"IF(C50=\"\",\"\",VLOOKUP(C50,'[3]CENNIK PŁASKI'!$C$2:$AH$27586,24,0))","v":""},"",{"$f":"IF(C50=\"\",\"\",VLOOKUP(C50,'[3]CENNIK PŁASKI'!$C$2:$AH$27586,25,0))","v":""},"",""]
[null,"",null,{"$f":"IF(C51=\"\",\"\",VLOOKUP(C51,'Cennik Płaski'!$D$2:$AD$20278,3,0))","v":""},{"$f":"IF(C51=\"\",\"\",VLOOKUP(C51,'Cennik Płaski'!$D$2:$AD$20278,4,0))","v":""},null,{"$f":"IF(C51=\"\",\"\",VLOOKUP(C51,'Cennik Płaski'!$D$2:$AD$20278,9,0))","v":""},"",null,"","",{"$f":"IF(C51=\"\",\"\",VLOOKUP(C51,'[3]CENNIK PŁASKI'!$C$2:$AH$27586,24,0))","v":""},"",{"$f":"IF(C51=\"\",\"\",VLOOKUP(C51,'[3]CENNIK PŁASKI'!$C$2:$AH$27586,25,0))","v":""},"",""]
[null,"",null,{"$f":"IF(C52=\"\",\"\",VLOOKUP(C52,'Cennik Płaski'!$D$2:$AD$20278,3,0))","v":""},{"$f":"IF(C52=\"\",\"\",VLOOKUP(C52,'Cennik Płaski'!$D$2:$AD$20278,4,0))","v":""},null,{"$f":"IF(C52=\"\",\"\",VLOOKUP(C52,'Cennik Płaski'!$D$2:$AD$20278,9,0))","v":""},"",null,"","",{"$f":"IF(C52=\"\",\"\",VLOOKUP(C52,'[3]CENNIK PŁASKI'!$C$2:$AH$27586,24,0))","v":""},"",{"$f":"IF(C52=\"\",\"\",VLOOKUP(C52,'[3]CENNIK PŁASKI'!$C$2:$AH$27586,25,0))","v":""},"",""]
[null,"",null,{"$f":"IF(C53=\"\",\"\",VLOOKUP(C53,'Cennik Płaski'!$D$2:$AD$20278,3,0))","v":""},{"$f":"IF(C53=\"\",\"\",VLOOKUP(C53,'Cennik Płaski'!$D$2:$AD$20278,4,0))","v":""},null,{"$f":"IF(C53=\"\",\"\",VLOOKUP(C53,'Cennik Płaski'!$D$2:$AD$20278,9,0))","v":""},"",null,"","",{"$f":"IF(C53=\"\",\"\",VLOOKUP(C53,'[3]CENNIK PŁASKI'!$C$2:$AH$27586,24,0))","v":""},"",{"$f":"IF(C53=\"\",\"\",VLOOKUP(C53,'[3]CENNIK PŁASKI'!$C$2:$AH$27586,25,0))","v":""},"",""]
[null,"",null,{"$f":"IF(C54=\"\",\"\",VLOOKUP(C54,'Cennik Płaski'!$D$2:$AD$20278,3,0))","v":""},{"$f":"IF(C54=\"\",\"\",VLOOKUP(C54,'Cennik Płaski'!$D$2:$AD$20278,4,0))","v":""},null,{"$f":"IF(C54=\"\",\"\",VLOOKUP(C54,'Cennik Płaski'!$D$2:$AD$20278,9,0))","v":""},"",null,"","",{"$f":"IF(C54=\"\",\"\",VLOOKUP(C54,'[3]CENNIK PŁASKI'!$C$2:$AH$27586,24,0))","v":""},"",{"$f":"IF(C54=\"\",\"\",VLOOKUP(C54,'[3]CENNIK PŁASKI'!$C$2:$AH$27586,25,0))","v":""},"",""]
[null,"",null,{"$f":"IF(C55=\"\",\"\",VLOOKUP(C55,'Cennik Płaski'!$D$2:$AD$20278,3,0))","v":""},{"$f":"IF(C55=\"\",\"\",VLOOKUP(C55,'Cennik Płaski'!$D$2:$AD$20278,4,0))","v":""},null,{"$f":"IF(C55=\"\",\"\",VLOOKUP(C55,'Cennik Płaski'!$D$2:$AD$20278,9,0))","v":""},"",null,"","",{"$f":"IF(C55=\"\",\"\",VLOOKUP(C55,'[3]CENNIK PŁASKI'!$C$2:$AH$27586,24,0))","v":""},"",{"$f":"IF(C55=\"\",\"\",VLOOKUP(C55,'[3]CENNIK PŁASKI'!$C$2:$AH$27586,25,0))","v":""},"",""]
[null,"",null,{"$f":"IF(C56=\"\",\"\",VLOOKUP(C56,'Cennik Płaski'!$D$2:$AD$20278,3,0))","v":""},{"$f":"IF(C56=\"\",\"\",VLOOKUP(C56,'Cennik Płaski'!$D$2:$AD$20278,4,0))","v":""},null,{"$f":"IF(C56=\"\",\"\",VLOOKUP(C56,'Cennik Płaski'!$D$2:$AD$20278,9,0))","v":""},"",null,"","",{"$f":"IF(C56=\"\",\"\",VLOOKUP(C56,'[3]CENNIK PŁASKI'!$C$2:$AH$27586,24,0))","v":""},"",{"$f":"IF(C56=\"\",\"\",VLOOKUP(C56,'[3]CENNIK PŁASKI'!$C$2:$AH$27586,25,0))","v":""},"",""]
[null,"",null,{"$f":"IF(C57=\"\",\"\",VLOOKUP(C57,'Cennik Płaski'!$D$2:$AD$20278,3,0))","v":""},{"$f":"IF(C57=\"\",\"\",VLOOKUP(C57,'Cennik Płaski'!$D$2:$AD$20278,4,0))","v":""},null,{"$f":"IF(C57=\"\",\"\",VLOOKUP(C57,'Cennik Płaski'!$D$2:$AD$20278,9,0))","v":""},"",null,"","",{"$f":"IF(C57=\"\",\"\",VLOOKUP(C57,'[3]CENNIK PŁASKI'!$C$2:$AH$27586,24,0))","v":""},"",{"$f":"IF(C57=\"\",\"\",VLOOKUP(C57,'[3]CENNIK PŁASKI'!$C$2:$AH$27586,25,0))","v":""},"",""]
[null,"",null,{"$f":"IF(C58=\"\",\"\",VLOOKUP(C58,'Cennik Płaski'!$D$2:$AD$20278,3,0))","v":""},{"$f":"IF(C58=\"\",\"\",VLOOKUP(C58,'Cennik Płaski'!$D$2:$AD$20278,4,0))","v":""},null,{"$f":"IF(C58=\"\",\"\",VLOOKUP(C58,'Cennik Płaski'!$D$2:$AD$20278,9,0))","v":""},"",null,"","",{"$f":"IF(C58=\"\",\"\",VLOOKUP(C58,'[3]CENNIK PŁASKI'!$C$2:$AH$27586,24,0))","v":""},"",{"$f":"IF(C58=\"\",\"\",VLOOKUP(C58,'[3]CENNIK PŁASKI'!$C$2:$AH$27586,25,0))","v":""},"",""]
[null,"",null,{"$f":"IF(C59=\"\",\"\",VLOOKUP(C59,'Cennik Płaski'!$D$2:$AD$20278,3,0))","v":""},{"$f":"IF(C59=\"\",\"\",VLOOKUP(C59,'Cennik Płaski'!$D$2:$AD$20278,4,0))","v":""},null,{"$f":"IF(C59=\"\",\"\",VLOOKUP(C59,'Cennik Płaski'!$D$2:$AD$20278,9,0))","v":""},"",null,"","",{"$f":"IF(C59=\"\",\"\",VLOOKUP(C59,'[3]CENNIK PŁASKI'!$C$2:$AH$27586,24,0))","v":""},"",{"$f":"IF(C59=\"\",\"\",VLOOKUP(C59,'[3]CENNIK PŁASKI'!$C$2:$AH$27586,25,0))","v":""},"",""]
[null,"",null,{"$f":"IF(C60=\"\",\"\",VLOOKUP(C60,'Cennik Płaski'!$D$2:$AD$20278,3,0))","v":""},{"$f":"IF(C60=\"\",\"\",VLOOKUP(C60,'Cennik Płaski'!$D$2:$AD$20278,4,0))","v":""},null,{"$f":"IF(C60=\"\",\"\",VLOOKUP(C60,'Cennik Płaski'!$D$2:$AD$20278,9,0))","v":""},"",null,"","",{"$f":"IF(C60=\"\",\"\",VLOOKUP(C60,'[3]CENNIK PŁASKI'!$C$2:$AH$27586,24,0))","v":""},"",{"$f":"IF(C60=\"\",\"\",VLOOKUP(C60,'[3]CENNIK PŁASKI'!$C$2:$AH$27586,25,0))","v":""},"",""]
[null,"",null,{"$f":"IF(C61=\"\",\"\",VLOOKUP(C61,'Cennik Płaski'!$D$2:$AD$20278,3,0))","v":""},{"$f":"IF(C61=\"\",\"\",VLOOKUP(C61,'Cennik Płaski'!$D$2:$AD$20278,4,0))","v":""},null,{"$f":"IF(C61=\"\",\"\",VLOOKUP(C61,'Cennik Płaski'!$D$2:$AD$20278,9,0))","v":""},"",null,"","",{"$f":"IF(C61=\"\",\"\",VLOOKUP(C61,'[3]CENNIK PŁASKI'!$C$2:$AH$27586,24,0))","v":""},"",{"$f":"IF(C61=\"\",\"\",VLOOKUP(C61,'[3]CENNIK PŁASKI'!$C$2:$AH$27586,25,0))","v":""},"",""]
[null,"",null,{"$f":"IF(C62=\"\",\"\",VLOOKUP(C62,'Cennik Płaski'!$D$2:$AD$20278,3,0))","v":""},{"$f":"IF(C62=\"\",\"\",VLOOKUP(C62,'Cennik Płaski'!$D$2:$AD$20278,4,0))","v":""},null,{"$f":"IF(C62=\"\",\"\",VLOOKUP(C62,'Cennik Płaski'!$D$2:$AD$20278,9,0))","v":""},"",null,"","",{"$f":"IF(C62=\"\",\"\",VLOOKUP(C62,'[3]CENNIK PŁASKI'!$C$2:$AH$27586,24,0))","v":""},"",{"$f":"IF(C62=\"\",\"\",VLOOKUP(C62,'[3]CENNIK PŁASKI'!$C$2:$AH$27586,25,0))","v":""},"",""]
[null,"",null,{"$f":"IF(C63=\"\",\"\",VLOOKUP(C63,'Cennik Płaski'!$D$2:$AD$20278,3,0))","v":""},{"$f":"IF(C63=\"\",\"\",VLOOKUP(C63,'Cennik Płaski'!$D$2:$AD$20278,4,0))","v":""},null,{"$f":"IF(C63=\"\",\"\",VLOOKUP(C63,'Cennik Płaski'!$D$2:$AD$20278,9,0))","v":""},"",null,"","",{"$f":"IF(C63=\"\",\"\",VLOOKUP(C63,'[3]CENNIK PŁASKI'!$C$2:$AH$27586,24,0))","v":""},"",{"$f":"IF(C63=\"\",\"\",VLOOKUP(C63,'[3]CENNIK PŁASKI'!$C$2:$AH$27586,25,0))","v":""},"",""]
[null,"",null,{"$f":"IF(C64=\"\",\"\",VLOOKUP(C64,'Cennik Płaski'!$D$2:$AD$20278,3,0))","v":""},{"$f":"IF(C64=\"\",\"\",VLOOKUP(C64,'Cennik Płaski'!$D$2:$AD$20278,4,0))","v":""},null,{"$f":"IF(C64=\"\",\"\",VLOOKUP(C64,'Cennik Płaski'!$D$2:$AD$20278,9,0))","v":""},"",null,"","",{"$f":"IF(C64=\"\",\"\",VLOOKUP(C64,'[3]CENNIK PŁASKI'!$C$2:$AH$27586,24,0))","v":""},"",{"$f":"IF(C64=\"\",\"\",VLOOKUP(C64,'[3]CENNIK PŁASKI'!$C$2:$AH$27586,25,0))","v":""},"",""]
[null,"",null,{"$f":"IF(C65=\"\",\"\",VLOOKUP(C65,'Cennik Płaski'!$D$2:$AD$20278,3,0))","v":""},{"$f":"IF(C65=\"\",\"\",VLOOKUP(C65,'Cennik Płaski'!$D$2:$AD$20278,4,0))","v":""},null,{"$f":"IF(C65=\"\",\"\",VLOOKUP(C65,'Cennik Płaski'!$D$2:$AD$20278,9,0))","v":""},"",null,"","",{"$f":"IF(C65=\"\",\"\",VLOOKUP(C65,'[3]CENNIK PŁASKI'!$C$2:$AH$27586,24,0))","v":""},"",{"$f":"IF(C65=\"\",\"\",VLOOKUP(C65,'[3]CENNIK PŁASKI'!$C$2:$AH$27586,25,0))","v":""},"",""]
[null,"",null,{"$f":"IF(C66=\"\",\"\",VLOOKUP(C66,'Cennik Płaski'!$D$2:$AD$20278,3,0))","v":""},{"$f":"IF(C66=\"\",\"\",VLOOKUP(C66,'Cennik Płaski'!$D$2:$AD$20278,4,0))","v":""},null,{"$f":"IF(C66=\"\",\"\",VLOOKUP(C66,'Cennik Płaski'!$D$2:$AD$20278,9,0))","v":""},"",null,"","",{"$f":"IF(C66=\"\",\"\",VLOOKUP(C66,'[3]CENNIK PŁASKI'!$C$2:$AH$27586,24,0))","v":""},"",{"$f":"IF(C66=\"\",\"\",VLOOKUP(C66,'[3]CENNIK PŁASKI'!$C$2:$AH$27586,25,0))","v":""},"",""]
[null,"",null,{"$f":"IF(C67=\"\",\"\",VLOOKUP(C67,'Cennik Płaski'!$D$2:$AD$20278,3,0))","v":""},{"$f":"IF(C67=\"\",\"\",VLOOKUP(C67,'Cennik Płaski'!$D$2:$AD$20278,4,0))","v":""},null,{"$f":"IF(C67=\"\",\"\",VLOOKUP(C67,'Cennik Płaski'!$D$2:$AD$20278,9,0))","v":""},"",null,"","",{"$f":"IF(C67=\"\",\"\",VLOOKUP(C67,'[3]CENNIK PŁASKI'!$C$2:$AH$27586,24,0))","v":""},"",{"$f":"IF(C67=\"\",\"\",VLOOKUP(C67,'[3]CENNIK PŁASKI'!$C$2:$AH$27586,25,0))","v":""},"",""]
[null,"",null,{"$f":"IF(C68=\"\",\"\",VLOOKUP(C68,'Cennik Płaski'!$D$2:$AD$20278,3,0))","v":""},{"$f":"IF(C68=\"\",\"\",VLOOKUP(C68,'Cennik Płaski'!$D$2:$AD$20278,4,0))","v":""},null,{"$f":"IF(C68=\"\",\"\",VLOOKUP(C68,'Cennik Płaski'!$D$2:$AD$20278,9,0))","v":""},"",null,"","",{"$f":"IF(C68=\"\",\"\",VLOOKUP(C68,'[3]CENNIK PŁASKI'!$C$2:$AH$27586,24,0))","v":""},"",{"$f":"IF(C68=\"\",\"\",VLOOKUP(C68,'[3]CENNIK PŁASKI'!$C$2:$AH$27586,25,0))","v":""},"",""]
[null,"",null,{"$f":"IF(C69=\"\",\"\",VLOOKUP(C69,'Cennik Płaski'!$D$2:$AD$20278,3,0))","v":""},{"$f":"IF(C69=\"\",\"\",VLOOKUP(C69,'Cennik Płaski'!$D$2:$AD$20278,4,0))","v":""},null,{"$f":"IF(C69=\"\",\"\",VLOOKUP(C69,'Cennik Płaski'!$D$2:$AD$20278,9,0))","v":""},"",null,"","",{"$f":"IF(C69=\"\",\"\",VLOOKUP(C69,'[3]CENNIK PŁASKI'!$C$2:$AH$27586,24,0))","v":""},"",{"$f":"IF(C69=\"\",\"\",VLOOKUP(C69,'[3]CENNIK PŁASKI'!$C$2:$AH$27586,25,0))","v":""},"",""]
[null,"",null,{"$f":"IF(C70=\"\",\"\",VLOOKUP(C70,'Cennik Płaski'!$D$2:$AD$20278,3,0))","v":""},{"$f":"IF(C70=\"\",\"\",VLOOKUP(C70,'Cennik Płaski'!$D$2:$AD$20278,4,0))","v":""},null,{"$f":"IF(C70=\"\",\"\",VLOOKUP(C70,'Cennik Płaski'!$D$2:$AD$20278,9,0))","v":""},"",null,"","",{"$f":"IF(C70=\"\",\"\",VLOOKUP(C70,'[3]CENNIK PŁASKI'!$C$2:$AH$27586,24,0))","v":""},"",{"$f":"IF(C70=\"\",\"\",VLOOKUP(C70,'[3]CENNIK PŁASKI'!$C$2:$AH$27586,25,0))","v":""},"",""]
[null,"",null,{"$f":"IF(C71=\"\",\"\",VLOOKUP(C71,'Cennik Płaski'!$D$2:$AD$20278,3,0))","v":""},{"$f":"IF(C71=\"\",\"\",VLOOKUP(C71,'Cennik Płaski'!$D$2:$AD$20278,4,0))","v":""},null,{"$f":"IF(C71=\"\",\"\",VLOOKUP(C71,'Cennik Płaski'!$D$2:$AD$20278,9,0))","v":""},"",null,"","",{"$f":"IF(C71=\"\",\"\",VLOOKUP(C71,'[3]CENNIK PŁASKI'!$C$2:$AH$27586,24,0))","v":""},"",{"$f":"IF(C71=\"\",\"\",VLOOKUP(C71,'[3]CENNIK PŁASKI'!$C$2:$AH$27586,25,0))","v":""},"",""]
[null,"",null,{"$f":"IF(C72=\"\",\"\",VLOOKUP(C72,'Cennik Płaski'!$D$2:$AD$20278,3,0))","v":""},{"$f":"IF(C72=\"\",\"\",VLOOKUP(C72,'Cennik Płaski'!$D$2:$AD$20278,4,0))","v":""},null,{"$f":"IF(C72=\"\",\"\",VLOOKUP(C72,'Cennik Płaski'!$D$2:$AD$20278,9,0))","v":""},"",null,"","",{"$f":"IF(C72=\"\",\"\",VLOOKUP(C72,'[3]CENNIK PŁASKI'!$C$2:$AH$27586,24,0))","v":""},"",{"$f":"IF(C72=\"\",\"\",VLOOKUP(C72,'[3]CENNIK PŁASKI'!$C$2:$AH$27586,25,0))","v":""},"",""]
[null,"",null,{"$f":"IF(C73=\"\",\"\",VLOOKUP(C73,'Cennik Płaski'!$D$2:$AD$20278,3,0))","v":""},{"$f":"IF(C73=\"\",\"\",VLOOKUP(C73,'Cennik Płaski'!$D$2:$AD$20278,4,0))","v":""},null,{"$f":"IF(C73=\"\",\"\",VLOOKUP(C73,'Cennik Płaski'!$D$2:$AD$20278,9,0))","v":""},"",null,"","",{"$f":"IF(C73=\"\",\"\",VLOOKUP(C73,'[3]CENNIK PŁASKI'!$C$2:$AH$27586,24,0))","v":""},"",{"$f":"IF(C73=\"\",\"\",VLOOKUP(C73,'[3]CENNIK PŁASKI'!$C$2:$AH$27586,25,0))","v":""},"",""]
[null,"",null,{"$f":"IF(C74=\"\",\"\",VLOOKUP(C74,'Cennik Płaski'!$D$2:$AD$20278,3,0))","v":""},{"$f":"IF(C74=\"\",\"\",VLOOKUP(C74,'Cennik Płaski'!$D$2:$AD$20278,4,0))","v":""},null,{"$f":"IF(C74=\"\",\"\",VLOOKUP(C74,'Cennik Płaski'!$D$2:$AD$20278,9,0))","v":""},"",null,"","",{"$f":"IF(C74=\"\",\"\",VLOOKUP(C74,'[3]CENNIK PŁASKI'!$C$2:$AH$27586,24,0))","v":""},"",{"$f":"IF(C74=\"\",\"\",VLOOKUP(C74,'[3]CENNIK PŁASKI'!$C$2:$AH$27586,25,0))","v":""},"",""]
[null,"",null,{"$f":"IF(C75=\"\",\"\",VLOOKUP(C75,'Cennik Płaski'!$D$2:$AD$20278,3,0))","v":""},{"$f":"IF(C75=\"\",\"\",VLOOKUP(C75,'Cennik Płaski'!$D$2:$AD$20278,4,0))","v":""},null,{"$f":"IF(C75=\"\",\"\",VLOOKUP(C75,'Cennik Płaski'!$D$2:$AD$20278,9,0))","v":""},"",null,"","",{"$f":"IF(C75=\"\",\"\",VLOOKUP(C75,'[3]CENNIK PŁASKI'!$C$2:$AH$27586,24,0))","v":""},"",{"$f":"IF(C75=\"\",\"\",VLOOKUP(C75,'[3]CENNIK PŁASKI'!$C$2:$AH$27586,25,0))","v":""},"",""]
[null,"",null,{"$f":"IF(C76=\"\",\"\",VLOOKUP(C76,'Cennik Płaski'!$D$2:$AD$20278,3,0))","v":""},{"$f":"IF(C76=\"\",\"\",VLOOKUP(C76,'Cennik Płaski'!$D$2:$AD$20278,4,0))","v":""},null,{"$f":"IF(C76=\"\",\"\",VLOOKUP(C76,'Cennik Płaski'!$D$2:$AD$20278,9,0))","v":""},"",null,"","",{"$f":"IF(C76=\"\",\"\",VLOOKUP(C76,'[3]CENNIK PŁASKI'!$C$2:$AH$27586,24,0))","v":""},"",{"$f":"IF(C76=\"\",\"\",VLOOKUP(C76,'[3]CENNIK PŁASKI'!$C$2:$AH$27586,25,0))","v":""},"",""]
[null,"",null,{"$f":"IF(C77=\"\",\"\",VLOOKUP(C77,'Cennik Płaski'!$D$2:$AD$20278,3,0))","v":""},{"$f":"IF(C77=\"\",\"\",VLOOKUP(C77,'Cennik Płaski'!$D$2:$AD$20278,4,0))","v":""},null,{"$f":"IF(C77=\"\",\"\",VLOOKUP(C77,'Cennik Płaski'!$D$2:$AD$20278,9,0))","v":""},"",null,"","",{"$f":"IF(C77=\"\",\"\",VLOOKUP(C77,'[3]CENNIK PŁASKI'!$C$2:$AH$27586,24,0))","v":""},"",{"$f":"IF(C77=\"\",\"\",VLOOKUP(C77,'[3]CENNIK PŁASKI'!$C$2:$AH$27586,25,0))","v":""},"",""]
[null,"",null,{"$f":"IF(C78=\"\",\"\",VLOOKUP(C78,'Cennik Płaski'!$D$2:$AD$20278,3,0))","v":""},{"$f":"IF(C78=\"\",\"\",VLOOKUP(C78,'Cennik Płaski'!$D$2:$AD$20278,4,0))","v":""},null,{"$f":"IF(C78=\"\",\"\",VLOOKUP(C78,'Cennik Płaski'!$D$2:$AD$20278,9,0))","v":""},"",null,"","",{"$f":"IF(C78=\"\",\"\",VLOOKUP(C78,'[3]CENNIK PŁASKI'!$C$2:$AH$27586,24,0))","v":""},"",{"$f":"IF(C78=\"\",\"\",VLOOKUP(C78,'[3]CENNIK PŁASKI'!$C$2:$AH$27586,25,0))","v":""},"",{"$f":"IF(C78<>\"\",IF(ISNUMBER(F78),\"\",\"Proszę wpisać ilość\"),\"\")","v":""}]
[null,"",null,{"$f":"IF(C79=\"\",\"\",VLOOKUP(C79,'Cennik Płaski'!$D$2:$AD$20278,3,0))","v":""},{"$f":"IF(C79=\"\",\"\",VLOOKUP(C79,'Cennik Płaski'!$D$2:$AD$20278,4,0))","v":""},null,{"$f":"IF(C79=\"\",\"\",VLOOKUP(C79,'Cennik Płaski'!$D$2:$AD$20278,9,0))","v":""},"",null,"","",{"$f":"IF(C79=\"\",\"\",VLOOKUP(C79,'[3]CENNIK PŁASKI'!$C$2:$AH$27586,24,0))","v":""},"",{"$f":"IF(C79=\"\",\"\",VLOOKUP(C79,'[3]CENNIK PŁASKI'!$C$2:$AH$27586,25,0))","v":""},"",""]
[null,{"$f":"IF(C80<>\"\",B79+1,\"\")","v":""},null,{"$f":"IF(C80=\"\",\"\",VLOOKUP(C80,'Cennik Płaski'!$D$2:$AD$20278,3,0))","v":""},{"$f":"IF(C80=\"\",\"\",VLOOKUP(C80,'Cennik Płaski'!$D$2:$AD$20278,4,0))","v":""},null,{"$f":"IF(C80=\"\",\"\",VLOOKUP(C80,'Cennik Płaski'!$D$2:$AD$20278,9,0))","v":""},{"$f":"IF(C80=\"\",\"\",F80*G80)","v":""},null,{"$f":"IF(B80=\"\",\"\",IF(I80>0,G80*(1-I80),G80))","v":""},{"$f":"IF(C80=\"\",\"\",IF(I80>0,H80*(1-I80),H80))","v":""},{"$f":"IF(C80=\"\",\"\",VLOOKUP(C80,'[3]CENNIK PŁASKI'!$C$2:$AH$27586,24,0))","v":""},{"$f":"HYPERLINK(L80,L80)","v":""},{"$f":"IF(C80=\"\",\"\",VLOOKUP(C80,'[3]CENNIK PŁASKI'!$C$2:$AH$27586,25,0))","v":""},{"$f":"HYPERLINK(N80,N80)","v":""},""]
[null,"",null,{"$f":"IF(C81=\"\",\"\",VLOOKUP(C81,'Cennik Płaski'!$D$2:$AD$20278,3,0))","v":""},{"$f":"IF(C81=\"\",\"\",VLOOKUP(C81,'Cennik Płaski'!$D$2:$AD$20278,4,0))","v":""},null,{"$f":"IF(C81=\"\",\"\",VLOOKUP(C81,'Cennik Płaski'!$D$2:$AD$20278,9,0))","v":""},"",null,"","",{"$f":"IF(C81=\"\",\"\",VLOOKUP(C81,'[3]CENNIK PŁASKI'!$C$2:$AH$27586,24,0))","v":""},"",{"$f":"IF(C81=\"\",\"\",VLOOKUP(C81,'[3]CENNIK PŁASKI'!$C$2:$AH$27586,25,0))","v":""},"",""]
[null,"",null,{"$f":"IF(C82=\"\",\"\",VLOOKUP(C82,'Cennik Płaski'!$D$2:$AD$20278,3,0))","v":""},{"$f":"IF(C82=\"\",\"\",VLOOKUP(C82,'Cennik Płaski'!$D$2:$AD$20278,4,0))","v":""},null,{"$f":"IF(C82=\"\",\"\",VLOOKUP(C82,'Cennik Płaski'!$D$2:$AD$20278,9,0))","v":""},"",null,"","",{"$f":"IF(C82=\"\",\"\",VLOOKUP(C82,'[3]CENNIK PŁASKI'!$C$2:$AH$27586,24,0))","v":""},"",{"$f":"IF(C82=\"\",\"\",VLOOKUP(C82,'[3]CENNIK PŁASKI'!$C$2:$AH$27586,25,0))","v":""},"",""]
[null,"",null,{"$f":"IF(C83=\"\",\"\",VLOOKUP(C83,'Cennik Płaski'!$D$2:$AD$20278,3,0))","v":""},{"$f":"IF(C83=\"\",\"\",VLOOKUP(C83,'Cennik Płaski'!$D$2:$AD$20278,4,0))","v":""},null,{"$f":"IF(C83=\"\",\"\",VLOOKUP(C83,'Cennik Płaski'!$D$2:$AD$20278,9,0))","v":""},"",null,"","",{"$f":"IF(C83=\"\",\"\",VLOOKUP(C83,'[3]CENNIK PŁASKI'!$C$2:$AH$27586,24,0))","v":""},"",{"$f":"IF(C83=\"\",\"\",VLOOKUP(C83,'[3]CENNIK PŁASKI'!$C$2:$AH$27586,25,0))","v":""},"",""]
[null,"",null,{"$f":"IF(C84=\"\",\"\",VLOOKUP(C84,'Cennik Płaski'!$D$2:$AD$20278,3,0))","v":""},{"$f":"IF(C84=\"\",\"\",VLOOKUP(C84,'Cennik Płaski'!$D$2:$AD$20278,4,0))","v":""},null,{"$f":"IF(C84=\"\",\"\",VLOOKUP(C84,'Cennik Płaski'!$D$2:$AD$20278,9,0))","v":""},"",null,"","",{"$f":"IF(C84=\"\",\"\",VLOOKUP(C84,'[3]CENNIK PŁASKI'!$C$2:$AH$27586,24,0))","v":""},"",{"$f":"IF(C84=\"\",\"\",VLOOKUP(C84,'[3]CENNIK PŁASKI'!$C$2:$AH$27586,25,0))","v":""},"",""]
[null,"",null,{"$f":"IF(C85=\"\",\"\",VLOOKUP(C85,'Cennik Płaski'!$D$2:$AD$20278,3,0))","v":""},{"$f":"IF(C85=\"\",\"\",VLOOKUP(C85,'Cennik Płaski'!$D$2:$AD$20278,4,0))","v":""},null,{"$f":"IF(C85=\"\",\"\",VLOOKUP(C85,'Cennik Płaski'!$D$2:$AD$20278,9,0))","v":""},"",null,"","",{"$f":"IF(C85=\"\",\"\",VLOOKUP(C85,'[3]CENNIK PŁASKI'!$C$2:$AH$27586,24,0))","v":""},"",{"$f":"IF(C85=\"\",\"\",VLOOKUP(C85,'[3]CENNIK PŁASKI'!$C$2:$AH$27586,25,0))","v":""},"",""]
[null,"",null,{"$f":"IF(C86=\"\",\"\",VLOOKUP(C86,'Cennik Płaski'!$D$2:$AD$20278,3,0))","v":""},{"$f":"IF(C86=\"\",\"\",VLOOKUP(C86,'Cennik Płaski'!$D$2:$AD$20278,4,0))","v":""},null,{"$f":"IF(C86=\"\",\"\",VLOOKUP(C86,'Cennik Płaski'!$D$2:$AD$20278,9,0))","v":""},"",null,"","",{"$f":"IF(C86=\"\",\"\",VLOOKUP(C86,'[3]CENNIK PŁASKI'!$C$2:$AH$27586,24,0))","v":""},"",{"$f":"IF(C86=\"\",\"\",VLOOKUP(C86,'[3]CENNIK PŁASKI'!$C$2:$AH$27586,25,0))","v":""},"",""]
[null,"",null,{"$f":"IF(C87=\"\",\"\",VLOOKUP(C87,'Cennik Płaski'!$D$2:$AD$20278,3,0))","v":""},{"$f":"IF(C87=\"\",\"\",VLOOKUP(C87,'Cennik Płaski'!$D$2:$AD$20278,4,0))","v":""},null,{"$f":"IF(C87=\"\",\"\",VLOOKUP(C87,'Cennik Płaski'!$D$2:$AD$20278,9,0))","v":""},"",null,"","",{"$f":"IF(C87=\"\",\"\",VLOOKUP(C87,'[3]CENNIK PŁASKI'!$C$2:$AH$27586,24,0))","v":""},"",{"$f":"IF(C87=\"\",\"\",VLOOKUP(C87,'[3]CENNIK PŁASKI'!$C$2:$AH$27586,25,0))","v":""},"",""]
[null,"",null,{"$f":"IF(C88=\"\",\"\",VLOOKUP(C88,'Cennik Płaski'!$D$2:$AD$20278,3,0))","v":""},{"$f":"IF(C88=\"\",\"\",VLOOKUP(C88,'Cennik Płaski'!$D$2:$AD$20278,4,0))","v":""},null,{"$f":"IF(C88=\"\",\"\",VLOOKUP(C88,'Cennik Płaski'!$D$2:$AD$20278,9,0))","v":""},"",null,"","",{"$f":"IF(C88=\"\",\"\",VLOOKUP(C88,'[3]CENNIK PŁASKI'!$C$2:$AH$27586,24,0))","v":""},"",{"$f":"IF(C88=\"\",\"\",VLOOKUP(C88,'[3]CENNIK PŁASKI'!$C$2:$AH$27586,25,0))","v":""},"",""]
[null,"",null,{"$f":"IF(C89=\"\",\"\",VLOOKUP(C89,'Cennik Płaski'!$D$2:$AD$20278,3,0))","v":""},{"$f":"IF(C89=\"\",\"\",VLOOKUP(C89,'Cennik Płaski'!$D$2:$AD$20278,4,0))","v":""},null,{"$f":"IF(C89=\"\",\"\",VLOOKUP(C89,'Cennik Płaski'!$D$2:$AD$20278,9,0))","v":""},"",null,"","",{"$f":"IF(C89=\"\",\"\",VLOOKUP(C89,'[3]CENNIK PŁASKI'!$C$2:$AH$27586,24,0))","v":""},"",{"$f":"IF(C89=\"\",\"\",VLOOKUP(C89,'[3]CENNIK PŁASKI'!$C$2:$AH$27586,25,0))","v":""},"",""]
[null,"",null,{"$f":"IF(C90=\"\",\"\",VLOOKUP(C90,'Cennik Płaski'!$D$2:$AD$20278,3,0))","v":""},{"$f":"IF(C90=\"\",\"\",VLOOKUP(C90,'Cennik Płaski'!$D$2:$AD$20278,4,0))","v":""},null,{"$f":"IF(C90=\"\",\"\",VLOOKUP(C90,'Cennik Płaski'!$D$2:$AD$20278,9,0))","v":""},"",null,"","",{"$f":"IF(C90=\"\",\"\",VLOOKUP(C90,'[3]CENNIK PŁASKI'!$C$2:$AH$27586,24,0))","v":""},"",{"$f":"IF(C90=\"\",\"\",VLOOKUP(C90,'[3]CENNIK PŁASKI'!$C$2:$AH$27586,25,0))","v":""},"",""]
[null,"",null,{"$f":"IF(C91=\"\",\"\",VLOOKUP(C91,'Cennik Płaski'!$D$2:$AD$20278,3,0))","v":""},{"$f":"IF(C91=\"\",\"\",VLOOKUP(C91,'Cennik Płaski'!$D$2:$AD$20278,4,0))","v":""},null,{"$f":"IF(C91=\"\",\"\",VLOOKUP(C91,'Cennik Płaski'!$D$2:$AD$20278,9,0))","v":""},"",null,"","",{"$f":"IF(C91=\"\",\"\",VLOOKUP(C91,'[3]CENNIK PŁASKI'!$C$2:$AH$27586,24,0))","v":""},"",{"$f":"IF(C91=\"\",\"\",VLOOKUP(C91,'[3]CENNIK PŁASKI'!$C$2:$AH$27586,25,0))","v":""},"",""]
[null,"",null,{"$f":"IF(C92=\"\",\"\",VLOOKUP(C92,'Cennik Płaski'!$D$2:$AD$20278,3,0))","v":""},{"$f":"IF(C92=\"\",\"\",VLOOKUP(C92,'Cennik Płaski'!$D$2:$AD$20278,4,0))","v":""},null,{"$f":"IF(C92=\"\",\"\",VLOOKUP(C92,'Cennik Płaski'!$D$2:$AD$20278,9,0))","v":""},"",null,"","",{"$f":"IF(C92=\"\",\"\",VLOOKUP(C92,'[3]CENNIK PŁASKI'!$C$2:$AH$27586,24,0))","v":""},"",{"$f":"IF(C92=\"\",\"\",VLOOKUP(C92,'[3]CENNIK PŁASKI'!$C$2:$AH$27586,25,0))","v":""},"",""]
[null,"",null,{"$f":"IF(C93=\"\",\"\",VLOOKUP(C93,'Cennik Płaski'!$D$2:$AD$20278,3,0))","v":""},{"$f":"IF(C93=\"\",\"\",VLOOKUP(C93,'Cennik Płaski'!$D$2:$AD$20278,4,0))","v":""},null,{"$f":"IF(C93=\"\",\"\",VLOOKUP(C93,'Cennik Płaski'!$D$2:$AD$20278,9,0))","v":""},"",null,"","",{"$f":"IF(C93=\"\",\"\",VLOOKUP(C93,'[3]CENNIK PŁASKI'!$C$2:$AH$27586,24,0))","v":""},"",{"$f":"IF(C93=\"\",\"\",VLOOKUP(C93,'[3]CENNIK PŁASKI'!$C$2:$AH$27586,25,0))","v":""},"",""]
[null,"",null,{"$f":"IF(C94=\"\",\"\",VLOOKUP(C94,'Cennik Płaski'!$D$2:$AD$20278,3,0))","v":""},{"$f":"IF(C94=\"\",\"\",VLOOKUP(C94,'Cennik Płaski'!$D$2:$AD$20278,4,0))","v":""},null,{"$f":"IF(C94=\"\",\"\",VLOOKUP(C94,'Cennik Płaski'!$D$2:$AD$20278,9,0))","v":""},"",null,"","",{"$f":"IF(C94=\"\",\"\",VLOOKUP(C94,'[3]CENNIK PŁASKI'!$C$2:$AH$27586,24,0))","v":""},"",{"$f":"IF(C94=\"\",\"\",VLOOKUP(C94,'[3]CENNIK PŁASKI'!$C$2:$AH$27586,25,0))","v":""},"",""]
[null,"",null,{"$f":"IF(C95=\"\",\"\",VLOOKUP(C95,'Cennik Płaski'!$D$2:$AD$20278,3,0))","v":""},{"$f":"IF(C95=\"\",\"\",VLOOKUP(C95,'Cennik Płaski'!$D$2:$AD$20278,4,0))","v":""},null,{"$f":"IF(C95=\"\",\"\",VLOOKUP(C95,'Cennik Płaski'!$D$2:$AD$20278,9,0))","v":""},"",null,"","",{"$f":"IF(C95=\"\",\"\",VLOOKUP(C95,'[3]CENNIK PŁASKI'!$C$2:$AH$27586,24,0))","v":""},"",{"$f":"IF(C95=\"\",\"\",VLOOKUP(C95,'[3]CENNIK PŁASKI'!$C$2:$AH$27586,25,0))","v":""},"",""]
[null,"",null,{"$f":"IF(C96=\"\",\"\",VLOOKUP(C96,'Cennik Płaski'!$D$2:$AD$20278,3,0))","v":""},{"$f":"IF(C96=\"\",\"\",VLOOKUP(C96,'Cennik Płaski'!$D$2:$AD$20278,4,0))","v":""},null,{"$f":"IF(C96=\"\",\"\",VLOOKUP(C96,'Cennik Płaski'!$D$2:$AD$20278,9,0))","v":""},"",null,"","",{"$f":"IF(C96=\"\",\"\",VLOOKUP(C96,'[3]CENNIK PŁASKI'!$C$2:$AH$27586,24,0))","v":""},"",{"$f":"IF(C96=\"\",\"\",VLOOKUP(C96,'[3]CENNIK PŁASKI'!$C$2:$AH$27586,25,0))","v":""},"",""]
[null,"",null,{"$f":"IF(C97=\"\",\"\",VLOOKUP(C97,'Cennik Płaski'!$D$2:$AD$20278,3,0))","v":""},{"$f":"IF(C97=\"\",\"\",VLOOKUP(C97,'Cennik Płaski'!$D$2:$AD$20278,4,0))","v":""},null,{"$f":"IF(C97=\"\",\"\",VLOOKUP(C97,'Cennik Płaski'!$D$2:$AD$20278,9,0))","v":""},"",null,"","",{"$f":"IF(C97=\"\",\"\",VLOOKUP(C97,'[3]CENNIK PŁASKI'!$C$2:$AH$27586,24,0))","v":""},"",{"$f":"IF(C97=\"\",\"\",VLOOKUP(C97,'[3]CENNIK PŁASKI'!$C$2:$AH$27586,25,0))","v":""},"",""]
[null,"",null,{"$f":"IF(C98=\"\",\"\",VLOOKUP(C98,'Cennik Płaski'!$D$2:$AD$20278,3,0))","v":""},{"$f":"IF(C98=\"\",\"\",VLOOKUP(C98,'Cennik Płaski'!$D$2:$AD$20278,4,0))","v":""},null,{"$f":"IF(C98=\"\",\"\",VLOOKUP(C98,'Cennik Płaski'!$D$2:$AD$20278,9,0))","v":""},"",null,"","",{"$f":"IF(C98=\"\",\"\",VLOOKUP(C98,'[3]CENNIK PŁASKI'!$C$2:$AH$27586,24,0))","v":""},"",{"$f":"IF(C98=\"\",\"\",VLOOKUP(C98,'[3]CENNIK PŁASKI'!$C$2:$AH$27586,25,0))","v":""},"",""]
[null,"",null,{"$f":"IF(C99=\"\",\"\",VLOOKUP(C99,'Cennik Płaski'!$D$2:$AD$20278,3,0))","v":""},{"$f":"IF(C99=\"\",\"\",VLOOKUP(C99,'Cennik Płaski'!$D$2:$AD$20278,4,0))","v":""},null,{"$f":"IF(C99=\"\",\"\",VLOOKUP(C99,'Cennik Płaski'!$D$2:$AD$20278,9,0))","v":""},"",null,"","",{"$f":"IF(C99=\"\",\"\",VLOOKUP(C99,'[3]CENNIK PŁASKI'!$C$2:$AH$27586,24,0))","v":""},"",{"$f":"IF(C99=\"\",\"\",VLOOKUP(C99,'[3]CENNIK PŁASKI'!$C$2:$AH$27586,25,0))","v":""},"",""]
[null,"",null,{"$f":"IF(C100=\"\",\"\",VLOOKUP(C100,'Cennik Płaski'!$D$2:$AD$20278,3,0))","v":""},{"$f":"IF(C100=\"\",\"\",VLOOKUP(C100,'Cennik Płaski'!$D$2:$AD$20278,4,0))","v":""},null,{"$f":"IF(C100=\"\",\"\",VLOOKUP(C100,'Cennik Płaski'!$D$2:$AD$20278,9,0))","v":""},"",null,"","",{"$f":"IF(C100=\"\",\"\",VLOOKUP(C100,'[3]CENNIK PŁASKI'!$C$2:$AH$27586,24,0))","v":""},"",{"$f":"IF(C100=\"\",\"\",VLOOKUP(C100,'[3]CENNIK PŁASKI'!$C$2:$AH$27586,25,0))","v":""},"",""]
[null,"",null,{"$f":"IF(C101=\"\",\"\",VLOOKUP(C101,'Cennik Płaski'!$D$2:$AD$20278,3,0))","v":""},{"$f":"IF(C101=\"\",\"\",VLOOKUP(C101,'Cennik Płaski'!$D$2:$AD$20278,4,0))","v":""},null,{"$f":"IF(C101=\"\",\"\",VLOOKUP(C101,'Cennik Płaski'!$D$2:$AD$20278,9,0))","v":""},"",null,"","",{"$f":"IF(C101=\"\",\"\",VLOOKUP(C101,'[3]CENNIK PŁASKI'!$C$2:$AH$27586,24,0))","v":""},"",{"$f":"IF(C101=\"\",\"\",VLOOKUP(C101,'[3]CENNIK PŁASKI'!$C$2:$AH$27586,25,0))","v":""},"",""]
[null,"",null,{"$f":"IF(C102=\"\",\"\",VLOOKUP(C102,'Cennik Płaski'!$D$2:$AD$20278,3,0))","v":""},{"$f":"IF(C102=\"\",\"\",VLOOKUP(C102,'Cennik Płaski'!$D$2:$AD$20278,4,0))","v":""},null,{"$f":"IF(C102=\"\",\"\",VLOOKUP(C102,'Cennik Płaski'!$D$2:$AD$20278,9,0))","v":""},"",null,"","",{"$f":"IF(C102=\"\",\"\",VLOOKUP(C102,'[3]CENNIK PŁASKI'!$C$2:$AH$27586,24,0))","v":""},"",{"$f":"IF(C102=\"\",\"\",VLOOKUP(C102,'[3]CENNIK PŁASKI'!$C$2:$AH$27586,25,0))","v":""},"",""]
[null,"",null,{"$f":"IF(C103=\"\",\"\",VLOOKUP(C103,'Cennik Płaski'!$D$2:$AD$20278,3,0))","v":""},{"$f":"IF(C103=\"\",\"\",VLOOKUP(C103,'Cennik Płaski'!$D$2:$AD$20278,4,0))","v":""},null,{"$f":"IF(C103=\"\",\"\",VLOOKUP(C103,'Cennik Płaski'!$D$2:$AD$20278,9,0))","v":""},"",null,"","",{"$f":"IF(C103=\"\",\"\",VLOOKUP(C103,'[3]CENNIK PŁASKI'!$C$2:$AH$27586,24,0))","v":""},"",{"$f":"IF(C103=\"\",\"\",VLOOKUP(C103,'[3]CENNIK PŁASKI'!$C$2:$AH$27586,25,0))","v":""},"",""]
[null,"",null,{"$f":"IF(C104=\"\",\"\",VLOOKUP(C104,'Cennik Płaski'!$D$2:$AD$20278,3,0))","v":""},{"$f":"IF(C104=\"\",\"\",VLOOKUP(C104,'Cennik Płaski'!$D$2:$AD$20278,4,0))","v":""},null,{"$f":"IF(C104=\"\",\"\",VLOOKUP(C104,'Cennik Płaski'!$D$2:$AD$20278,9,0))","v":""},"",null,"","",{"$f":"IF(C104=\"\",\"\",VLOOKUP(C104,'[3]CENNIK PŁASKI'!$C$2:$AH$27586,24,0))","v":""},"",{"$f":"IF(C104=\"\",\"\",VLOOKUP(C104,'[3]CENNIK PŁASKI'!$C$2:$AH$27586,25,0))","v":""},"",""]
[null,"",null,{"$f":"IF(C105=\"\",\"\",VLOOKUP(C105,'Cennik Płaski'!$D$2:$AD$20278,3,0))","v":""},{"$f":"IF(C105=\"\",\"\",VLOOKUP(C105,'Cennik Płaski'!$D$2:$AD$20278,4,0))","v":""},null,{"$f":"IF(C105=\"\",\"\",VLOOKUP(C105,'Cennik Płaski'!$D$2:$AD$20278,9,0))","v":""},"",null,"","",{"$f":"IF(C105=\"\",\"\",VLOOKUP(C105,'[3]CENNIK PŁASKI'!$C$2:$AH$27586,24,0))","v":""},"",{"$f":"IF(C105=\"\",\"\",VLOOKUP(C105,'[3]CENNIK PŁASKI'!$C$2:$AH$27586,25,0))","v":""},"",""]
[null,"",null,{"$f":"IF(C106=\"\",\"\",VLOOKUP(C106,'Cennik Płaski'!$D$2:$AD$20278,3,0))","v":""},{"$f":"IF(C106=\"\",\"\",VLOOKUP(C106,'Cennik Płaski'!$D$2:$AD$20278,4,0))","v":""},null,{"$f":"IF(C106=\"\",\"\",VLOOKUP(C106,'Cennik Płaski'!$D$2:$AD$20278,9,0))","v":""},"",null,"","",{"$f":"IF(C106=\"\",\"\",VLOOKUP(C106,'[3]CENNIK PŁASKI'!$C$2:$AH$27586,24,0))","v":""},"",{"$f":"IF(C106=\"\",\"\",VLOOKUP(C106,'[3]CENNIK PŁASKI'!$C$2:$AH$27586,25,0))","v":""},"",""]
[null,"",null,{"$f":"IF(C107=\"\",\"\",VLOOKUP(C107,'Cennik Płaski'!$D$2:$AD$20278,3,0))","v":""},{"$f":"IF(C107=\"\",\"\",VLOOKUP(C107,'Cennik Płaski'!$D$2:$AD$20278,4,0))","v":""},null,{"$f":"IF(C107=\"\",\"\",VLOOKUP(C107,'Cennik Płaski'!$D$2:$AD$20278,9,0))","v":""},"",null,"","",{"$f":"IF(C107=\"\",\"\",VLOOKUP(C107,'[3]CENNIK PŁASKI'!$C$2:$AH$27586,24,0))","v":""},"",{"$f":"IF(C107=\"\",\"\",VLOOKUP(C107,'[3]CENNIK PŁASKI'!$C$2:$AH$27586,25,0))","v":""},"",""]
[null,"",null,{"$f":"IF(C108=\"\",\"\",VLOOKUP(C108,'Cennik Płaski'!$D$2:$AD$20278,3,0))","v":""},{"$f":"IF(C108=\"\",\"\",VLOOKUP(C108,'Cennik Płaski'!$D$2:$AD$20278,4,0))","v":""},null,{"$f":"IF(C108=\"\",\"\",VLOOKUP(C108,'Cennik Płaski'!$D$2:$AD$20278,9,0))","v":""},"",null,"","",{"$f":"IF(C108=\"\",\"\",VLOOKUP(C108,'[3]CENNIK PŁASKI'!$C$2:$AH$27586,24,0))","v":""},"",{"$f":"IF(C108=\"\",\"\",VLOOKUP(C108,'[3]CENNIK PŁASKI'!$C$2:$AH$27586,25,0))","v":""},"",""]
[null,"",null,{"$f":"IF(C109=\"\",\"\",VLOOKUP(C109,'Cennik Płaski'!$D$2:$AD$20278,3,0))","v":""},{"$f":"IF(C109=\"\",\"\",VLOOKUP(C109,'Cennik Płaski'!$D$2:$AD$20278,4,0))","v":""},null,{"$f":"IF(C109=\"\",\"\",VLOOKUP(C109,'Cennik Płaski'!$D$2:$AD$20278,9,0))","v":""},"",null,"","",{"$f":"IF(C109=\"\",\"\",VLOOKUP(C109,'[3]CENNIK PŁASKI'!$C$2:$AH$27586,24,0))","v":""},"",{"$f":"IF(C109=\"\",\"\",VLOOKUP(C109,'[3]CENNIK PŁASKI'!$C$2:$AH$27586,25,0))","v":""},"",""]
[null,"",null,{"$f":"IF(C110=\"\",\"\",VLOOKUP(C110,'Cennik Płaski'!$D$2:$AD$20278,3,0))","v":""},{"$f":"IF(C110=\"\",\"\",VLOOKUP(C110,'Cennik Płaski'!$D$2:$AD$20278,4,0))","v":""},null,{"$f":"IF(C110=\"\",\"\",VLOOKUP(C110,'Cennik Płaski'!$D$2:$AD$20278,9,0))","v":""},"",null,"","",{"$f":"IF(C110=\"\",\"\",VLOOKUP(C110,'[3]CENNIK PŁASKI'!$C$2:$AH$27586,24,0))","v":""},"",{"$f":"IF(C110=\"\",\"\",VLOOKUP(C110,'[3]CENNIK PŁASKI'!$C$2:$AH$27586,25,0))","v":""},"",""]
[null,"",null,{"$f":"IF(C111=\"\",\"\",VLOOKUP(C111,'Cennik Płaski'!$D$2:$AD$20278,3,0))","v":""},{"$f":"IF(C111=\"\",\"\",VLOOKUP(C111,'Cennik Płaski'!$D$2:$AD$20278,4,0))","v":""},null,{"$f":"IF(C111=\"\",\"\",VLOOKUP(C111,'Cennik Płaski'!$D$2:$AD$20278,9,0))","v":""},"",null,"","",{"$f":"IF(C111=\"\",\"\",VLOOKUP(C111,'[3]CENNIK PŁASKI'!$C$2:$AH$27586,24,0))","v":""},"",{"$f":"IF(C111=\"\",\"\",VLOOKUP(C111,'[3]CENNIK PŁASKI'!$C$2:$AH$27586,25,0))","v":""},"",""]
[null,"",null,{"$f":"IF(C112=\"\",\"\",VLOOKUP(C112,'Cennik Płaski'!$D$2:$AD$20278,3,0))","v":""},{"$f":"IF(C112=\"\",\"\",VLOOKUP(C112,'Cennik Płaski'!$D$2:$AD$20278,4,0))","v":""},null,{"$f":"IF(C112=\"\",\"\",VLOOKUP(C112,'Cennik Płaski'!$D$2:$AD$20278,9,0))","v":""},"",null,"","",{"$f":"IF(C112=\"\",\"\",VLOOKUP(C112,'[3]CENNIK PŁASKI'!$C$2:$AH$27586,24,0))","v":""},"",{"$f":"IF(C112=\"\",\"\",VLOOKUP(C112,'[3]CENNIK PŁASKI'!$C$2:$AH$27586,25,0))","v":""},"",""]
[null,"",null,{"$f":"IF(C113=\"\",\"\",VLOOKUP(C113,'Cennik Płaski'!$D$2:$AD$20278,3,0))","v":""},{"$f":"IF(C113=\"\",\"\",VLOOKUP(C113,'Cennik Płaski'!$D$2:$AD$20278,4,0))","v":""},null,{"$f":"IF(C113=\"\",\"\",VLOOKUP(C113,'Cennik Płaski'!$D$2:$AD$20278,9,0))","v":""},"",null,"","",{"$f":"IF(C113=\"\",\"\",VLOOKUP(C113,'[3]CENNIK PŁASKI'!$C$2:$AH$27586,24,0))","v":""},"",{"$f":"IF(C113=\"\",\"\",VLOOKUP(C113,'[3]CENNIK PŁASKI'!$C$2:$AH$27586,25,0))","v":""},"",""]
[null,"",null,{"$f":"IF(C114=\"\",\"\",VLOOKUP(C114,'Cennik Płaski'!$D$2:$AD$20278,3,0))","v":""},{"$f":"IF(C114=\"\",\"\",VLOOKUP(C114,'Cennik Płaski'!$D$2:$AD$20278,4,0))","v":""},null,{"$f":"IF(C114=\"\",\"\",VLOOKUP(C114,'Cennik Płaski'!$D$2:$AD$20278,9,0))","v":""},"",null,"","",{"$f":"IF(C114=\"\",\"\",VLOOKUP(C114,'[3]CENNIK PŁASKI'!$C$2:$AH$27586,24,0))","v":""},"",{"$f":"IF(C114=\"\",\"\",VLOOKUP(C114,'[3]CENNIK PŁASKI'!$C$2:$AH$27586,25,0))","v":""},"",""]
[null,"",null,{"$f":"IF(C115=\"\",\"\",VLOOKUP(C115,'Cennik Płaski'!$D$2:$AD$20278,3,0))","v":""},{"$f":"IF(C115=\"\",\"\",VLOOKUP(C115,'Cennik Płaski'!$D$2:$AD$20278,4,0))","v":""},null,{"$f":"IF(C115=\"\",\"\",VLOOKUP(C115,'Cennik Płaski'!$D$2:$AD$20278,9,0))","v":""},"",null,"","",{"$f":"IF(C115=\"\",\"\",VLOOKUP(C115,'[3]CENNIK PŁASKI'!$C$2:$AH$27586,24,0))","v":""},"",{"$f":"IF(C115=\"\",\"\",VLOOKUP(C115,'[3]CENNIK PŁASKI'!$C$2:$AH$27586,25,0))","v":""},"",""]
[null,"",null,{"$f":"IF(C116=\"\",\"\",VLOOKUP(C116,'Cennik Płaski'!$D$2:$AD$20278,3,0))","v":""},{"$f":"IF(C116=\"\",\"\",VLOOKUP(C116,'Cennik Płaski'!$D$2:$AD$20278,4,0))","v":""},null,{"$f":"IF(C116=\"\",\"\",VLOOKUP(C116,'Cennik Płaski'!$D$2:$AD$20278,9,0))","v":""},"",null,"","",{"$f":"IF(C116=\"\",\"\",VLOOKUP(C116,'[3]CENNIK PŁASKI'!$C$2:$AH$27586,24,0))","v":""},"",{"$f":"IF(C116=\"\",\"\",VLOOKUP(C116,'[3]CENNIK PŁASKI'!$C$2:$AH$27586,25,0))","v":""},"",""]
[null,"",null,{"$f":"IF(C117=\"\",\"\",VLOOKUP(C117,'Cennik Płaski'!$D$2:$AD$20278,3,0))","v":""},{"$f":"IF(C117=\"\",\"\",VLOOKUP(C117,'Cennik Płaski'!$D$2:$AD$20278,4,0))","v":""},null,{"$f":"IF(C117=\"\",\"\",VLOOKUP(C117,'Cennik Płaski'!$D$2:$AD$20278,9,0))","v":""},"",null,"","",{"$f":"IF(C117=\"\",\"\",VLOOKUP(C117,'[3]CENNIK PŁASKI'!$C$2:$AH$27586,24,0))","v":""},"",{"$f":"IF(C117=\"\",\"\",VLOOKUP(C117,'[3]CENNIK PŁASKI'!$C$2:$AH$27586,25,0))","v":""},"",""]
[null,"",null,{"$f":"IF(C118=\"\",\"\",VLOOKUP(C118,'Cennik Płaski'!$D$2:$AD$20278,3,0))","v":""},{"$f":"IF(C118=\"\",\"\",VLOOKUP(C118,'Cennik Płaski'!$D$2:$AD$20278,4,0))","v":""},null,{"$f":"IF(C118=\"\",\"\",VLOOKUP(C118,'Cennik Płaski'!$D$2:$AD$20278,9,0))","v":""},"",null,"","",{"$f":"IF(C118=\"\",\"\",VLOOKUP(C118,'[3]CENNIK PŁASKI'!$C$2:$AH$27586,24,0))","v":""},"",{"$f":"IF(C118=\"\",\"\",VLOOKUP(C118,'[3]CENNIK PŁASKI'!$C$2:$AH$27586,25,0))","v":""},"",""]
[null,"",null,{"$f":"IF(C119=\"\",\"\",VLOOKUP(C119,'Cennik Płaski'!$D$2:$AD$20278,3,0))","v":""},{"$f":"IF(C119=\"\",\"\",VLOOKUP(C119,'Cennik Płaski'!$D$2:$AD$20278,4,0))","v":""},null,{"$f":"IF(C119=\"\",\"\",VLOOKUP(C119,'Cennik Płaski'!$D$2:$AD$20278,9,0))","v":""},"",null,"","",{"$f":"IF(C119=\"\",\"\",VLOOKUP(C119,'[3]CENNIK PŁASKI'!$C$2:$AH$27586,24,0))","v":""},"",{"$f":"IF(C119=\"\",\"\",VLOOKUP(C119,'[3]CENNIK PŁASKI'!$C$2:$AH$27586,25,0))","v":""},"",""]
[null,"",null,{"$f":"IF(C120=\"\",\"\",VLOOKUP(C120,'Cennik Płaski'!$D$2:$AD$20278,3,0))","v":""},{"$f":"IF(C120=\"\",\"\",VLOOKUP(C120,'Cennik Płaski'!$D$2:$AD$20278,4,0))","v":""},null,{"$f":"IF(C120=\"\",\"\",VLOOKUP(C120,'Cennik Płaski'!$D$2:$AD$20278,9,0))","v":""},"",null,"","",{"$f":"IF(C120=\"\",\"\",VLOOKUP(C120,'[3]CENNIK PŁASKI'!$C$2:$AH$27586,24,0))","v":""},"",{"$f":"IF(C120=\"\",\"\",VLOOKUP(C120,'[3]CENNIK PŁASKI'!$C$2:$AH$27586,25,0))","v":""},"",""]
[null,"",null,{"$f":"IF(C121=\"\",\"\",VLOOKUP(C121,'Cennik Płaski'!$D$2:$AD$20278,3,0))","v":""},{"$f":"IF(C121=\"\",\"\",VLOOKUP(C121,'Cennik Płaski'!$D$2:$AD$20278,4,0))","v":""},null,{"$f":"IF(C121=\"\",\"\",VLOOKUP(C121,'Cennik Płaski'!$D$2:$AD$20278,9,0))","v":""},"",null,"","",{"$f":"IF(C121=\"\",\"\",VLOOKUP(C121,'[3]CENNIK PŁASKI'!$C$2:$AH$27586,24,0))","v":""},"",{"$f":"IF(C121=\"\",\"\",VLOOKUP(C121,'[3]CENNIK PŁASKI'!$C$2:$AH$27586,25,0))","v":""},"",""]
[null,"",null,{"$f":"IF(C122=\"\",\"\",VLOOKUP(C122,'Cennik Płaski'!$D$2:$AD$20278,3,0))","v":""},{"$f":"IF(C122=\"\",\"\",VLOOKUP(C122,'Cennik Płaski'!$D$2:$AD$20278,4,0))","v":""},null,{"$f":"IF(C122=\"\",\"\",VLOOKUP(C122,'Cennik Płaski'!$D$2:$AD$20278,9,0))","v":""},"",null,"","",{"$f":"IF(C122=\"\",\"\",VLOOKUP(C122,'[3]CENNIK PŁASKI'!$C$2:$AH$27586,24,0))","v":""},"",{"$f":"IF(C122=\"\",\"\",VLOOKUP(C122,'[3]CENNIK PŁASKI'!$C$2:$AH$27586,25,0))","v":""},"",""]
[null,"",null,{"$f":"IF(C123=\"\",\"\",VLOOKUP(C123,'Cennik Płaski'!$D$2:$AD$20278,3,0))","v":""},{"$f":"IF(C123=\"\",\"\",VLOOKUP(C123,'Cennik Płaski'!$D$2:$AD$20278,4,0))","v":""},null,{"$f":"IF(C123=\"\",\"\",VLOOKUP(C123,'Cennik Płaski'!$D$2:$AD$20278,9,0))","v":""},"",null,"","",{"$f":"IF(C123=\"\",\"\",VLOOKUP(C123,'[3]CENNIK PŁASKI'!$C$2:$AH$27586,24,0))","v":""},"",{"$f":"IF(C123=\"\",\"\",VLOOKUP(C123,'[3]CENNIK PŁASKI'!$C$2:$AH$27586,25,0))","v":""},"",""]
[null,"",null,{"$f":"IF(C124=\"\",\"\",VLOOKUP(C124,'Cennik Płaski'!$D$2:$AD$20278,3,0))","v":""},{"$f":"IF(C124=\"\",\"\",VLOOKUP(C124,'Cennik Płaski'!$D$2:$AD$20278,4,0))","v":""},null,{"$f":"IF(C124=\"\",\"\",VLOOKUP(C124,'Cennik Płaski'!$D$2:$AD$20278,9,0))","v":""},"",null,"","",{"$f":"IF(C124=\"\",\"\",VLOOKUP(C124,'[3]CENNIK PŁASKI'!$C$2:$AH$27586,24,0))","v":""},"",{"$f":"IF(C124=\"\",\"\",VLOOKUP(C124,'[3]CENNIK PŁASKI'!$C$2:$AH$27586,25,0))","v":""},"",""]
[null,"",null,{"$f":"IF(C125=\"\",\"\",VLOOKUP(C125,'Cennik Płaski'!$D$2:$AD$20278,3,0))","v":""},{"$f":"IF(C125=\"\",\"\",VLOOKUP(C125,'Cennik Płaski'!$D$2:$AD$20278,4,0))","v":""},null,{"$f":"IF(C125=\"\",\"\",VLOOKUP(C125,'Cennik Płaski'!$D$2:$AD$20278,9,0))","v":""},"",null,"","",{"$f":"IF(C125=\"\",\"\",VLOOKUP(C125,'[3]CENNIK PŁASKI'!$C$2:$AH$27586,24,0))","v":""},"",{"$f":"IF(C125=\"\",\"\",VLOOKUP(C125,'[3]CENNIK PŁASKI'!$C$2:$AH$27586,25,0))","v":""},"",""]
[null,"",null,{"$f":"IF(C126=\"\",\"\",VLOOKUP(C126,'Cennik Płaski'!$D$2:$AD$20278,3,0))","v":""},{"$f":"IF(C126=\"\",\"\",VLOOKUP(C126,'Cennik Płaski'!$D$2:$AD$20278,4,0))","v":""},null,{"$f":"IF(C126=\"\",\"\",VLOOKUP(C126,'Cennik Płaski'!$D$2:$AD$20278,9,0))","v":""},"",null,"","",{"$f":"IF(C126=\"\",\"\",VLOOKUP(C126,'[3]CENNIK PŁASKI'!$C$2:$AH$27586,24,0))","v":""},"",{"$f":"IF(C126=\"\",\"\",VLOOKUP(C126,'[3]CENNIK PŁASKI'!$C$2:$AH$27586,25,0))","v":""},"",""]
[null,"",null,{"$f":"IF(C127=\"\",\"\",VLOOKUP(C127,'Cennik Płaski'!$D$2:$AD$20278,3,0))","v":""},{"$f":"IF(C127=\"\",\"\",VLOOKUP(C127,'Cennik Płaski'!$D$2:$AD$20278,4,0))","v":""},null,{"$f":"IF(C127=\"\",\"\",VLOOKUP(C127,'Cennik Płaski'!$D$2:$AD$20278,9,0))","v":""},"",null,"","",{"$f":"IF(C127=\"\",\"\",VLOOKUP(C127,'[3]CENNIK PŁASKI'!$C$2:$AH$27586,24,0))","v":""},"",{"$f":"IF(C127=\"\",\"\",VLOOKUP(C127,'[3]CENNIK PŁASKI'!$C$2:$AH$27586,25,0))","v":""},"",""]
[null,"",null,{"$f":"IF(C128=\"\",\"\",VLOOKUP(C128,'Cennik Płaski'!$D$2:$AD$20278,3,0))","v":""},{"$f":"IF(C128=\"\",\"\",VLOOKUP(C128,'Cennik Płaski'!$D$2:$AD$20278,4,0))","v":""},null,{"$f":"IF(C128=\"\",\"\",VLOOKUP(C128,'Cennik Płaski'!$D$2:$AD$20278,9,0))","v":""},"",null,"","",{"$f":"IF(C128=\"\",\"\",VLOOKUP(C128,'[3]CENNIK PŁASKI'!$C$2:$AH$27586,24,0))","v":""},"",{"$f":"IF(C128=\"\",\"\",VLOOKUP(C128,'[3]CENNIK PŁASKI'!$C$2:$AH$27586,25,0))","v":""},"",""]
[null,"",null,{"$f":"IF(C129=\"\",\"\",VLOOKUP(C129,'Cennik Płaski'!$D$2:$AD$20278,3,0))","v":""},{"$f":"IF(C129=\"\",\"\",VLOOKUP(C129,'Cennik Płaski'!$D$2:$AD$20278,4,0))","v":""},null,{"$f":"IF(C129=\"\",\"\",VLOOKUP(C129,'Cennik Płaski'!$D$2:$AD$20278,9,0))","v":""},"",null,"","",{"$f":"IF(C129=\"\",\"\",VLOOKUP(C129,'[3]CENNIK PŁASKI'!$C$2:$AH$27586,24,0))","v":""},"",{"$f":"IF(C129=\"\",\"\",VLOOKUP(C129,'[3]CENNIK PŁASKI'!$C$2:$AH$27586,25,0))","v":""},"",""]
[null,"",null,{"$f":"IF(C130=\"\",\"\",VLOOKUP(C130,'Cennik Płaski'!$D$2:$AD$20278,3,0))","v":""},{"$f":"IF(C130=\"\",\"\",VLOOKUP(C130,'Cennik Płaski'!$D$2:$AD$20278,4,0))","v":""},null,{"$f":"IF(C130=\"\",\"\",VLOOKUP(C130,'Cennik Płaski'!$D$2:$AD$20278,9,0))","v":""},"",null,"","",{"$f":"IF(C130=\"\",\"\",VLOOKUP(C130,'[3]CENNIK PŁASKI'!$C$2:$AH$27586,24,0))","v":""},"",{"$f":"IF(C130=\"\",\"\",VLOOKUP(C130,'[3]CENNIK PŁASKI'!$C$2:$AH$27586,25,0))","v":""},"",""]
[null,"",null,{"$f":"IF(C131=\"\",\"\",VLOOKUP(C131,'Cennik Płaski'!$D$2:$AD$20278,3,0))","v":""},{"$f":"IF(C131=\"\",\"\",VLOOKUP(C131,'Cennik Płaski'!$D$2:$AD$20278,4,0))","v":""},null,{"$f":"IF(C131=\"\",\"\",VLOOKUP(C131,'Cennik Płaski'!$D$2:$AD$20278,9,0))","v":""},"",null,"","",{"$f":"IF(C131=\"\",\"\",VLOOKUP(C131,'[3]CENNIK PŁASKI'!$C$2:$AH$27586,24,0))","v":""},"",{"$f":"IF(C131=\"\",\"\",VLOOKUP(C131,'[3]CENNIK PŁASKI'!$C$2:$AH$27586,25,0))","v":""},"",""]
[null,"",null,{"$f":"IF(C132=\"\",\"\",VLOOKUP(C132,'Cennik Płaski'!$D$2:$AD$20278,3,0))","v":""},{"$f":"IF(C132=\"\",\"\",VLOOKUP(C132,'Cennik Płaski'!$D$2:$AD$20278,4,0))","v":""},null,{"$f":"IF(C132=\"\",\"\",VLOOKUP(C132,'Cennik Płaski'!$D$2:$AD$20278,9,0))","v":""},"",null,"","",{"$f":"IF(C132=\"\",\"\",VLOOKUP(C132,'[3]CENNIK PŁASKI'!$C$2:$AH$27586,24,0))","v":""},"",{"$f":"IF(C132=\"\",\"\",VLOOKUP(C132,'[3]CENNIK PŁASKI'!$C$2:$AH$27586,25,0))","v":""},"",""]
[null,"",null,{"$f":"IF(C133=\"\",\"\",VLOOKUP(C133,'Cennik Płaski'!$D$2:$AD$20278,3,0))","v":""},{"$f":"IF(C133=\"\",\"\",VLOOKUP(C133,'Cennik Płaski'!$D$2:$AD$20278,4,0))","v":""},null,{"$f":"IF(C133=\"\",\"\",VLOOKUP(C133,'Cennik Płaski'!$D$2:$AD$20278,9,0))","v":""},"",null,"","",{"$f":"IF(C133=\"\",\"\",VLOOKUP(C133,'[3]CENNIK PŁASKI'!$C$2:$AH$27586,24,0))","v":""},"",{"$f":"IF(C133=\"\",\"\",VLOOKUP(C133,'[3]CENNIK PŁASKI'!$C$2:$AH$27586,25,0))","v":""},"",""]
[null,"",null,{"$f":"IF(C134=\"\",\"\",VLOOKUP(C134,'Cennik Płaski'!$D$2:$AD$20278,3,0))","v":""},{"$f":"IF(C134=\"\",\"\",VLOOKUP(C134,'Cennik Płaski'!$D$2:$AD$20278,4,0))","v":""},null,{"$f":"IF(C134=\"\",\"\",VLOOKUP(C134,'Cennik Płaski'!$D$2:$AD$20278,9,0))","v":""},"",null,"","",{"$f":"IF(C134=\"\",\"\",VLOOKUP(C134,'[3]CENNIK PŁASKI'!$C$2:$AH$27586,24,0))","v":""},"",{"$f":"IF(C134=\"\",\"\",VLOOKUP(C134,'[3]CENNIK PŁASKI'!$C$2:$AH$27586,25,0))","v":""},"",""]
[null,"",null,{"$f":"IF(C135=\"\",\"\",VLOOKUP(C135,'Cennik Płaski'!$D$2:$AD$20278,3,0))","v":""},{"$f":"IF(C135=\"\",\"\",VLOOKUP(C135,'Cennik Płaski'!$D$2:$AD$20278,4,0))","v":""},null,{"$f":"IF(C135=\"\",\"\",VLOOKUP(C135,'Cennik Płaski'!$D$2:$AD$20278,9,0))","v":""},"",null,"","",{"$f":"IF(C135=\"\",\"\",VLOOKUP(C135,'[3]CENNIK PŁASKI'!$C$2:$AH$27586,24,0))","v":""},"",{"$f":"IF(C135=\"\",\"\",VLOOKUP(C135,'[3]CENNIK PŁASKI'!$C$2:$AH$27586,25,0))","v":""},"",""]
[null,"",null,{"$f":"IF(C136=\"\",\"\",VLOOKUP(C136,'Cennik Płaski'!$D$2:$AD$20278,3,0))","v":""},{"$f":"IF(C136=\"\",\"\",VLOOKUP(C136,'Cennik Płaski'!$D$2:$AD$20278,4,0))","v":""},null,{"$f":"IF(C136=\"\",\"\",VLOOKUP(C136,'Cennik Płaski'!$D$2:$AD$20278,9,0))","v":""},"",null,"","",{"$f":"IF(C136=\"\",\"\",VLOOKUP(C136,'[3]CENNIK PŁASKI'!$C$2:$AH$27586,24,0))","v":""},"",{"$f":"IF(C136=\"\",\"\",VLOOKUP(C136,'[3]CENNIK PŁASKI'!$C$2:$AH$27586,25,0))","v":""},"",""]
[null,"",null,{"$f":"IF(C137=\"\",\"\",VLOOKUP(C137,'Cennik Płaski'!$D$2:$AD$20278,3,0))","v":""},{"$f":"IF(C137=\"\",\"\",VLOOKUP(C137,'Cennik Płaski'!$D$2:$AD$20278,4,0))","v":""},null,{"$f":"IF(C137=\"\",\"\",VLOOKUP(C137,'Cennik Płaski'!$D$2:$AD$20278,9,0))","v":""},"",null,"","",{"$f":"IF(C137=\"\",\"\",VLOOKUP(C137,'[3]CENNIK PŁASKI'!$C$2:$AH$27586,24,0))","v":""},"",{"$f":"IF(C137=\"\",\"\",VLOOKUP(C137,'[3]CENNIK PŁASKI'!$C$2:$AH$27586,25,0))","v":""},"",""]
[null,"",null,{"$f":"IF(C138=\"\",\"\",VLOOKUP(C138,'Cennik Płaski'!$D$2:$AD$20278,3,0))","v":""},{"$f":"IF(C138=\"\",\"\",VLOOKUP(C138,'Cennik Płaski'!$D$2:$AD$20278,4,0))","v":""},null,{"$f":"IF(C138=\"\",\"\",VLOOKUP(C138,'Cennik Płaski'!$D$2:$AD$20278,9,0))","v":""},"",null,"","",{"$f":"IF(C138=\"\",\"\",VLOOKUP(C138,'[3]CENNIK PŁASKI'!$C$2:$AH$27586,24,0))","v":""},"",{"$f":"IF(C138=\"\",\"\",VLOOKUP(C138,'[3]CENNIK PŁASKI'!$C$2:$AH$27586,25,0))","v":""},"",""]
[null,"",null,{"$f":"IF(C139=\"\",\"\",VLOOKUP(C139,'Cennik Płaski'!$D$2:$AD$20278,3,0))","v":""},{"$f":"IF(C139=\"\",\"\",VLOOKUP(C139,'Cennik Płaski'!$D$2:$AD$20278,4,0))","v":""},null,{"$f":"IF(C139=\"\",\"\",VLOOKUP(C139,'Cennik Płaski'!$D$2:$AD$20278,9,0))","v":""},"",null,"","",{"$f":"IF(C139=\"\",\"\",VLOOKUP(C139,'[3]CENNIK PŁASKI'!$C$2:$AH$27586,24,0))","v":""},"",{"$f":"IF(C139=\"\",\"\",VLOOKUP(C139,'[3]CENNIK PŁASKI'!$C$2:$AH$27586,25,0))","v":""},"",""]
[null,"",null,{"$f":"IF(C140=\"\",\"\",VLOOKUP(C140,'Cennik Płaski'!$D$2:$AD$20278,3,0))","v":""},{"$f":"IF(C140=\"\",\"\",VLOOKUP(C140,'Cennik Płaski'!$D$2:$AD$20278,4,0))","v":""},null,{"$f":"IF(C140=\"\",\"\",VLOOKUP(C140,'Cennik Płaski'!$D$2:$AD$20278,9,0))","v":""},"",null,"","",{"$f":"IF(C140=\"\",\"\",VLOOKUP(C140,'[3]CENNIK PŁASKI'!$C$2:$AH$27586,24,0))","v":""},"",{"$f":"IF(C140=\"\",\"\",VLOOKUP(C140,'[3]CENNIK PŁASKI'!$C$2:$AH$27586,25,0))","v":""},"",""]
[null,"",null,{"$f":"IF(C141=\"\",\"\",VLOOKUP(C141,'Cennik Płaski'!$D$2:$AD$20278,3,0))","v":""},{"$f":"IF(C141=\"\",\"\",VLOOKUP(C141,'Cennik Płaski'!$D$2:$AD$20278,4,0))","v":""},null,{"$f":"IF(C141=\"\",\"\",VLOOKUP(C141,'Cennik Płaski'!$D$2:$AD$20278,9,0))","v":""},"",null,"","",{"$f":"IF(C141=\"\",\"\",VLOOKUP(C141,'[3]CENNIK PŁASKI'!$C$2:$AH$27586,24,0))","v":""},"",{"$f":"IF(C141=\"\",\"\",VLOOKUP(C141,'[3]CENNIK PŁASKI'!$C$2:$AH$27586,25,0))","v":""},"",""]
[null,"",null,{"$f":"IF(C142=\"\",\"\",VLOOKUP(C142,'Cennik Płaski'!$D$2:$AD$20278,3,0))","v":""},{"$f":"IF(C142=\"\",\"\",VLOOKUP(C142,'Cennik Płaski'!$D$2:$AD$20278,4,0))","v":""},null,{"$f":"IF(C142=\"\",\"\",VLOOKUP(C142,'Cennik Płaski'!$D$2:$AD$20278,9,0))","v":""},"",null,"","",{"$f":"IF(C142=\"\",\"\",VLOOKUP(C142,'[3]CENNIK PŁASKI'!$C$2:$AH$27586,24,0))","v":""},"",{"$f":"IF(C142=\"\",\"\",VLOOKUP(C142,'[3]CENNIK PŁASKI'!$C$2:$AH$27586,25,0))","v":""},"",{"$f":"IF(C142<>\"\",IF(ISNUMBER(F142),\"\",\"Proszę wpisać ilość\"),\"\")","v":""}]
[null,"",null,{"$f":"IF(C143=\"\",\"\",VLOOKUP(C143,'Cennik Płaski'!$D$2:$AD$20278,3,0))","v":""},{"$f":"IF(C143=\"\",\"\",VLOOKUP(C143,'Cennik Płaski'!$D$2:$AD$20278,4,0))","v":""},null,{"$f":"IF(C143=\"\",\"\",VLOOKUP(C143,'Cennik Płaski'!$D$2:$AD$20278,9,0))","v":""},"",null,"","",{"$f":"IF(C143=\"\",\"\",VLOOKUP(C143,'[3]CENNIK PŁASKI'!$C$2:$AH$27586,24,0))","v":""},"",{"$f":"IF(C143=\"\",\"\",VLOOKUP(C143,'[3]CENNIK PŁASKI'!$C$2:$AH$27586,25,0))","v":""},"",""]
[null,{"$f":"IF(C144<>\"\",B143+1,\"\")","v":""},null,{"$f":"IF(C144=\"\",\"\",VLOOKUP(C144,'Cennik Płaski'!$D$2:$AD$20278,3,0))","v":""},{"$f":"IF(C144=\"\",\"\",VLOOKUP(C144,'Cennik Płaski'!$D$2:$AD$20278,4,0))","v":""},null,{"$f":"IF(C144=\"\",\"\",VLOOKUP(C144,'Cennik Płaski'!$D$2:$AD$20278,9,0))","v":""},{"$f":"IF(C144=\"\",\"\",F144*G144)","v":""},null,{"$f":"IF(B144=\"\",\"\",IF(I144>0,G144*(1-I144),G144))","v":""},{"$f":"IF(C144=\"\",\"\",IF(I144>0,H144*(1-I144),H144))","v":""},{"$f":"IF(C144=\"\",\"\",VLOOKUP(C144,'[3]CENNIK PŁASKI'!$C$2:$AH$27586,24,0))","v":""},{"$f":"HYPERLINK(L144,L144)","v":""},{"$f":"IF(C144=\"\",\"\",VLOOKUP(C144,'[3]CENNIK PŁASKI'!$C$2:$AH$27586,25,0))","v":""},{"$f":"HYPERLINK(N144,N144)","v":""},""]
[null,"",null,{"$f":"IF(C145=\"\",\"\",VLOOKUP(C145,'Cennik Płaski'!$D$2:$AD$20278,3,0))","v":""},{"$f":"IF(C145=\"\",\"\",VLOOKUP(C145,'Cennik Płaski'!$D$2:$AD$20278,4,0))","v":""},null,{"$f":"IF(C145=\"\",\"\",VLOOKUP(C145,'Cennik Płaski'!$D$2:$AD$20278,9,0))","v":""},"",null,"","",{"$f":"IF(C145=\"\",\"\",VLOOKUP(C145,'[3]CENNIK PŁASKI'!$C$2:$AH$27586,24,0))","v":""},"",{"$f":"IF(C145=\"\",\"\",VLOOKUP(C145,'[3]CENNIK PŁASKI'!$C$2:$AH$27586,25,0))","v":""},"",""]
[null,"",null,{"$f":"IF(C146=\"\",\"\",VLOOKUP(C146,'Cennik Płaski'!$D$2:$AD$20278,3,0))","v":""},{"$f":"IF(C146=\"\",\"\",VLOOKUP(C146,'Cennik Płaski'!$D$2:$AD$20278,4,0))","v":""},null,{"$f":"IF(C146=\"\",\"\",VLOOKUP(C146,'Cennik Płaski'!$D$2:$AD$20278,9,0))","v":""},"",null,"","",{"$f":"IF(C146=\"\",\"\",VLOOKUP(C146,'[3]CENNIK PŁASKI'!$C$2:$AH$27586,24,0))","v":""},"",{"$f":"IF(C146=\"\",\"\",VLOOKUP(C146,'[3]CENNIK PŁASKI'!$C$2:$AH$27586,25,0))","v":""},"",""]
[null,"",null,{"$f":"IF(C147=\"\",\"\",VLOOKUP(C147,'Cennik Płaski'!$D$2:$AD$20278,3,0))","v":""},{"$f":"IF(C147=\"\",\"\",VLOOKUP(C147,'Cennik Płaski'!$D$2:$AD$20278,4,0))","v":""},null,{"$f":"IF(C147=\"\",\"\",VLOOKUP(C147,'Cennik Płaski'!$D$2:$AD$20278,9,0))","v":""},"",null,"","",{"$f":"IF(C147=\"\",\"\",VLOOKUP(C147,'[3]CENNIK PŁASKI'!$C$2:$AH$27586,24,0))","v":""},"",{"$f":"IF(C147=\"\",\"\",VLOOKUP(C147,'[3]CENNIK PŁASKI'!$C$2:$AH$27586,25,0))","v":""},"",""]
[null,"",null,{"$f":"IF(C148=\"\",\"\",VLOOKUP(C148,'Cennik Płaski'!$D$2:$AD$20278,3,0))","v":""},{"$f":"IF(C148=\"\",\"\",VLOOKUP(C148,'Cennik Płaski'!$D$2:$AD$20278,4,0))","v":""},null,{"$f":"IF(C148=\"\",\"\",VLOOKUP(C148,'Cennik Płaski'!$D$2:$AD$20278,9,0))","v":""},"",null,"","",{"$f":"IF(C148=\"\",\"\",VLOOKUP(C148,'[3]CENNIK PŁASKI'!$C$2:$AH$27586,24,0))","v":""},"",{"$f":"IF(C148=\"\",\"\",VLOOKUP(C148,'[3]CENNIK PŁASKI'!$C$2:$AH$27586,25,0))","v":""},"",""]
[null,"",null,{"$f":"IF(C149=\"\",\"\",VLOOKUP(C149,'Cennik Płaski'!$D$2:$AD$20278,3,0))","v":""},{"$f":"IF(C149=\"\",\"\",VLOOKUP(C149,'Cennik Płaski'!$D$2:$AD$20278,4,0))","v":""},null,{"$f":"IF(C149=\"\",\"\",VLOOKUP(C149,'Cennik Płaski'!$D$2:$AD$20278,9,0))","v":""},"",null,"","",{"$f":"IF(C149=\"\",\"\",VLOOKUP(C149,'[3]CENNIK PŁASKI'!$C$2:$AH$27586,24,0))","v":""},"",{"$f":"IF(C149=\"\",\"\",VLOOKUP(C149,'[3]CENNIK PŁASKI'!$C$2:$AH$27586,25,0))","v":""},"",""]
[null,"",null,{"$f":"IF(C150=\"\",\"\",VLOOKUP(C150,'Cennik Płaski'!$D$2:$AD$20278,3,0))","v":""},{"$f":"IF(C150=\"\",\"\",VLOOKUP(C150,'Cennik Płaski'!$D$2:$AD$20278,4,0))","v":""},null,{"$f":"IF(C150=\"\",\"\",VLOOKUP(C150,'Cennik Płaski'!$D$2:$AD$20278,9,0))","v":""},"",null,"","",{"$f":"IF(C150=\"\",\"\",VLOOKUP(C150,'[3]CENNIK PŁASKI'!$C$2:$AH$27586,24,0))","v":""},"",{"$f":"IF(C150=\"\",\"\",VLOOKUP(C150,'[3]CENNIK PŁASKI'!$C$2:$AH$27586,25,0))","v":""},"",""]
[null,"",null,{"$f":"IF(C151=\"\",\"\",VLOOKUP(C151,'Cennik Płaski'!$D$2:$AD$20278,3,0))","v":""},{"$f":"IF(C151=\"\",\"\",VLOOKUP(C151,'Cennik Płaski'!$D$2:$AD$20278,4,0))","v":""},null,{"$f":"IF(C151=\"\",\"\",VLOOKUP(C151,'Cennik Płaski'!$D$2:$AD$20278,9,0))","v":""},"",null,"","",{"$f":"IF(C151=\"\",\"\",VLOOKUP(C151,'[3]CENNIK PŁASKI'!$C$2:$AH$27586,24,0))","v":""},"",{"$f":"IF(C151=\"\",\"\",VLOOKUP(C151,'[3]CENNIK PŁASKI'!$C$2:$AH$27586,25,0))","v":""},"",""]
[null,"",null,{"$f":"IF(C152=\"\",\"\",VLOOKUP(C152,'Cennik Płaski'!$D$2:$AD$20278,3,0))","v":""},{"$f":"IF(C152=\"\",\"\",VLOOKUP(C152,'Cennik Płaski'!$D$2:$AD$20278,4,0))","v":""},null,{"$f":"IF(C152=\"\",\"\",VLOOKUP(C152,'Cennik Płaski'!$D$2:$AD$20278,9,0))","v":""},"",null,"","",{"$f":"IF(C152=\"\",\"\",VLOOKUP(C152,'[3]CENNIK PŁASKI'!$C$2:$AH$27586,24,0))","v":""},"",{"$f":"IF(C152=\"\",\"\",VLOOKUP(C152,'[3]CENNIK PŁASKI'!$C$2:$AH$27586,25,0))","v":""},"",""]
[null,"",null,{"$f":"IF(C153=\"\",\"\",VLOOKUP(C153,'Cennik Płaski'!$D$2:$AD$20278,3,0))","v":""},{"$f":"IF(C153=\"\",\"\",VLOOKUP(C153,'Cennik Płaski'!$D$2:$AD$20278,4,0))","v":""},null,{"$f":"IF(C153=\"\",\"\",VLOOKUP(C153,'Cennik Płaski'!$D$2:$AD$20278,9,0))","v":""},"",null,"","",{"$f":"IF(C153=\"\",\"\",VLOOKUP(C153,'[3]CENNIK PŁASKI'!$C$2:$AH$27586,24,0))","v":""},"",{"$f":"IF(C153=\"\",\"\",VLOOKUP(C153,'[3]CENNIK PŁASKI'!$C$2:$AH$27586,25,0))","v":""},"",""]
[null,"",null,{"$f":"IF(C154=\"\",\"\",VLOOKUP(C154,'Cennik Płaski'!$D$2:$AD$20278,3,0))","v":""},{"$f":"IF(C154=\"\",\"\",VLOOKUP(C154,'Cennik Płaski'!$D$2:$AD$20278,4,0))","v":""},null,{"$f":"IF(C154=\"\",\"\",VLOOKUP(C154,'Cennik Płaski'!$D$2:$AD$20278,9,0))","v":""},"",null,"","",{"$f":"IF(C154=\"\",\"\",VLOOKUP(C154,'[3]CENNIK PŁASKI'!$C$2:$AH$27586,24,0))","v":""},"",{"$f":"IF(C154=\"\",\"\",VLOOKUP(C154,'[3]CENNIK PŁASKI'!$C$2:$AH$27586,25,0))","v":""},"",""]
[null,"",null,{"$f":"IF(C155=\"\",\"\",VLOOKUP(C155,'Cennik Płaski'!$D$2:$AD$20278,3,0))","v":""},{"$f":"IF(C155=\"\",\"\",VLOOKUP(C155,'Cennik Płaski'!$D$2:$AD$20278,4,0))","v":""},null,{"$f":"IF(C155=\"\",\"\",VLOOKUP(C155,'Cennik Płaski'!$D$2:$AD$20278,9,0))","v":""},"",null,"","",{"$f":"IF(C155=\"\",\"\",VLOOKUP(C155,'[3]CENNIK PŁASKI'!$C$2:$AH$27586,24,0))","v":""},"",{"$f":"IF(C155=\"\",\"\",VLOOKUP(C155,'[3]CENNIK PŁASKI'!$C$2:$AH$27586,25,0))","v":""},"",""]
[null,"",null,{"$f":"IF(C156=\"\",\"\",VLOOKUP(C156,'Cennik Płaski'!$D$2:$AD$20278,3,0))","v":""},{"$f":"IF(C156=\"\",\"\",VLOOKUP(C156,'Cennik Płaski'!$D$2:$AD$20278,4,0))","v":""},null,{"$f":"IF(C156=\"\",\"\",VLOOKUP(C156,'Cennik Płaski'!$D$2:$AD$20278,9,0))","v":""},"",null,"","",{"$f":"IF(C156=\"\",\"\",VLOOKUP(C156,'[3]CENNIK PŁASKI'!$C$2:$AH$27586,24,0))","v":""},"",{"$f":"IF(C156=\"\",\"\",VLOOKUP(C156,'[3]CENNIK PŁASKI'!$C$2:$AH$27586,25,0))","v":""},"",""]
[null,"",null,{"$f":"IF(C157=\"\",\"\",VLOOKUP(C157,'Cennik Płaski'!$D$2:$AD$20278,3,0))","v":""},{"$f":"IF(C157=\"\",\"\",VLOOKUP(C157,'Cennik Płaski'!$D$2:$AD$20278,4,0))","v":""},null,{"$f":"IF(C157=\"\",\"\",VLOOKUP(C157,'Cennik Płaski'!$D$2:$AD$20278,9,0))","v":""},"",null,"","",{"$f":"IF(C157=\"\",\"\",VLOOKUP(C157,'[3]CENNIK PŁASKI'!$C$2:$AH$27586,24,0))","v":""},"",{"$f":"IF(C157=\"\",\"\",VLOOKUP(C157,'[3]CENNIK PŁASKI'!$C$2:$AH$27586,25,0))","v":""},"",""]
[null,"",null,{"$f":"IF(C158=\"\",\"\",VLOOKUP(C158,'Cennik Płaski'!$D$2:$AD$20278,3,0))","v":""},{"$f":"IF(C158=\"\",\"\",VLOOKUP(C158,'Cennik Płaski'!$D$2:$AD$20278,4,0))","v":""},null,{"$f":"IF(C158=\"\",\"\",VLOOKUP(C158,'Cennik Płaski'!$D$2:$AD$20278,9,0))","v":""},"",null,"","",{"$f":"IF(C158=\"\",\"\",VLOOKUP(C158,'[3]CENNIK PŁASKI'!$C$2:$AH$27586,24,0))","v":""},"",{"$f":"IF(C158=\"\",\"\",VLOOKUP(C158,'[3]CENNIK PŁASKI'!$C$2:$AH$27586,25,0))","v":""},"",""]
[null,"",null,{"$f":"IF(C159=\"\",\"\",VLOOKUP(C159,'Cennik Płaski'!$D$2:$AD$20278,3,0))","v":""},{"$f":"IF(C159=\"\",\"\",VLOOKUP(C159,'Cennik Płaski'!$D$2:$AD$20278,4,0))","v":""},null,{"$f":"IF(C159=\"\",\"\",VLOOKUP(C159,'Cennik Płaski'!$D$2:$AD$20278,9,0))","v":""},"",null,"","",{"$f":"IF(C159=\"\",\"\",VLOOKUP(C159,'[3]CENNIK PŁASKI'!$C$2:$AH$27586,24,0))","v":""},"",{"$f":"IF(C159=\"\",\"\",VLOOKUP(C159,'[3]CENNIK PŁASKI'!$C$2:$AH$27586,25,0))","v":""},"",""]
[null,"",null,{"$f":"IF(C160=\"\",\"\",VLOOKUP(C160,'Cennik Płaski'!$D$2:$AD$20278,3,0))","v":""},{"$f":"IF(C160=\"\",\"\",VLOOKUP(C160,'Cennik Płaski'!$D$2:$AD$20278,4,0))","v":""},null,{"$f":"IF(C160=\"\",\"\",VLOOKUP(C160,'Cennik Płaski'!$D$2:$AD$20278,9,0))","v":""},"",null,"","",{"$f":"IF(C160=\"\",\"\",VLOOKUP(C160,'[3]CENNIK PŁASKI'!$C$2:$AH$27586,24,0))","v":""},"",{"$f":"IF(C160=\"\",\"\",VLOOKUP(C160,'[3]CENNIK PŁASKI'!$C$2:$AH$27586,25,0))","v":""},"",""]
[null,"",null,{"$f":"IF(C161=\"\",\"\",VLOOKUP(C161,'Cennik Płaski'!$D$2:$AD$20278,3,0))","v":""},{"$f":"IF(C161=\"\",\"\",VLOOKUP(C161,'Cennik Płaski'!$D$2:$AD$20278,4,0))","v":""},null,{"$f":"IF(C161=\"\",\"\",VLOOKUP(C161,'Cennik Płaski'!$D$2:$AD$20278,9,0))","v":""},"",null,"","",{"$f":"IF(C161=\"\",\"\",VLOOKUP(C161,'[3]CENNIK PŁASKI'!$C$2:$AH$27586,24,0))","v":""},"",{"$f":"IF(C161=\"\",\"\",VLOOKUP(C161,'[3]CENNIK PŁASKI'!$C$2:$AH$27586,25,0))","v":""},"",""]
[null,"",null,{"$f":"IF(C162=\"\",\"\",VLOOKUP(C162,'Cennik Płaski'!$D$2:$AD$20278,3,0))","v":""},{"$f":"IF(C162=\"\",\"\",VLOOKUP(C162,'Cennik Płaski'!$D$2:$AD$20278,4,0))","v":""},null,{"$f":"IF(C162=\"\",\"\",VLOOKUP(C162,'Cennik Płaski'!$D$2:$AD$20278,9,0))","v":""},"",null,"","",{"$f":"IF(C162=\"\",\"\",VLOOKUP(C162,'[3]CENNIK PŁASKI'!$C$2:$AH$27586,24,0))","v":""},"",{"$f":"IF(C162=\"\",\"\",VLOOKUP(C162,'[3]CENNIK PŁASKI'!$C$2:$AH$27586,25,0))","v":""},"",""]
[null,"",null,{"$f":"IF(C163=\"\",\"\",VLOOKUP(C163,'Cennik Płaski'!$D$2:$AD$20278,3,0))","v":""},{"$f":"IF(C163=\"\",\"\",VLOOKUP(C163,'Cennik Płaski'!$D$2:$AD$20278,4,0))","v":""},null,{"$f":"IF(C163=\"\",\"\",VLOOKUP(C163,'Cennik Płaski'!$D$2:$AD$20278,9,0))","v":""},"",null,"","",{"$f":"IF(C163=\"\",\"\",VLOOKUP(C163,'[3]CENNIK PŁASKI'!$C$2:$AH$27586,24,0))","v":""},"",{"$f":"IF(C163=\"\",\"\",VLOOKUP(C163,'[3]CENNIK PŁASKI'!$C$2:$AH$27586,25,0))","v":""},"",""]
[null,"",null,{"$f":"IF(C164=\"\",\"\",VLOOKUP(C164,'Cennik Płaski'!$D$2:$AD$20278,3,0))","v":""},{"$f":"IF(C164=\"\",\"\",VLOOKUP(C164,'Cennik Płaski'!$D$2:$AD$20278,4,0))","v":""},null,{"$f":"IF(C164=\"\",\"\",VLOOKUP(C164,'Cennik Płaski'!$D$2:$AD$20278,9,0))","v":""},"",null,"","",{"$f":"IF(C164=\"\",\"\",VLOOKUP(C164,'[3]CENNIK PŁASKI'!$C$2:$AH$27586,24,0))","v":""},"",{"$f":"IF(C164=\"\",\"\",VLOOKUP(C164,'[3]CENNIK PŁASKI'!$C$2:$AH$27586,25,0))","v":""},"",""]
[null,"",null,{"$f":"IF(C165=\"\",\"\",VLOOKUP(C165,'Cennik Płaski'!$D$2:$AD$20278,3,0))","v":""},{"$f":"IF(C165=\"\",\"\",VLOOKUP(C165,'Cennik Płaski'!$D$2:$AD$20278,4,0))","v":""},null,{"$f":"IF(C165=\"\",\"\",VLOOKUP(C165,'Cennik Płaski'!$D$2:$AD$20278,9,0))","v":""},"",null,"","",{"$f":"IF(C165=\"\",\"\",VLOOKUP(C165,'[3]CENNIK PŁASKI'!$C$2:$AH$27586,24,0))","v":""},"",{"$f":"IF(C165=\"\",\"\",VLOOKUP(C165,'[3]CENNIK PŁASKI'!$C$2:$AH$27586,25,0))","v":""},"",""]
[null,"",null,{"$f":"IF(C166=\"\",\"\",VLOOKUP(C166,'Cennik Płaski'!$D$2:$AD$20278,3,0))","v":""},{"$f":"IF(C166=\"\",\"\",VLOOKUP(C166,'Cennik Płaski'!$D$2:$AD$20278,4,0))","v":""},null,{"$f":"IF(C166=\"\",\"\",VLOOKUP(C166,'Cennik Płaski'!$D$2:$AD$20278,9,0))","v":""},"",null,"","",{"$f":"IF(C166=\"\",\"\",VLOOKUP(C166,'[3]CENNIK PŁASKI'!$C$2:$AH$27586,24,0))","v":""},"",{"$f":"IF(C166=\"\",\"\",VLOOKUP(C166,'[3]CENNIK PŁASKI'!$C$2:$AH$27586,25,0))","v":""},"",""]
[null,"",null,{"$f":"IF(C167=\"\",\"\",VLOOKUP(C167,'Cennik Płaski'!$D$2:$AD$20278,3,0))","v":""},{"$f":"IF(C167=\"\",\"\",VLOOKUP(C167,'Cennik Płaski'!$D$2:$AD$20278,4,0))","v":""},null,{"$f":"IF(C167=\"\",\"\",VLOOKUP(C167,'Cennik Płaski'!$D$2:$AD$20278,9,0))","v":""},"",null,"","",{"$f":"IF(C167=\"\",\"\",VLOOKUP(C167,'[3]CENNIK PŁASKI'!$C$2:$AH$27586,24,0))","v":""},"",{"$f":"IF(C167=\"\",\"\",VLOOKUP(C167,'[3]CENNIK PŁASKI'!$C$2:$AH$27586,25,0))","v":""},"",""]
[null,"",null,{"$f":"IF(C168=\"\",\"\",VLOOKUP(C168,'Cennik Płaski'!$D$2:$AD$20278,3,0))","v":""},{"$f":"IF(C168=\"\",\"\",VLOOKUP(C168,'Cennik Płaski'!$D$2:$AD$20278,4,0))","v":""},null,{"$f":"IF(C168=\"\",\"\",VLOOKUP(C168,'Cennik Płaski'!$D$2:$AD$20278,9,0))","v":""},"",null,"","",{"$f":"IF(C168=\"\",\"\",VLOOKUP(C168,'[3]CENNIK PŁASKI'!$C$2:$AH$27586,24,0))","v":""},"",{"$f":"IF(C168=\"\",\"\",VLOOKUP(C168,'[3]CENNIK PŁASKI'!$C$2:$AH$27586,25,0))","v":""},"",""]
[null,"",null,{"$f":"IF(C169=\"\",\"\",VLOOKUP(C169,'Cennik Płaski'!$D$2:$AD$20278,3,0))","v":""},{"$f":"IF(C169=\"\",\"\",VLOOKUP(C169,'Cennik Płaski'!$D$2:$AD$20278,4,0))","v":""},null,{"$f":"IF(C169=\"\",\"\",VLOOKUP(C169,'Cennik Płaski'!$D$2:$AD$20278,9,0))","v":""},"",null,"","",{"$f":"IF(C169=\"\",\"\",VLOOKUP(C169,'[3]CENNIK PŁASKI'!$C$2:$AH$27586,24,0))","v":""},"",{"$f":"IF(C169=\"\",\"\",VLOOKUP(C169,'[3]CENNIK PŁASKI'!$C$2:$AH$27586,25,0))","v":""},"",""]
[null,"",null,{"$f":"IF(C170=\"\",\"\",VLOOKUP(C170,'Cennik Płaski'!$D$2:$AD$20278,3,0))","v":""},{"$f":"IF(C170=\"\",\"\",VLOOKUP(C170,'Cennik Płaski'!$D$2:$AD$20278,4,0))","v":""},null,{"$f":"IF(C170=\"\",\"\",VLOOKUP(C170,'Cennik Płaski'!$D$2:$AD$20278,9,0))","v":""},"",null,"","",{"$f":"IF(C170=\"\",\"\",VLOOKUP(C170,'[3]CENNIK PŁASKI'!$C$2:$AH$27586,24,0))","v":""},"",{"$f":"IF(C170=\"\",\"\",VLOOKUP(C170,'[3]CENNIK PŁASKI'!$C$2:$AH$27586,25,0))","v":""},"",""]
[null,"",null,{"$f":"IF(C171=\"\",\"\",VLOOKUP(C171,'Cennik Płaski'!$D$2:$AD$20278,3,0))","v":""},{"$f":"IF(C171=\"\",\"\",VLOOKUP(C171,'Cennik Płaski'!$D$2:$AD$20278,4,0))","v":""},null,{"$f":"IF(C171=\"\",\"\",VLOOKUP(C171,'Cennik Płaski'!$D$2:$AD$20278,9,0))","v":""},"",null,"","",{"$f":"IF(C171=\"\",\"\",VLOOKUP(C171,'[3]CENNIK PŁASKI'!$C$2:$AH$27586,24,0))","v":""},"",{"$f":"IF(C171=\"\",\"\",VLOOKUP(C171,'[3]CENNIK PŁASKI'!$C$2:$AH$27586,25,0))","v":""},"",""]
[null,"",null,{"$f":"IF(C172=\"\",\"\",VLOOKUP(C172,'Cennik Płaski'!$D$2:$AD$20278,3,0))","v":""},{"$f":"IF(C172=\"\",\"\",VLOOKUP(C172,'Cennik Płaski'!$D$2:$AD$20278,4,0))","v":""},null,{"$f":"IF(C172=\"\",\"\",VLOOKUP(C172,'Cennik Płaski'!$D$2:$AD$20278,9,0))","v":""},"",null,"","",{"$f":"IF(C172=\"\",\"\",VLOOKUP(C172,'[3]CENNIK PŁASKI'!$C$2:$AH$27586,24,0))","v":""},"",{"$f":"IF(C172=\"\",\"\",VLOOKUP(C172,'[3]CENNIK PŁASKI'!$C$2:$AH$27586,25,0))","v":""},"",""]
[null,"",null,{"$f":"IF(C173=\"\",\"\",VLOOKUP(C173,'Cennik Płaski'!$D$2:$AD$20278,3,0))","v":""},{"$f":"IF(C173=\"\",\"\",VLOOKUP(C173,'Cennik Płaski'!$D$2:$AD$20278,4,0))","v":""},null,{"$f":"IF(C173=\"\",\"\",VLOOKUP(C173,'Cennik Płaski'!$D$2:$AD$20278,9,0))","v":""},"",null,"","",{"$f":"IF(C173=\"\",\"\",VLOOKUP(C173,'[3]CENNIK PŁASKI'!$C$2:$AH$27586,24,0))","v":""},"",{"$f":"IF(C173=\"\",\"\",VLOOKUP(C173,'[3]CENNIK PŁASKI'!$C$2:$AH$27586,25,0))","v":""},"",""]
[null,"",null,{"$f":"IF(C174=\"\",\"\",VLOOKUP(C174,'Cennik Płaski'!$D$2:$AD$20278,3,0))","v":""},{"$f":"IF(C174=\"\",\"\",VLOOKUP(C174,'Cennik Płaski'!$D$2:$AD$20278,4,0))","v":""},null,{"$f":"IF(C174=\"\",\"\",VLOOKUP(C174,'Cennik Płaski'!$D$2:$AD$20278,9,0))","v":""},"",null,"","",{"$f":"IF(C174=\"\",\"\",VLOOKUP(C174,'[3]CENNIK PŁASKI'!$C$2:$AH$27586,24,0))","v":""},"",{"$f":"IF(C174=\"\",\"\",VLOOKUP(C174,'[3]CENNIK PŁASKI'!$C$2:$AH$27586,25,0))","v":""},"",""]
[null,"",null,{"$f":"IF(C175=\"\",\"\",VLOOKUP(C175,'Cennik Płaski'!$D$2:$AD$20278,3,0))","v":""},{"$f":"IF(C175=\"\",\"\",VLOOKUP(C175,'Cennik Płaski'!$D$2:$AD$20278,4,0))","v":""},null,{"$f":"IF(C175=\"\",\"\",VLOOKUP(C175,'Cennik Płaski'!$D$2:$AD$20278,9,0))","v":""},"",null,"","",{"$f":"IF(C175=\"\",\"\",VLOOKUP(C175,'[3]CENNIK PŁASKI'!$C$2:$AH$27586,24,0))","v":""},"",{"$f":"IF(C175=\"\",\"\",VLOOKUP(C175,'[3]CENNIK PŁASKI'!$C$2:$AH$27586,25,0))","v":""},"",""]
[null,"",null,{"$f":"IF(C176=\"\",\"\",VLOOKUP(C176,'Cennik Płaski'!$D$2:$AD$20278,3,0))","v":""},{"$f":"IF(C176=\"\",\"\",VLOOKUP(C176,'Cennik Płaski'!$D$2:$AD$20278,4,0))","v":""},null,{"$f":"IF(C176=\"\",\"\",VLOOKUP(C176,'Cennik Płaski'!$D$2:$AD$20278,9,0))","v":""},"",null,"","",{"$f":"IF(C176=\"\",\"\",VLOOKUP(C176,'[3]CENNIK PŁASKI'!$C$2:$AH$27586,24,0))","v":""},"",{"$f":"IF(C176=\"\",\"\",VLOOKUP(C176,'[3]CENNIK PŁASKI'!$C$2:$AH$27586,25,0))","v":""},"",""]
[null,"",null,{"$f":"IF(C177=\"\",\"\",VLOOKUP(C177,'Cennik Płaski'!$D$2:$AD$20278,3,0))","v":""},{"$f":"IF(C177=\"\",\"\",VLOOKUP(C177,'Cennik Płaski'!$D$2:$AD$20278,4,0))","v":""},null,{"$f":"IF(C177=\"\",\"\",VLOOKUP(C177,'Cennik Płaski'!$D$2:$AD$20278,9,0))","v":""},"",null,"","",{"$f":"IF(C177=\"\",\"\",VLOOKUP(C177,'[3]CENNIK PŁASKI'!$C$2:$AH$27586,24,0))","v":""},"",{"$f":"IF(C177=\"\",\"\",VLOOKUP(C177,'[3]CENNIK PŁASKI'!$C$2:$AH$27586,25,0))","v":""},"",""]
[null,"",null,{"$f":"IF(C178=\"\",\"\",VLOOKUP(C178,'Cennik Płaski'!$D$2:$AD$20278,3,0))","v":""},{"$f":"IF(C178=\"\",\"\",VLOOKUP(C178,'Cennik Płaski'!$D$2:$AD$20278,4,0))","v":""},null,{"$f":"IF(C178=\"\",\"\",VLOOKUP(C178,'Cennik Płaski'!$D$2:$AD$20278,9,0))","v":""},"",null,"","",{"$f":"IF(C178=\"\",\"\",VLOOKUP(C178,'[3]CENNIK PŁASKI'!$C$2:$AH$27586,24,0))","v":""},"",{"$f":"IF(C178=\"\",\"\",VLOOKUP(C178,'[3]CENNIK PŁASKI'!$C$2:$AH$27586,25,0))","v":""},"",""]
[null,"",null,{"$f":"IF(C179=\"\",\"\",VLOOKUP(C179,'Cennik Płaski'!$D$2:$AD$20278,3,0))","v":""},{"$f":"IF(C179=\"\",\"\",VLOOKUP(C179,'Cennik Płaski'!$D$2:$AD$20278,4,0))","v":""},null,{"$f":"IF(C179=\"\",\"\",VLOOKUP(C179,'Cennik Płaski'!$D$2:$AD$20278,9,0))","v":""},"",null,"","",{"$f":"IF(C179=\"\",\"\",VLOOKUP(C179,'[3]CENNIK PŁASKI'!$C$2:$AH$27586,24,0))","v":""},"",{"$f":"IF(C179=\"\",\"\",VLOOKUP(C179,'[3]CENNIK PŁASKI'!$C$2:$AH$27586,25,0))","v":""},"",""]
[null,"",null,{"$f":"IF(C180=\"\",\"\",VLOOKUP(C180,'Cennik Płaski'!$D$2:$AD$20278,3,0))","v":""},{"$f":"IF(C180=\"\",\"\",VLOOKUP(C180,'Cennik Płaski'!$D$2:$AD$20278,4,0))","v":""},null,{"$f":"IF(C180=\"\",\"\",VLOOKUP(C180,'Cennik Płaski'!$D$2:$AD$20278,9,0))","v":""},"",null,"","",{"$f":"IF(C180=\"\",\"\",VLOOKUP(C180,'[3]CENNIK PŁASKI'!$C$2:$AH$27586,24,0))","v":""},"",{"$f":"IF(C180=\"\",\"\",VLOOKUP(C180,'[3]CENNIK PŁASKI'!$C$2:$AH$27586,25,0))","v":""},"",""]
[null,"",null,{"$f":"IF(C181=\"\",\"\",VLOOKUP(C181,'Cennik Płaski'!$D$2:$AD$20278,3,0))","v":""},{"$f":"IF(C181=\"\",\"\",VLOOKUP(C181,'Cennik Płaski'!$D$2:$AD$20278,4,0))","v":""},null,{"$f":"IF(C181=\"\",\"\",VLOOKUP(C181,'Cennik Płaski'!$D$2:$AD$20278,9,0))","v":""},"",null,"","",{"$f":"IF(C181=\"\",\"\",VLOOKUP(C181,'[3]CENNIK PŁASKI'!$C$2:$AH$27586,24,0))","v":""},"",{"$f":"IF(C181=\"\",\"\",VLOOKUP(C181,'[3]CENNIK PŁASKI'!$C$2:$AH$27586,25,0))","v":""},"",""]
[null,"",null,{"$f":"IF(C182=\"\",\"\",VLOOKUP(C182,'Cennik Płaski'!$D$2:$AD$20278,3,0))","v":""},{"$f":"IF(C182=\"\",\"\",VLOOKUP(C182,'Cennik Płaski'!$D$2:$AD$20278,4,0))","v":""},null,{"$f":"IF(C182=\"\",\"\",VLOOKUP(C182,'Cennik Płaski'!$D$2:$AD$20278,9,0))","v":""},"",null,"","",{"$f":"IF(C182=\"\",\"\",VLOOKUP(C182,'[3]CENNIK PŁASKI'!$C$2:$AH$27586,24,0))","v":""},"",{"$f":"IF(C182=\"\",\"\",VLOOKUP(C182,'[3]CENNIK PŁASKI'!$C$2:$AH$27586,25,0))","v":""},"",""]
[null,"",null,{"$f":"IF(C183=\"\",\"\",VLOOKUP(C183,'Cennik Płaski'!$D$2:$AD$20278,3,0))","v":""},{"$f":"IF(C183=\"\",\"\",VLOOKUP(C183,'Cennik Płaski'!$D$2:$AD$20278,4,0))","v":""},null,{"$f":"IF(C183=\"\",\"\",VLOOKUP(C183,'Cennik Płaski'!$D$2:$AD$20278,9,0))","v":""},"",null,"","",{"$f":"IF(C183=\"\",\"\",VLOOKUP(C183,'[3]CENNIK PŁASKI'!$C$2:$AH$27586,24,0))","v":""},"",{"$f":"IF(C183=\"\",\"\",VLOOKUP(C183,'[3]CENNIK PŁASKI'!$C$2:$AH$27586,25,0))","v":""},"",""]
[null,"",null,{"$f":"IF(C184=\"\",\"\",VLOOKUP(C184,'Cennik Płaski'!$D$2:$AD$20278,3,0))","v":""},{"$f":"IF(C184=\"\",\"\",VLOOKUP(C184,'Cennik Płaski'!$D$2:$AD$20278,4,0))","v":""},null,{"$f":"IF(C184=\"\",\"\",VLOOKUP(C184,'Cennik Płaski'!$D$2:$AD$20278,9,0))","v":""},"",null,"","",{"$f":"IF(C184=\"\",\"\",VLOOKUP(C184,'[3]CENNIK PŁASKI'!$C$2:$AH$27586,24,0))","v":""},"",{"$f":"IF(C184=\"\",\"\",VLOOKUP(C184,'[3]CENNIK PŁASKI'!$C$2:$AH$27586,25,0))","v":""},"",""]
[null,"",null,{"$f":"IF(C185=\"\",\"\",VLOOKUP(C185,'Cennik Płaski'!$D$2:$AD$20278,3,0))","v":""},{"$f":"IF(C185=\"\",\"\",VLOOKUP(C185,'Cennik Płaski'!$D$2:$AD$20278,4,0))","v":""},null,{"$f":"IF(C185=\"\",\"\",VLOOKUP(C185,'Cennik Płaski'!$D$2:$AD$20278,9,0))","v":""},"",null,"","",{"$f":"IF(C185=\"\",\"\",VLOOKUP(C185,'[3]CENNIK PŁASKI'!$C$2:$AH$27586,24,0))","v":""},"",{"$f":"IF(C185=\"\",\"\",VLOOKUP(C185,'[3]CENNIK PŁASKI'!$C$2:$AH$27586,25,0))","v":""},"",""]
[null,"",null,{"$f":"IF(C186=\"\",\"\",VLOOKUP(C186,'Cennik Płaski'!$D$2:$AD$20278,3,0))","v":""},{"$f":"IF(C186=\"\",\"\",VLOOKUP(C186,'Cennik Płaski'!$D$2:$AD$20278,4,0))","v":""},null,{"$f":"IF(C186=\"\",\"\",VLOOKUP(C186,'Cennik Płaski'!$D$2:$AD$20278,9,0))","v":""},"",null,"","",{"$f":"IF(C186=\"\",\"\",VLOOKUP(C186,'[3]CENNIK PŁASKI'!$C$2:$AH$27586,24,0))","v":""},"",{"$f":"IF(C186=\"\",\"\",VLOOKUP(C186,'[3]CENNIK PŁASKI'!$C$2:$AH$27586,25,0))","v":""},"",""]
[null,"",null,{"$f":"IF(C187=\"\",\"\",VLOOKUP(C187,'Cennik Płaski'!$D$2:$AD$20278,3,0))","v":""},{"$f":"IF(C187=\"\",\"\",VLOOKUP(C187,'Cennik Płaski'!$D$2:$AD$20278,4,0))","v":""},null,{"$f":"IF(C187=\"\",\"\",VLOOKUP(C187,'Cennik Płaski'!$D$2:$AD$20278,9,0))","v":""},"",null,"","",{"$f":"IF(C187=\"\",\"\",VLOOKUP(C187,'[3]CENNIK PŁASKI'!$C$2:$AH$27586,24,0))","v":""},"",{"$f":"IF(C187=\"\",\"\",VLOOKUP(C187,'[3]CENNIK PŁASKI'!$C$2:$AH$27586,25,0))","v":""},"",""]
[null,"",null,{"$f":"IF(C188=\"\",\"\",VLOOKUP(C188,'Cennik Płaski'!$D$2:$AD$20278,3,0))","v":""},{"$f":"IF(C188=\"\",\"\",VLOOKUP(C188,'Cennik Płaski'!$D$2:$AD$20278,4,0))","v":""},null,{"$f":"IF(C188=\"\",\"\",VLOOKUP(C188,'Cennik Płaski'!$D$2:$AD$20278,9,0))","v":""},"",null,"","",{"$f":"IF(C188=\"\",\"\",VLOOKUP(C188,'[3]CENNIK PŁASKI'!$C$2:$AH$27586,24,0))","v":""},"",{"$f":"IF(C188=\"\",\"\",VLOOKUP(C188,'[3]CENNIK PŁASKI'!$C$2:$AH$27586,25,0))","v":""},"",""]
[null,"",null,{"$f":"IF(C189=\"\",\"\",VLOOKUP(C189,'Cennik Płaski'!$D$2:$AD$20278,3,0))","v":""},{"$f":"IF(C189=\"\",\"\",VLOOKUP(C189,'Cennik Płaski'!$D$2:$AD$20278,4,0))","v":""},null,{"$f":"IF(C189=\"\",\"\",VLOOKUP(C189,'Cennik Płaski'!$D$2:$AD$20278,9,0))","v":""},"",null,"","",{"$f":"IF(C189=\"\",\"\",VLOOKUP(C189,'[3]CENNIK PŁASKI'!$C$2:$AH$27586,24,0))","v":""},"",{"$f":"IF(C189=\"\",\"\",VLOOKUP(C189,'[3]CENNIK PŁASKI'!$C$2:$AH$27586,25,0))","v":""},"",""]
[null,"",null,{"$f":"IF(C190=\"\",\"\",VLOOKUP(C190,'Cennik Płaski'!$D$2:$AD$20278,3,0))","v":""},{"$f":"IF(C190=\"\",\"\",VLOOKUP(C190,'Cennik Płaski'!$D$2:$AD$20278,4,0))","v":""},null,{"$f":"IF(C190=\"\",\"\",VLOOKUP(C190,'Cennik Płaski'!$D$2:$AD$20278,9,0))","v":""},"",null,"","",{"$f":"IF(C190=\"\",\"\",VLOOKUP(C190,'[3]CENNIK PŁASKI'!$C$2:$AH$27586,24,0))","v":""},"",{"$f":"IF(C190=\"\",\"\",VLOOKUP(C190,'[3]CENNIK PŁASKI'!$C$2:$AH$27586,25,0))","v":""},"",""]
[null,"",null,{"$f":"IF(C191=\"\",\"\",VLOOKUP(C191,'Cennik Płaski'!$D$2:$AD$20278,3,0))","v":""},{"$f":"IF(C191=\"\",\"\",VLOOKUP(C191,'Cennik Płaski'!$D$2:$AD$20278,4,0))","v":""},null,{"$f":"IF(C191=\"\",\"\",VLOOKUP(C191,'Cennik Płaski'!$D$2:$AD$20278,9,0))","v":""},"",null,"","",{"$f":"IF(C191=\"\",\"\",VLOOKUP(C191,'[3]CENNIK PŁASKI'!$C$2:$AH$27586,24,0))","v":""},"",{"$f":"IF(C191=\"\",\"\",VLOOKUP(C191,'[3]CENNIK PŁASKI'!$C$2:$AH$27586,25,0))","v":""},"",""]
[null,"",null,{"$f":"IF(C192=\"\",\"\",VLOOKUP(C192,'Cennik Płaski'!$D$2:$AD$20278,3,0))","v":""},{"$f":"IF(C192=\"\",\"\",VLOOKUP(C192,'Cennik Płaski'!$D$2:$AD$20278,4,0))","v":""},null,{"$f":"IF(C192=\"\",\"\",VLOOKUP(C192,'Cennik Płaski'!$D$2:$AD$20278,9,0))","v":""},"",null,"","",{"$f":"IF(C192=\"\",\"\",VLOOKUP(C192,'[3]CENNIK PŁASKI'!$C$2:$AH$27586,24,0))","v":""},"",{"$f":"IF(C192=\"\",\"\",VLOOKUP(C192,'[3]CENNIK PŁASKI'!$C$2:$AH$27586,25,0))","v":""},"",""]
[null,"",null,{"$f":"IF(C193=\"\",\"\",VLOOKUP(C193,'Cennik Płaski'!$D$2:$AD$20278,3,0))","v":""},{"$f":"IF(C193=\"\",\"\",VLOOKUP(C193,'Cennik Płaski'!$D$2:$AD$20278,4,0))","v":""},null,{"$f":"IF(C193=\"\",\"\",VLOOKUP(C193,'Cennik Płaski'!$D$2:$AD$20278,9,0))","v":""},"",null,"","",{"$f":"IF(C193=\"\",\"\",VLOOKUP(C193,'[3]CENNIK PŁASKI'!$C$2:$AH$27586,24,0))","v":""},"",{"$f":"IF(C193=\"\",\"\",VLOOKUP(C193,'[3]CENNIK PŁASKI'!$C$2:$AH$27586,25,0))","v":""},"",""]
[null,"",null,{"$f":"IF(C194=\"\",\"\",VLOOKUP(C194,'Cennik Płaski'!$D$2:$AD$20278,3,0))","v":""},{"$f":"IF(C194=\"\",\"\",VLOOKUP(C194,'Cennik Płaski'!$D$2:$AD$20278,4,0))","v":""},null,{"$f":"IF(C194=\"\",\"\",VLOOKUP(C194,'Cennik Płaski'!$D$2:$AD$20278,9,0))","v":""},"",null,"","",{"$f":"IF(C194=\"\",\"\",VLOOKUP(C194,'[3]CENNIK PŁASKI'!$C$2:$AH$27586,24,0))","v":""},"",{"$f":"IF(C194=\"\",\"\",VLOOKUP(C194,'[3]CENNIK PŁASKI'!$C$2:$AH$27586,25,0))","v":""},"",""]
[null,"",null,{"$f":"IF(C195=\"\",\"\",VLOOKUP(C195,'Cennik Płaski'!$D$2:$AD$20278,3,0))","v":""},{"$f":"IF(C195=\"\",\"\",VLOOKUP(C195,'Cennik Płaski'!$D$2:$AD$20278,4,0))","v":""},null,{"$f":"IF(C195=\"\",\"\",VLOOKUP(C195,'Cennik Płaski'!$D$2:$AD$20278,9,0))","v":""},"",null,"","",{"$f":"IF(C195=\"\",\"\",VLOOKUP(C195,'[3]CENNIK PŁASKI'!$C$2:$AH$27586,24,0))","v":""},"",{"$f":"IF(C195=\"\",\"\",VLOOKUP(C195,'[3]CENNIK PŁASKI'!$C$2:$AH$27586,25,0))","v":""},"",""]
[null,"",null,{"$f":"IF(C196=\"\",\"\",VLOOKUP(C196,'Cennik Płaski'!$D$2:$AD$20278,3,0))","v":""},{"$f":"IF(C196=\"\",\"\",VLOOKUP(C196,'Cennik Płaski'!$D$2:$AD$20278,4,0))","v":""},null,{"$f":"IF(C196=\"\",\"\",VLOOKUP(C196,'Cennik Płaski'!$D$2:$AD$20278,9,0))","v":""},"",null,"","",{"$f":"IF(C196=\"\",\"\",VLOOKUP(C196,'[3]CENNIK PŁASKI'!$C$2:$AH$27586,24,0))","v":""},"",{"$f":"IF(C196=\"\",\"\",VLOOKUP(C196,'[3]CENNIK PŁASKI'!$C$2:$AH$27586,25,0))","v":""},"",""]
[null,"",null,{"$f":"IF(C197=\"\",\"\",VLOOKUP(C197,'Cennik Płaski'!$D$2:$AD$20278,3,0))","v":""},{"$f":"IF(C197=\"\",\"\",VLOOKUP(C197,'Cennik Płaski'!$D$2:$AD$20278,4,0))","v":""},null,{"$f":"IF(C197=\"\",\"\",VLOOKUP(C197,'Cennik Płaski'!$D$2:$AD$20278,9,0))","v":""},"",null,"","",{"$f":"IF(C197=\"\",\"\",VLOOKUP(C197,'[3]CENNIK PŁASKI'!$C$2:$AH$27586,24,0))","v":""},"",{"$f":"IF(C197=\"\",\"\",VLOOKUP(C197,'[3]CENNIK PŁASKI'!$C$2:$AH$27586,25,0))","v":""},"",""]
[null,"",null,{"$f":"IF(C198=\"\",\"\",VLOOKUP(C198,'Cennik Płaski'!$D$2:$AD$20278,3,0))","v":""},{"$f":"IF(C198=\"\",\"\",VLOOKUP(C198,'Cennik Płaski'!$D$2:$AD$20278,4,0))","v":""},null,{"$f":"IF(C198=\"\",\"\",VLOOKUP(C198,'Cennik Płaski'!$D$2:$AD$20278,9,0))","v":""},"",null,"","",{"$f":"IF(C198=\"\",\"\",VLOOKUP(C198,'[3]CENNIK PŁASKI'!$C$2:$AH$27586,24,0))","v":""},"",{"$f":"IF(C198=\"\",\"\",VLOOKUP(C198,'[3]CENNIK PŁASKI'!$C$2:$AH$27586,25,0))","v":""},"",""]
[null,"",null,{"$f":"IF(C199=\"\",\"\",VLOOKUP(C199,'Cennik Płaski'!$D$2:$AD$20278,3,0))","v":""},{"$f":"IF(C199=\"\",\"\",VLOOKUP(C199,'Cennik Płaski'!$D$2:$AD$20278,4,0))","v":""},null,{"$f":"IF(C199=\"\",\"\",VLOOKUP(C199,'Cennik Płaski'!$D$2:$AD$20278,9,0))","v":""},"",null,"","",{"$f":"IF(C199=\"\",\"\",VLOOKUP(C199,'[3]CENNIK PŁASKI'!$C$2:$AH$27586,24,0))","v":""},"",{"$f":"IF(C199=\"\",\"\",VLOOKUP(C199,'[3]CENNIK PŁASKI'!$C$2:$AH$27586,25,0))","v":""},"",""]
[null,"",null,{"$f":"IF(C200=\"\",\"\",VLOOKUP(C200,'Cennik Płaski'!$D$2:$AD$20278,3,0))","v":""},{"$f":"IF(C200=\"\",\"\",VLOOKUP(C200,'Cennik Płaski'!$D$2:$AD$20278,4,0))","v":""},null,{"$f":"IF(C200=\"\",\"\",VLOOKUP(C200,'Cennik Płaski'!$D$2:$AD$20278,9,0))","v":""},"",null,"","",{"$f":"IF(C200=\"\",\"\",VLOOKUP(C200,'[3]CENNIK PŁASKI'!$C$2:$AH$27586,24,0))","v":""},"",{"$f":"IF(C200=\"\",\"\",VLOOKUP(C200,'[3]CENNIK PŁASKI'!$C$2:$AH$27586,25,0))","v":""},"",""]
[null,"",null,{"$f":"IF(C201=\"\",\"\",VLOOKUP(C201,'Cennik Płaski'!$D$2:$AD$20278,3,0))","v":""},{"$f":"IF(C201=\"\",\"\",VLOOKUP(C201,'Cennik Płaski'!$D$2:$AD$20278,4,0))","v":""},null,{"$f":"IF(C201=\"\",\"\",VLOOKUP(C201,'Cennik Płaski'!$D$2:$AD$20278,9,0))","v":""},"",null,"","",{"$f":"IF(C201=\"\",\"\",VLOOKUP(C201,'[3]CENNIK PŁASKI'!$C$2:$AH$27586,24,0))","v":""},"",{"$f":"IF(C201=\"\",\"\",VLOOKUP(C201,'[3]CENNIK PŁASKI'!$C$2:$AH$27586,25,0))","v":""},"",""]
[null,"",null,{"$f":"IF(C202=\"\",\"\",VLOOKUP(C202,'Cennik Płaski'!$D$2:$AD$20278,3,0))","v":""},{"$f":"IF(C202=\"\",\"\",VLOOKUP(C202,'Cennik Płaski'!$D$2:$AD$20278,4,0))","v":""},null,{"$f":"IF(C202=\"\",\"\",VLOOKUP(C202,'Cennik Płaski'!$D$2:$AD$20278,9,0))","v":""},"",null,"","",{"$f":"IF(C202=\"\",\"\",VLOOKUP(C202,'[3]CENNIK PŁASKI'!$C$2:$AH$27586,24,0))","v":""},"",{"$f":"IF(C202=\"\",\"\",VLOOKUP(C202,'[3]CENNIK PŁASKI'!$C$2:$AH$27586,25,0))","v":""},"",""]
[null,"",null,{"$f":"IF(C203=\"\",\"\",VLOOKUP(C203,'Cennik Płaski'!$D$2:$AD$20278,3,0))","v":""},{"$f":"IF(C203=\"\",\"\",VLOOKUP(C203,'Cennik Płaski'!$D$2:$AD$20278,4,0))","v":""},null,{"$f":"IF(C203=\"\",\"\",VLOOKUP(C203,'Cennik Płaski'!$D$2:$AD$20278,9,0))","v":""},"",null,"","",{"$f":"IF(C203=\"\",\"\",VLOOKUP(C203,'[3]CENNIK PŁASKI'!$C$2:$AH$27586,24,0))","v":""},"",{"$f":"IF(C203=\"\",\"\",VLOOKUP(C203,'[3]CENNIK PŁASKI'!$C$2:$AH$27586,25,0))","v":""},"",""]
[null,"",null,{"$f":"IF(C204=\"\",\"\",VLOOKUP(C204,'Cennik Płaski'!$D$2:$AD$20278,3,0))","v":""},{"$f":"IF(C204=\"\",\"\",VLOOKUP(C204,'Cennik Płaski'!$D$2:$AD$20278,4,0))","v":""},null,{"$f":"IF(C204=\"\",\"\",VLOOKUP(C204,'Cennik Płaski'!$D$2:$AD$20278,9,0))","v":""},"",null,"","",{"$f":"IF(C204=\"\",\"\",VLOOKUP(C204,'[3]CENNIK PŁASKI'!$C$2:$AH$27586,24,0))","v":""},"",{"$f":"IF(C204=\"\",\"\",VLOOKUP(C204,'[3]CENNIK PŁASKI'!$C$2:$AH$27586,25,0))","v":""},"",""]
[null,"",null,{"$f":"IF(C205=\"\",\"\",VLOOKUP(C205,'Cennik Płaski'!$D$2:$AD$20278,3,0))","v":""},{"$f":"IF(C205=\"\",\"\",VLOOKUP(C205,'Cennik Płaski'!$D$2:$AD$20278,4,0))","v":""},null,{"$f":"IF(C205=\"\",\"\",VLOOKUP(C205,'Cennik Płaski'!$D$2:$AD$20278,9,0))","v":""},"",null,"","",{"$f":"IF(C205=\"\",\"\",VLOOKUP(C205,'[3]CENNIK PŁASKI'!$C$2:$AH$27586,24,0))","v":""},"",{"$f":"IF(C205=\"\",\"\",VLOOKUP(C205,'[3]CENNIK PŁASKI'!$C$2:$AH$27586,25,0))","v":""},"",""]
[null,"",null,{"$f":"IF(C206=\"\",\"\",VLOOKUP(C206,'Cennik Płaski'!$D$2:$AD$20278,3,0))","v":""},{"$f":"IF(C206=\"\",\"\",VLOOKUP(C206,'Cennik Płaski'!$D$2:$AD$20278,4,0))","v":""},null,{"$f":"IF(C206=\"\",\"\",VLOOKUP(C206,'Cennik Płaski'!$D$2:$AD$20278,9,0))","v":""},"",null,"","",{"$f":"IF(C206=\"\",\"\",VLOOKUP(C206,'[3]CENNIK PŁASKI'!$C$2:$AH$27586,24,0))","v":""},"",{"$f":"IF(C206=\"\",\"\",VLOOKUP(C206,'[3]CENNIK PŁASKI'!$C$2:$AH$27586,25,0))","v":""},"",{"$f":"IF(C206<>\"\",IF(ISNUMBER(F206),\"\",\"Proszę wpisać ilość\"),\"\")","v":""}]
[null,"",null,{"$f":"IF(C207=\"\",\"\",VLOOKUP(C207,'Cennik Płaski'!$D$2:$AD$20278,3,0))","v":""},{"$f":"IF(C207=\"\",\"\",VLOOKUP(C207,'Cennik Płaski'!$D$2:$AD$20278,4,0))","v":""},null,{"$f":"IF(C207=\"\",\"\",VLOOKUP(C207,'Cennik Płaski'!$D$2:$AD$20278,9,0))","v":""},"",null,"","",{"$f":"IF(C207=\"\",\"\",VLOOKUP(C207,'[3]CENNIK PŁASKI'!$C$2:$AH$27586,24,0))","v":""},"",{"$f":"IF(C207=\"\",\"\",VLOOKUP(C207,'[3]CENNIK PŁASKI'!$C$2:$AH$27586,25,0))","v":""},"",""]
[null,{"$f":"IF(C208<>\"\",B207+1,\"\")","v":""},null,{"$f":"IF(C208=\"\",\"\",VLOOKUP(C208,'Cennik Płaski'!$D$2:$AD$20278,3,0))","v":""},{"$f":"IF(C208=\"\",\"\",VLOOKUP(C208,'Cennik Płaski'!$D$2:$AD$20278,4,0))","v":""},null,{"$f":"IF(C208=\"\",\"\",VLOOKUP(C208,'Cennik Płaski'!$D$2:$AD$20278,9,0))","v":""},{"$f":"IF(C208=\"\",\"\",F208*G208)","v":""},null,{"$f":"IF(B208=\"\",\"\",IF(I208>0,G208*(1-I208),G208))","v":""},{"$f":"IF(C208=\"\",\"\",IF(I208>0,H208*(1-I208),H208))","v":""},{"$f":"IF(C208=\"\",\"\",VLOOKUP(C208,'[3]CENNIK PŁASKI'!$C$2:$AH$27586,24,0))","v":""},{"$f":"HYPERLINK(L208,L208)","v":""},{"$f":"IF(C208=\"\",\"\",VLOOKUP(C208,'[3]CENNIK PŁASKI'!$C$2:$AH$27586,25,0))","v":""},{"$f":"HYPERLINK(N208,N208)","v":""},""]
[null,"",null,{"$f":"IF(C209=\"\",\"\",VLOOKUP(C209,'Cennik Płaski'!$D$2:$AD$20278,3,0))","v":""},{"$f":"IF(C209=\"\",\"\",VLOOKUP(C209,'Cennik Płaski'!$D$2:$AD$20278,4,0))","v":""},null,{"$f":"IF(C209=\"\",\"\",VLOOKUP(C209,'Cennik Płaski'!$D$2:$AD$20278,9,0))","v":""},"",null,"","",{"$f":"IF(C209=\"\",\"\",VLOOKUP(C209,'[3]CENNIK PŁASKI'!$C$2:$AH$27586,24,0))","v":""},"",{"$f":"IF(C209=\"\",\"\",VLOOKUP(C209,'[3]CENNIK PŁASKI'!$C$2:$AH$27586,25,0))","v":""},"",""]
[null,"",null,{"$f":"IF(C210=\"\",\"\",VLOOKUP(C210,'Cennik Płaski'!$D$2:$AD$20278,3,0))","v":""},{"$f":"IF(C210=\"\",\"\",VLOOKUP(C210,'Cennik Płaski'!$D$2:$AD$20278,4,0))","v":""},null,{"$f":"IF(C210=\"\",\"\",VLOOKUP(C210,'Cennik Płaski'!$D$2:$AD$20278,9,0))","v":""},"",null,"","",{"$f":"IF(C210=\"\",\"\",VLOOKUP(C210,'[3]CENNIK PŁASKI'!$C$2:$AH$27586,24,0))","v":""},"",{"$f":"IF(C210=\"\",\"\",VLOOKUP(C210,'[3]CENNIK PŁASKI'!$C$2:$AH$27586,25,0))","v":""},"",""]
[null,"",null,{"$f":"IF(C211=\"\",\"\",VLOOKUP(C211,'Cennik Płaski'!$D$2:$AD$20278,3,0))","v":""},{"$f":"IF(C211=\"\",\"\",VLOOKUP(C211,'Cennik Płaski'!$D$2:$AD$20278,4,0))","v":""},null,{"$f":"IF(C211=\"\",\"\",VLOOKUP(C211,'Cennik Płaski'!$D$2:$AD$20278,9,0))","v":""},"",null,"","",{"$f":"IF(C211=\"\",\"\",VLOOKUP(C211,'[3]CENNIK PŁASKI'!$C$2:$AH$27586,24,0))","v":""},"",{"$f":"IF(C211=\"\",\"\",VLOOKUP(C211,'[3]CENNIK PŁASKI'!$C$2:$AH$27586,25,0))","v":""},"",""]
[null,"",null,{"$f":"IF(C212=\"\",\"\",VLOOKUP(C212,'Cennik Płaski'!$D$2:$AD$20278,3,0))","v":""},{"$f":"IF(C212=\"\",\"\",VLOOKUP(C212,'Cennik Płaski'!$D$2:$AD$20278,4,0))","v":""},null,{"$f":"IF(C212=\"\",\"\",VLOOKUP(C212,'Cennik Płaski'!$D$2:$AD$20278,9,0))","v":""},"",null,"","",{"$f":"IF(C212=\"\",\"\",VLOOKUP(C212,'[3]CENNIK PŁASKI'!$C$2:$AH$27586,24,0))","v":""},"",{"$f":"IF(C212=\"\",\"\",VLOOKUP(C212,'[3]CENNIK PŁASKI'!$C$2:$AH$27586,25,0))","v":""},"",""]
[null,"",null,{"$f":"IF(C213=\"\",\"\",VLOOKUP(C213,'Cennik Płaski'!$D$2:$AD$20278,3,0))","v":""},{"$f":"IF(C213=\"\",\"\",VLOOKUP(C213,'Cennik Płaski'!$D$2:$AD$20278,4,0))","v":""},null,{"$f":"IF(C213=\"\",\"\",VLOOKUP(C213,'Cennik Płaski'!$D$2:$AD$20278,9,0))","v":""},"",null,"","",{"$f":"IF(C213=\"\",\"\",VLOOKUP(C213,'[3]CENNIK PŁASKI'!$C$2:$AH$27586,24,0))","v":""},"",{"$f":"IF(C213=\"\",\"\",VLOOKUP(C213,'[3]CENNIK PŁASKI'!$C$2:$AH$27586,25,0))","v":""},"",""]
[null,"",null,{"$f":"IF(C214=\"\",\"\",VLOOKUP(C214,'Cennik Płaski'!$D$2:$AD$20278,3,0))","v":""},{"$f":"IF(C214=\"\",\"\",VLOOKUP(C214,'Cennik Płaski'!$D$2:$AD$20278,4,0))","v":""},null,{"$f":"IF(C214=\"\",\"\",VLOOKUP(C214,'Cennik Płaski'!$D$2:$AD$20278,9,0))","v":""},"",null,"","",{"$f":"IF(C214=\"\",\"\",VLOOKUP(C214,'[3]CENNIK PŁASKI'!$C$2:$AH$27586,24,0))","v":""},"",{"$f":"IF(C214=\"\",\"\",VLOOKUP(C214,'[3]CENNIK PŁASKI'!$C$2:$AH$27586,25,0))","v":""},"",""]
[null,"",null,{"$f":"IF(C215=\"\",\"\",VLOOKUP(C215,'Cennik Płaski'!$D$2:$AD$20278,3,0))","v":""},{"$f":"IF(C215=\"\",\"\",VLOOKUP(C215,'Cennik Płaski'!$D$2:$AD$20278,4,0))","v":""},null,{"$f":"IF(C215=\"\",\"\",VLOOKUP(C215,'Cennik Płaski'!$D$2:$AD$20278,9,0))","v":""},"",null,"","",{"$f":"IF(C215=\"\",\"\",VLOOKUP(C215,'[3]CENNIK PŁASKI'!$C$2:$AH$27586,24,0))","v":""},"",{"$f":"IF(C215=\"\",\"\",VLOOKUP(C215,'[3]CENNIK PŁASKI'!$C$2:$AH$27586,25,0))","v":""},"",""]
[null,"",null,{"$f":"IF(C216=\"\",\"\",VLOOKUP(C216,'Cennik Płaski'!$D$2:$AD$20278,3,0))","v":""},{"$f":"IF(C216=\"\",\"\",VLOOKUP(C216,'Cennik Płaski'!$D$2:$AD$20278,4,0))","v":""},null,{"$f":"IF(C216=\"\",\"\",VLOOKUP(C216,'Cennik Płaski'!$D$2:$AD$20278,9,0))","v":""},"",null,"","",{"$f":"IF(C216=\"\",\"\",VLOOKUP(C216,'[3]CENNIK PŁASKI'!$C$2:$AH$27586,24,0))","v":""},"",{"$f":"IF(C216=\"\",\"\",VLOOKUP(C216,'[3]CENNIK PŁASKI'!$C$2:$AH$27586,25,0))","v":""},"",""]
[null,"",null,{"$f":"IF(C217=\"\",\"\",VLOOKUP(C217,'Cennik Płaski'!$D$2:$AD$20278,3,0))","v":""},{"$f":"IF(C217=\"\",\"\",VLOOKUP(C217,'Cennik Płaski'!$D$2:$AD$20278,4,0))","v":""},null,{"$f":"IF(C217=\"\",\"\",VLOOKUP(C217,'Cennik Płaski'!$D$2:$AD$20278,9,0))","v":""},"",null,"","",{"$f":"IF(C217=\"\",\"\",VLOOKUP(C217,'[3]CENNIK PŁASKI'!$C$2:$AH$27586,24,0))","v":""},"",{"$f":"IF(C217=\"\",\"\",VLOOKUP(C217,'[3]CENNIK PŁASKI'!$C$2:$AH$27586,25,0))","v":""},"",""]
[null,"",null,{"$f":"IF(C218=\"\",\"\",VLOOKUP(C218,'Cennik Płaski'!$D$2:$AD$20278,3,0))","v":""},{"$f":"IF(C218=\"\",\"\",VLOOKUP(C218,'Cennik Płaski'!$D$2:$AD$20278,4,0))","v":""},null,{"$f":"IF(C218=\"\",\"\",VLOOKUP(C218,'Cennik Płaski'!$D$2:$AD$20278,9,0))","v":""},"",null,"","",{"$f":"IF(C218=\"\",\"\",VLOOKUP(C218,'[3]CENNIK PŁASKI'!$C$2:$AH$27586,24,0))","v":""},"",{"$f":"IF(C218=\"\",\"\",VLOOKUP(C218,'[3]CENNIK PŁASKI'!$C$2:$AH$27586,25,0))","v":""},"",""]
[null,"",null,{"$f":"IF(C219=\"\",\"\",VLOOKUP(C219,'Cennik Płaski'!$D$2:$AD$20278,3,0))","v":""},{"$f":"IF(C219=\"\",\"\",VLOOKUP(C219,'Cennik Płaski'!$D$2:$AD$20278,4,0))","v":""},null,{"$f":"IF(C219=\"\",\"\",VLOOKUP(C219,'Cennik Płaski'!$D$2:$AD$20278,9,0))","v":""},"",null,"","",{"$f":"IF(C219=\"\",\"\",VLOOKUP(C219,'[3]CENNIK PŁASKI'!$C$2:$AH$27586,24,0))","v":""},"",{"$f":"IF(C219=\"\",\"\",VLOOKUP(C219,'[3]CENNIK PŁASKI'!$C$2:$AH$27586,25,0))","v":""},"",""]
[null,"",null,{"$f":"IF(C220=\"\",\"\",VLOOKUP(C220,'Cennik Płaski'!$D$2:$AD$20278,3,0))","v":""},{"$f":"IF(C220=\"\",\"\",VLOOKUP(C220,'Cennik Płaski'!$D$2:$AD$20278,4,0))","v":""},null,{"$f":"IF(C220=\"\",\"\",VLOOKUP(C220,'Cennik Płaski'!$D$2:$AD$20278,9,0))","v":""},"",null,"","",{"$f":"IF(C220=\"\",\"\",VLOOKUP(C220,'[3]CENNIK PŁASKI'!$C$2:$AH$27586,24,0))","v":""},"",{"$f":"IF(C220=\"\",\"\",VLOOKUP(C220,'[3]CENNIK PŁASKI'!$C$2:$AH$27586,25,0))","v":""},"",""]
[null,"",null,{"$f":"IF(C221=\"\",\"\",VLOOKUP(C221,'Cennik Płaski'!$D$2:$AD$20278,3,0))","v":""},{"$f":"IF(C221=\"\",\"\",VLOOKUP(C221,'Cennik Płaski'!$D$2:$AD$20278,4,0))","v":""},null,{"$f":"IF(C221=\"\",\"\",VLOOKUP(C221,'Cennik Płaski'!$D$2:$AD$20278,9,0))","v":""},"",null,"","",{"$f":"IF(C221=\"\",\"\",VLOOKUP(C221,'[3]CENNIK PŁASKI'!$C$2:$AH$27586,24,0))","v":""},"",{"$f":"IF(C221=\"\",\"\",VLOOKUP(C221,'[3]CENNIK PŁASKI'!$C$2:$AH$27586,25,0))","v":""},"",""]
[null,"",null,{"$f":"IF(C222=\"\",\"\",VLOOKUP(C222,'Cennik Płaski'!$D$2:$AD$20278,3,0))","v":""},{"$f":"IF(C222=\"\",\"\",VLOOKUP(C222,'Cennik Płaski'!$D$2:$AD$20278,4,0))","v":""},null,{"$f":"IF(C222=\"\",\"\",VLOOKUP(C222,'Cennik Płaski'!$D$2:$AD$20278,9,0))","v":""},"",null,"","",{"$f":"IF(C222=\"\",\"\",VLOOKUP(C222,'[3]CENNIK PŁASKI'!$C$2:$AH$27586,24,0))","v":""},"",{"$f":"IF(C222=\"\",\"\",VLOOKUP(C222,'[3]CENNIK PŁASKI'!$C$2:$AH$27586,25,0))","v":""},"",""]
[null,"",null,{"$f":"IF(C223=\"\",\"\",VLOOKUP(C223,'Cennik Płaski'!$D$2:$AD$20278,3,0))","v":""},{"$f":"IF(C223=\"\",\"\",VLOOKUP(C223,'Cennik Płaski'!$D$2:$AD$20278,4,0))","v":""},null,{"$f":"IF(C223=\"\",\"\",VLOOKUP(C223,'Cennik Płaski'!$D$2:$AD$20278,9,0))","v":""},"",null,"","",{"$f":"IF(C223=\"\",\"\",VLOOKUP(C223,'[3]CENNIK PŁASKI'!$C$2:$AH$27586,24,0))","v":""},"",{"$f":"IF(C223=\"\",\"\",VLOOKUP(C223,'[3]CENNIK PŁASKI'!$C$2:$AH$27586,25,0))","v":""},"",""]
[null,"",null,{"$f":"IF(C224=\"\",\"\",VLOOKUP(C224,'Cennik Płaski'!$D$2:$AD$20278,3,0))","v":""},{"$f":"IF(C224=\"\",\"\",VLOOKUP(C224,'Cennik Płaski'!$D$2:$AD$20278,4,0))","v":""},null,{"$f":"IF(C224=\"\",\"\",VLOOKUP(C224,'Cennik Płaski'!$D$2:$AD$20278,9,0))","v":""},"",null,"","",{"$f":"IF(C224=\"\",\"\",VLOOKUP(C224,'[3]CENNIK PŁASKI'!$C$2:$AH$27586,24,0))","v":""},"",{"$f":"IF(C224=\"\",\"\",VLOOKUP(C224,'[3]CENNIK PŁASKI'!$C$2:$AH$27586,25,0))","v":""},"",""]
[null,"",null,{"$f":"IF(C225=\"\",\"\",VLOOKUP(C225,'Cennik Płaski'!$D$2:$AD$20278,3,0))","v":""},{"$f":"IF(C225=\"\",\"\",VLOOKUP(C225,'Cennik Płaski'!$D$2:$AD$20278,4,0))","v":""},null,{"$f":"IF(C225=\"\",\"\",VLOOKUP(C225,'Cennik Płaski'!$D$2:$AD$20278,9,0))","v":""},"",null,"","",{"$f":"IF(C225=\"\",\"\",VLOOKUP(C225,'[3]CENNIK PŁASKI'!$C$2:$AH$27586,24,0))","v":""},"",{"$f":"IF(C225=\"\",\"\",VLOOKUP(C225,'[3]CENNIK PŁASKI'!$C$2:$AH$27586,25,0))","v":""},"",""]
[null,"",null,{"$f":"IF(C226=\"\",\"\",VLOOKUP(C226,'Cennik Płaski'!$D$2:$AD$20278,3,0))","v":""},{"$f":"IF(C226=\"\",\"\",VLOOKUP(C226,'Cennik Płaski'!$D$2:$AD$20278,4,0))","v":""},null,{"$f":"IF(C226=\"\",\"\",VLOOKUP(C226,'Cennik Płaski'!$D$2:$AD$20278,9,0))","v":""},"",null,"","",{"$f":"IF(C226=\"\",\"\",VLOOKUP(C226,'[3]CENNIK PŁASKI'!$C$2:$AH$27586,24,0))","v":""},"",{"$f":"IF(C226=\"\",\"\",VLOOKUP(C226,'[3]CENNIK PŁASKI'!$C$2:$AH$27586,25,0))","v":""},"",""]
[null,"",null,{"$f":"IF(C227=\"\",\"\",VLOOKUP(C227,'Cennik Płaski'!$D$2:$AD$20278,3,0))","v":""},{"$f":"IF(C227=\"\",\"\",VLOOKUP(C227,'Cennik Płaski'!$D$2:$AD$20278,4,0))","v":""},null,{"$f":"IF(C227=\"\",\"\",VLOOKUP(C227,'Cennik Płaski'!$D$2:$AD$20278,9,0))","v":""},"",null,"","",{"$f":"IF(C227=\"\",\"\",VLOOKUP(C227,'[3]CENNIK PŁASKI'!$C$2:$AH$27586,24,0))","v":""},"",{"$f":"IF(C227=\"\",\"\",VLOOKUP(C227,'[3]CENNIK PŁASKI'!$C$2:$AH$27586,25,0))","v":""},"",""]
[null,"",null,{"$f":"IF(C228=\"\",\"\",VLOOKUP(C228,'Cennik Płaski'!$D$2:$AD$20278,3,0))","v":""},{"$f":"IF(C228=\"\",\"\",VLOOKUP(C228,'Cennik Płaski'!$D$2:$AD$20278,4,0))","v":""},null,{"$f":"IF(C228=\"\",\"\",VLOOKUP(C228,'Cennik Płaski'!$D$2:$AD$20278,9,0))","v":""},"",null,"","",{"$f":"IF(C228=\"\",\"\",VLOOKUP(C228,'[3]CENNIK PŁASKI'!$C$2:$AH$27586,24,0))","v":""},"",{"$f":"IF(C228=\"\",\"\",VLOOKUP(C228,'[3]CENNIK PŁASKI'!$C$2:$AH$27586,25,0))","v":""},"",""]
[null,"",null,{"$f":"IF(C229=\"\",\"\",VLOOKUP(C229,'Cennik Płaski'!$D$2:$AD$20278,3,0))","v":""},{"$f":"IF(C229=\"\",\"\",VLOOKUP(C229,'Cennik Płaski'!$D$2:$AD$20278,4,0))","v":""},null,{"$f":"IF(C229=\"\",\"\",VLOOKUP(C229,'Cennik Płaski'!$D$2:$AD$20278,9,0))","v":""},"",null,"","",{"$f":"IF(C229=\"\",\"\",VLOOKUP(C229,'[3]CENNIK PŁASKI'!$C$2:$AH$27586,24,0))","v":""},"",{"$f":"IF(C229=\"\",\"\",VLOOKUP(C229,'[3]CENNIK PŁASKI'!$C$2:$AH$27586,25,0))","v":""},"",""]
[null,"",null,{"$f":"IF(C230=\"\",\"\",VLOOKUP(C230,'Cennik Płaski'!$D$2:$AD$20278,3,0))","v":""},{"$f":"IF(C230=\"\",\"\",VLOOKUP(C230,'Cennik Płaski'!$D$2:$AD$20278,4,0))","v":""},null,{"$f":"IF(C230=\"\",\"\",VLOOKUP(C230,'Cennik Płaski'!$D$2:$AD$20278,9,0))","v":""},"",null,"","",{"$f":"IF(C230=\"\",\"\",VLOOKUP(C230,'[3]CENNIK PŁASKI'!$C$2:$AH$27586,24,0))","v":""},"",{"$f":"IF(C230=\"\",\"\",VLOOKUP(C230,'[3]CENNIK PŁASKI'!$C$2:$AH$27586,25,0))","v":""},"",""]
[null,"",null,{"$f":"IF(C231=\"\",\"\",VLOOKUP(C231,'Cennik Płaski'!$D$2:$AD$20278,3,0))","v":""},{"$f":"IF(C231=\"\",\"\",VLOOKUP(C231,'Cennik Płaski'!$D$2:$AD$20278,4,0))","v":""},null,{"$f":"IF(C231=\"\",\"\",VLOOKUP(C231,'Cennik Płaski'!$D$2:$AD$20278,9,0))","v":""},"",null,"","",{"$f":"IF(C231=\"\",\"\",VLOOKUP(C231,'[3]CENNIK PŁASKI'!$C$2:$AH$27586,24,0))","v":""},"",{"$f":"IF(C231=\"\",\"\",VLOOKUP(C231,'[3]CENNIK PŁASKI'!$C$2:$AH$27586,25,0))","v":""},"",""]
[null,"",null,{"$f":"IF(C232=\"\",\"\",VLOOKUP(C232,'Cennik Płaski'!$D$2:$AD$20278,3,0))","v":""},{"$f":"IF(C232=\"\",\"\",VLOOKUP(C232,'Cennik Płaski'!$D$2:$AD$20278,4,0))","v":""},null,{"$f":"IF(C232=\"\",\"\",VLOOKUP(C232,'Cennik Płaski'!$D$2:$AD$20278,9,0))","v":""},"",null,"","",{"$f":"IF(C232=\"\",\"\",VLOOKUP(C232,'[3]CENNIK PŁASKI'!$C$2:$AH$27586,24,0))","v":""},"",{"$f":"IF(C232=\"\",\"\",VLOOKUP(C232,'[3]CENNIK PŁASKI'!$C$2:$AH$27586,25,0))","v":""},"",""]
[null,"",null,{"$f":"IF(C233=\"\",\"\",VLOOKUP(C233,'Cennik Płaski'!$D$2:$AD$20278,3,0))","v":""},{"$f":"IF(C233=\"\",\"\",VLOOKUP(C233,'Cennik Płaski'!$D$2:$AD$20278,4,0))","v":""},null,{"$f":"IF(C233=\"\",\"\",VLOOKUP(C233,'Cennik Płaski'!$D$2:$AD$20278,9,0))","v":""},"",null,"","",{"$f":"IF(C233=\"\",\"\",VLOOKUP(C233,'[3]CENNIK PŁASKI'!$C$2:$AH$27586,24,0))","v":""},"",{"$f":"IF(C233=\"\",\"\",VLOOKUP(C233,'[3]CENNIK PŁASKI'!$C$2:$AH$27586,25,0))","v":""},"",""]
[null,"",null,{"$f":"IF(C234=\"\",\"\",VLOOKUP(C234,'Cennik Płaski'!$D$2:$AD$20278,3,0))","v":""},{"$f":"IF(C234=\"\",\"\",VLOOKUP(C234,'Cennik Płaski'!$D$2:$AD$20278,4,0))","v":""},null,{"$f":"IF(C234=\"\",\"\",VLOOKUP(C234,'Cennik Płaski'!$D$2:$AD$20278,9,0))","v":""},"",null,"","",{"$f":"IF(C234=\"\",\"\",VLOOKUP(C234,'[3]CENNIK PŁASKI'!$C$2:$AH$27586,24,0))","v":""},"",{"$f":"IF(C234=\"\",\"\",VLOOKUP(C234,'[3]CENNIK PŁASKI'!$C$2:$AH$27586,25,0))","v":""},"",""]
[null,"",null,{"$f":"IF(C235=\"\",\"\",VLOOKUP(C235,'Cennik Płaski'!$D$2:$AD$20278,3,0))","v":""},{"$f":"IF(C235=\"\",\"\",VLOOKUP(C235,'Cennik Płaski'!$D$2:$AD$20278,4,0))","v":""},null,{"$f":"IF(C235=\"\",\"\",VLOOKUP(C235,'Cennik Płaski'!$D$2:$AD$20278,9,0))","v":""},"",null,"","",{"$f":"IF(C235=\"\",\"\",VLOOKUP(C235,'[3]CENNIK PŁASKI'!$C$2:$AH$27586,24,0))","v":""},"",{"$f":"IF(C235=\"\",\"\",VLOOKUP(C235,'[3]CENNIK PŁASKI'!$C$2:$AH$27586,25,0))","v":""},"",""]
[null,"",null,{"$f":"IF(C236=\"\",\"\",VLOOKUP(C236,'Cennik Płaski'!$D$2:$AD$20278,3,0))","v":""},{"$f":"IF(C236=\"\",\"\",VLOOKUP(C236,'Cennik Płaski'!$D$2:$AD$20278,4,0))","v":""},null,{"$f":"IF(C236=\"\",\"\",VLOOKUP(C236,'Cennik Płaski'!$D$2:$AD$20278,9,0))","v":""},"",null,"","",{"$f":"IF(C236=\"\",\"\",VLOOKUP(C236,'[3]CENNIK PŁASKI'!$C$2:$AH$27586,24,0))","v":""},"",{"$f":"IF(C236=\"\",\"\",VLOOKUP(C236,'[3]CENNIK PŁASKI'!$C$2:$AH$27586,25,0))","v":""},"",""]
[null,"",null,{"$f":"IF(C237=\"\",\"\",VLOOKUP(C237,'Cennik Płaski'!$D$2:$AD$20278,3,0))","v":""},{"$f":"IF(C237=\"\",\"\",VLOOKUP(C237,'Cennik Płaski'!$D$2:$AD$20278,4,0))","v":""},null,{"$f":"IF(C237=\"\",\"\",VLOOKUP(C237,'Cennik Płaski'!$D$2:$AD$20278,9,0))","v":""},"",null,"","",{"$f":"IF(C237=\"\",\"\",VLOOKUP(C237,'[3]CENNIK PŁASKI'!$C$2:$AH$27586,24,0))","v":""},"",{"$f":"IF(C237=\"\",\"\",VLOOKUP(C237,'[3]CENNIK PŁASKI'!$C$2:$AH$27586,25,0))","v":""},"",""]
[null,"",null,{"$f":"IF(C238=\"\",\"\",VLOOKUP(C238,'Cennik Płaski'!$D$2:$AD$20278,3,0))","v":""},{"$f":"IF(C238=\"\",\"\",VLOOKUP(C238,'Cennik Płaski'!$D$2:$AD$20278,4,0))","v":""},null,{"$f":"IF(C238=\"\",\"\",VLOOKUP(C238,'Cennik Płaski'!$D$2:$AD$20278,9,0))","v":""},"",null,"","",{"$f":"IF(C238=\"\",\"\",VLOOKUP(C238,'[3]CENNIK PŁASKI'!$C$2:$AH$27586,24,0))","v":""},"",{"$f":"IF(C238=\"\",\"\",VLOOKUP(C238,'[3]CENNIK PŁASKI'!$C$2:$AH$27586,25,0))","v":""},"",""]
[null,"",null,{"$f":"IF(C239=\"\",\"\",VLOOKUP(C239,'Cennik Płaski'!$D$2:$AD$20278,3,0))","v":""},{"$f":"IF(C239=\"\",\"\",VLOOKUP(C239,'Cennik Płaski'!$D$2:$AD$20278,4,0))","v":""},null,{"$f":"IF(C239=\"\",\"\",VLOOKUP(C239,'Cennik Płaski'!$D$2:$AD$20278,9,0))","v":""},"",null,"","",{"$f":"IF(C239=\"\",\"\",VLOOKUP(C239,'[3]CENNIK PŁASKI'!$C$2:$AH$27586,24,0))","v":""},"",{"$f":"IF(C239=\"\",\"\",VLOOKUP(C239,'[3]CENNIK PŁASKI'!$C$2:$AH$27586,25,0))","v":""},"",""]
[null,"",null,{"$f":"IF(C240=\"\",\"\",VLOOKUP(C240,'Cennik Płaski'!$D$2:$AD$20278,3,0))","v":""},{"$f":"IF(C240=\"\",\"\",VLOOKUP(C240,'Cennik Płaski'!$D$2:$AD$20278,4,0))","v":""},null,{"$f":"IF(C240=\"\",\"\",VLOOKUP(C240,'Cennik Płaski'!$D$2:$AD$20278,9,0))","v":""},"",null,"","",{"$f":"IF(C240=\"\",\"\",VLOOKUP(C240,'[3]CENNIK PŁASKI'!$C$2:$AH$27586,24,0))","v":""},"",{"$f":"IF(C240=\"\",\"\",VLOOKUP(C240,'[3]CENNIK PŁASKI'!$C$2:$AH$27586,25,0))","v":""},"",""]
[null,"",null,{"$f":"IF(C241=\"\",\"\",VLOOKUP(C241,'Cennik Płaski'!$D$2:$AD$20278,3,0))","v":""},{"$f":"IF(C241=\"\",\"\",VLOOKUP(C241,'Cennik Płaski'!$D$2:$AD$20278,4,0))","v":""},null,{"$f":"IF(C241=\"\",\"\",VLOOKUP(C241,'Cennik Płaski'!$D$2:$AD$20278,9,0))","v":""},"",null,"","",{"$f":"IF(C241=\"\",\"\",VLOOKUP(C241,'[3]CENNIK PŁASKI'!$C$2:$AH$27586,24,0))","v":""},"",{"$f":"IF(C241=\"\",\"\",VLOOKUP(C241,'[3]CENNIK PŁASKI'!$C$2:$AH$27586,25,0))","v":""},"",""]
[null,"",null,{"$f":"IF(C242=\"\",\"\",VLOOKUP(C242,'Cennik Płaski'!$D$2:$AD$20278,3,0))","v":""},{"$f":"IF(C242=\"\",\"\",VLOOKUP(C242,'Cennik Płaski'!$D$2:$AD$20278,4,0))","v":""},null,{"$f":"IF(C242=\"\",\"\",VLOOKUP(C242,'Cennik Płaski'!$D$2:$AD$20278,9,0))","v":""},"",null,"","",{"$f":"IF(C242=\"\",\"\",VLOOKUP(C242,'[3]CENNIK PŁASKI'!$C$2:$AH$27586,24,0))","v":""},"",{"$f":"IF(C242=\"\",\"\",VLOOKUP(C242,'[3]CENNIK PŁASKI'!$C$2:$AH$27586,25,0))","v":""},"",""]
[null,"",null,{"$f":"IF(C243=\"\",\"\",VLOOKUP(C243,'Cennik Płaski'!$D$2:$AD$20278,3,0))","v":""},{"$f":"IF(C243=\"\",\"\",VLOOKUP(C243,'Cennik Płaski'!$D$2:$AD$20278,4,0))","v":""},null,{"$f":"IF(C243=\"\",\"\",VLOOKUP(C243,'Cennik Płaski'!$D$2:$AD$20278,9,0))","v":""},"",null,"","",{"$f":"IF(C243=\"\",\"\",VLOOKUP(C243,'[3]CENNIK PŁASKI'!$C$2:$AH$27586,24,0))","v":""},"",{"$f":"IF(C243=\"\",\"\",VLOOKUP(C243,'[3]CENNIK PŁASKI'!$C$2:$AH$27586,25,0))","v":""},"",""]
[null,"",null,{"$f":"IF(C244=\"\",\"\",VLOOKUP(C244,'Cennik Płaski'!$D$2:$AD$20278,3,0))","v":""},{"$f":"IF(C244=\"\",\"\",VLOOKUP(C244,'Cennik Płaski'!$D$2:$AD$20278,4,0))","v":""},null,{"$f":"IF(C244=\"\",\"\",VLOOKUP(C244,'Cennik Płaski'!$D$2:$AD$20278,9,0))","v":""},"",null,"","",{"$f":"IF(C244=\"\",\"\",VLOOKUP(C244,'[3]CENNIK PŁASKI'!$C$2:$AH$27586,24,0))","v":""},"",{"$f":"IF(C244=\"\",\"\",VLOOKUP(C244,'[3]CENNIK PŁASKI'!$C$2:$AH$27586,25,0))","v":""},"",""]
[null,"",null,{"$f":"IF(C245=\"\",\"\",VLOOKUP(C245,'Cennik Płaski'!$D$2:$AD$20278,3,0))","v":""},{"$f":"IF(C245=\"\",\"\",VLOOKUP(C245,'Cennik Płaski'!$D$2:$AD$20278,4,0))","v":""},null,{"$f":"IF(C245=\"\",\"\",VLOOKUP(C245,'Cennik Płaski'!$D$2:$AD$20278,9,0))","v":""},"",null,"","",{"$f":"IF(C245=\"\",\"\",VLOOKUP(C245,'[3]CENNIK PŁASKI'!$C$2:$AH$27586,24,0))","v":""},"",{"$f":"IF(C245=\"\",\"\",VLOOKUP(C245,'[3]CENNIK PŁASKI'!$C$2:$AH$27586,25,0))","v":""},"",""]
[null,"",null,{"$f":"IF(C246=\"\",\"\",VLOOKUP(C246,'Cennik Płaski'!$D$2:$AD$20278,3,0))","v":""},{"$f":"IF(C246=\"\",\"\",VLOOKUP(C246,'Cennik Płaski'!$D$2:$AD$20278,4,0))","v":""},null,{"$f":"IF(C246=\"\",\"\",VLOOKUP(C246,'Cennik Płaski'!$D$2:$AD$20278,9,0))","v":""},"",null,"","",{"$f":"IF(C246=\"\",\"\",VLOOKUP(C246,'[3]CENNIK PŁASKI'!$C$2:$AH$27586,24,0))","v":""},"",{"$f":"IF(C246=\"\",\"\",VLOOKUP(C246,'[3]CENNIK PŁASKI'!$C$2:$AH$27586,25,0))","v":""},"",""]
[null,"",null,{"$f":"IF(C247=\"\",\"\",VLOOKUP(C247,'Cennik Płaski'!$D$2:$AD$20278,3,0))","v":""},{"$f":"IF(C247=\"\",\"\",VLOOKUP(C247,'Cennik Płaski'!$D$2:$AD$20278,4,0))","v":""},null,{"$f":"IF(C247=\"\",\"\",VLOOKUP(C247,'Cennik Płaski'!$D$2:$AD$20278,9,0))","v":""},"",null,"","",{"$f":"IF(C247=\"\",\"\",VLOOKUP(C247,'[3]CENNIK PŁASKI'!$C$2:$AH$27586,24,0))","v":""},"",{"$f":"IF(C247=\"\",\"\",VLOOKUP(C247,'[3]CENNIK PŁASKI'!$C$2:$AH$27586,25,0))","v":""},"",""]
[null,"",null,{"$f":"IF(C248=\"\",\"\",VLOOKUP(C248,'Cennik Płaski'!$D$2:$AD$20278,3,0))","v":""},{"$f":"IF(C248=\"\",\"\",VLOOKUP(C248,'Cennik Płaski'!$D$2:$AD$20278,4,0))","v":""},null,{"$f":"IF(C248=\"\",\"\",VLOOKUP(C248,'Cennik Płaski'!$D$2:$AD$20278,9,0))","v":""},"",null,"","",{"$f":"IF(C248=\"\",\"\",VLOOKUP(C248,'[3]CENNIK PŁASKI'!$C$2:$AH$27586,24,0))","v":""},"",{"$f":"IF(C248=\"\",\"\",VLOOKUP(C248,'[3]CENNIK PŁASKI'!$C$2:$AH$27586,25,0))","v":""},"",""]
[null,"",null,{"$f":"IF(C249=\"\",\"\",VLOOKUP(C249,'Cennik Płaski'!$D$2:$AD$20278,3,0))","v":""},{"$f":"IF(C249=\"\",\"\",VLOOKUP(C249,'Cennik Płaski'!$D$2:$AD$20278,4,0))","v":""},null,{"$f":"IF(C249=\"\",\"\",VLOOKUP(C249,'Cennik Płaski'!$D$2:$AD$20278,9,0))","v":""},"",null,"","",{"$f":"IF(C249=\"\",\"\",VLOOKUP(C249,'[3]CENNIK PŁASKI'!$C$2:$AH$27586,24,0))","v":""},"",{"$f":"IF(C249=\"\",\"\",VLOOKUP(C249,'[3]CENNIK PŁASKI'!$C$2:$AH$27586,25,0))","v":""},"",""]
[null,"",null,{"$f":"IF(C250=\"\",\"\",VLOOKUP(C250,'Cennik Płaski'!$D$2:$AD$20278,3,0))","v":""},{"$f":"IF(C250=\"\",\"\",VLOOKUP(C250,'Cennik Płaski'!$D$2:$AD$20278,4,0))","v":""},null,{"$f":"IF(C250=\"\",\"\",VLOOKUP(C250,'Cennik Płaski'!$D$2:$AD$20278,9,0))","v":""},"",null,"","",{"$f":"IF(C250=\"\",\"\",VLOOKUP(C250,'[3]CENNIK PŁASKI'!$C$2:$AH$27586,24,0))","v":""},"",{"$f":"IF(C250=\"\",\"\",VLOOKUP(C250,'[3]CENNIK PŁASKI'!$C$2:$AH$27586,25,0))","v":""},"",""]
[null,"",null,{"$f":"IF(C251=\"\",\"\",VLOOKUP(C251,'Cennik Płaski'!$D$2:$AD$20278,3,0))","v":""},{"$f":"IF(C251=\"\",\"\",VLOOKUP(C251,'Cennik Płaski'!$D$2:$AD$20278,4,0))","v":""},null,{"$f":"IF(C251=\"\",\"\",VLOOKUP(C251,'Cennik Płaski'!$D$2:$AD$20278,9,0))","v":""},"",null,"","",{"$f":"IF(C251=\"\",\"\",VLOOKUP(C251,'[3]CENNIK PŁASKI'!$C$2:$AH$27586,24,0))","v":""},"",{"$f":"IF(C251=\"\",\"\",VLOOKUP(C251,'[3]CENNIK PŁASKI'!$C$2:$AH$27586,25,0))","v":""},"",""]
[null,"",null,{"$f":"IF(C252=\"\",\"\",VLOOKUP(C252,'Cennik Płaski'!$D$2:$AD$20278,3,0))","v":""},{"$f":"IF(C252=\"\",\"\",VLOOKUP(C252,'Cennik Płaski'!$D$2:$AD$20278,4,0))","v":""},null,{"$f":"IF(C252=\"\",\"\",VLOOKUP(C252,'Cennik Płaski'!$D$2:$AD$20278,9,0))","v":""},"",null,"","",{"$f":"IF(C252=\"\",\"\",VLOOKUP(C252,'[3]CENNIK PŁASKI'!$C$2:$AH$27586,24,0))","v":""},"",{"$f":"IF(C252=\"\",\"\",VLOOKUP(C252,'[3]CENNIK PŁASKI'!$C$2:$AH$27586,25,0))","v":""},"",""]
[null,"",null,{"$f":"IF(C253=\"\",\"\",VLOOKUP(C253,'Cennik Płaski'!$D$2:$AD$20278,3,0))","v":""},{"$f":"IF(C253=\"\",\"\",VLOOKUP(C253,'Cennik Płaski'!$D$2:$AD$20278,4,0))","v":""},null,{"$f":"IF(C253=\"\",\"\",VLOOKUP(C253,'Cennik Płaski'!$D$2:$AD$20278,9,0))","v":""},"",null,"","",{"$f":"IF(C253=\"\",\"\",VLOOKUP(C253,'[3]CENNIK PŁASKI'!$C$2:$AH$27586,24,0))","v":""},"",{"$f":"IF(C253=\"\",\"\",VLOOKUP(C253,'[3]CENNIK PŁASKI'!$C$2:$AH$27586,25,0))","v":""},"",""]
[null,"",null,{"$f":"IF(C254=\"\",\"\",VLOOKUP(C254,'Cennik Płaski'!$D$2:$AD$20278,3,0))","v":""},{"$f":"IF(C254=\"\",\"\",VLOOKUP(C254,'Cennik Płaski'!$D$2:$AD$20278,4,0))","v":""},null,{"$f":"IF(C254=\"\",\"\",VLOOKUP(C254,'Cennik Płaski'!$D$2:$AD$20278,9,0))","v":""},"",null,"","",{"$f":"IF(C254=\"\",\"\",VLOOKUP(C254,'[3]CENNIK PŁASKI'!$C$2:$AH$27586,24,0))","v":""},"",{"$f":"IF(C254=\"\",\"\",VLOOKUP(C254,'[3]CENNIK PŁASKI'!$C$2:$AH$27586,25,0))","v":""},"",""]
[null,"",null,{"$f":"IF(C255=\"\",\"\",VLOOKUP(C255,'Cennik Płaski'!$D$2:$AD$20278,3,0))","v":""},{"$f":"IF(C255=\"\",\"\",VLOOKUP(C255,'Cennik Płaski'!$D$2:$AD$20278,4,0))","v":""},null,{"$f":"IF(C255=\"\",\"\",VLOOKUP(C255,'Cennik Płaski'!$D$2:$AD$20278,9,0))","v":""},"",null,"","",{"$f":"IF(C255=\"\",\"\",VLOOKUP(C255,'[3]CENNIK PŁASKI'!$C$2:$AH$27586,24,0))","v":""},"",{"$f":"IF(C255=\"\",\"\",VLOOKUP(C255,'[3]CENNIK PŁASKI'!$C$2:$AH$27586,25,0))","v":""},"",""]
[null,"",null,{"$f":"IF(C256=\"\",\"\",VLOOKUP(C256,'Cennik Płaski'!$D$2:$AD$20278,3,0))","v":""},{"$f":"IF(C256=\"\",\"\",VLOOKUP(C256,'Cennik Płaski'!$D$2:$AD$20278,4,0))","v":""},null,{"$f":"IF(C256=\"\",\"\",VLOOKUP(C256,'Cennik Płaski'!$D$2:$AD$20278,9,0))","v":""},"",null,"","",{"$f":"IF(C256=\"\",\"\",VLOOKUP(C256,'[3]CENNIK PŁASKI'!$C$2:$AH$27586,24,0))","v":""},"",{"$f":"IF(C256=\"\",\"\",VLOOKUP(C256,'[3]CENNIK PŁASKI'!$C$2:$AH$27586,25,0))","v":""},"",""]
[null,"",null,{"$f":"IF(C257=\"\",\"\",VLOOKUP(C257,'Cennik Płaski'!$D$2:$AD$20278,3,0))","v":""},{"$f":"IF(C257=\"\",\"\",VLOOKUP(C257,'Cennik Płaski'!$D$2:$AD$20278,4,0))","v":""},null,{"$f":"IF(C257=\"\",\"\",VLOOKUP(C257,'Cennik Płaski'!$D$2:$AD$20278,9,0))","v":""},"",null,"","",{"$f":"IF(C257=\"\",\"\",VLOOKUP(C257,'[3]CENNIK PŁASKI'!$C$2:$AH$27586,24,0))","v":""},"",{"$f":"IF(C257=\"\",\"\",VLOOKUP(C257,'[3]CENNIK PŁASKI'!$C$2:$AH$27586,25,0))","v":""},"",""]
[null,"",null,{"$f":"IF(C258=\"\",\"\",VLOOKUP(C258,'Cennik Płaski'!$D$2:$AD$20278,3,0))","v":""},{"$f":"IF(C258=\"\",\"\",VLOOKUP(C258,'Cennik Płaski'!$D$2:$AD$20278,4,0))","v":""},null,{"$f":"IF(C258=\"\",\"\",VLOOKUP(C258,'Cennik Płaski'!$D$2:$AD$20278,9,0))","v":""},"",null,"","",{"$f":"IF(C258=\"\",\"\",VLOOKUP(C258,'[3]CENNIK PŁASKI'!$C$2:$AH$27586,24,0))","v":""},"",{"$f":"IF(C258=\"\",\"\",VLOOKUP(C258,'[3]CENNIK PŁASKI'!$C$2:$AH$27586,25,0))","v":""},"",""]
[null,"",null,{"$f":"IF(C259=\"\",\"\",VLOOKUP(C259,'Cennik Płaski'!$D$2:$AD$20278,3,0))","v":""},{"$f":"IF(C259=\"\",\"\",VLOOKUP(C259,'Cennik Płaski'!$D$2:$AD$20278,4,0))","v":""},null,{"$f":"IF(C259=\"\",\"\",VLOOKUP(C259,'Cennik Płaski'!$D$2:$AD$20278,9,0))","v":""},"",null,"","",{"$f":"IF(C259=\"\",\"\",VLOOKUP(C259,'[3]CENNIK PŁASKI'!$C$2:$AH$27586,24,0))","v":""},"",{"$f":"IF(C259=\"\",\"\",VLOOKUP(C259,'[3]CENNIK PŁASKI'!$C$2:$AH$27586,25,0))","v":""},"",""]
[null,"",null,{"$f":"IF(C260=\"\",\"\",VLOOKUP(C260,'Cennik Płaski'!$D$2:$AD$20278,3,0))","v":""},{"$f":"IF(C260=\"\",\"\",VLOOKUP(C260,'Cennik Płaski'!$D$2:$AD$20278,4,0))","v":""},null,{"$f":"IF(C260=\"\",\"\",VLOOKUP(C260,'Cennik Płaski'!$D$2:$AD$20278,9,0))","v":""},"",null,"","",{"$f":"IF(C260=\"\",\"\",VLOOKUP(C260,'[3]CENNIK PŁASKI'!$C$2:$AH$27586,24,0))","v":""},"",{"$f":"IF(C260=\"\",\"\",VLOOKUP(C260,'[3]CENNIK PŁASKI'!$C$2:$AH$27586,25,0))","v":""},"",""]
[null,"",null,{"$f":"IF(C261=\"\",\"\",VLOOKUP(C261,'Cennik Płaski'!$D$2:$AD$20278,3,0))","v":""},{"$f":"IF(C261=\"\",\"\",VLOOKUP(C261,'Cennik Płaski'!$D$2:$AD$20278,4,0))","v":""},null,{"$f":"IF(C261=\"\",\"\",VLOOKUP(C261,'Cennik Płaski'!$D$2:$AD$20278,9,0))","v":""},"",null,"","",{"$f":"IF(C261=\"\",\"\",VLOOKUP(C261,'[3]CENNIK PŁASKI'!$C$2:$AH$27586,24,0))","v":""},"",{"$f":"IF(C261=\"\",\"\",VLOOKUP(C261,'[3]CENNIK PŁASKI'!$C$2:$AH$27586,25,0))","v":""},"",""]
[null,"",null,{"$f":"IF(C262=\"\",\"\",VLOOKUP(C262,'Cennik Płaski'!$D$2:$AD$20278,3,0))","v":""},{"$f":"IF(C262=\"\",\"\",VLOOKUP(C262,'Cennik Płaski'!$D$2:$AD$20278,4,0))","v":""},null,{"$f":"IF(C262=\"\",\"\",VLOOKUP(C262,'Cennik Płaski'!$D$2:$AD$20278,9,0))","v":""},"",null,"","",{"$f":"IF(C262=\"\",\"\",VLOOKUP(C262,'[3]CENNIK PŁASKI'!$C$2:$AH$27586,24,0))","v":""},"",{"$f":"IF(C262=\"\",\"\",VLOOKUP(C262,'[3]CENNIK PŁASKI'!$C$2:$AH$27586,25,0))","v":""},"",""]
[null,"",null,{"$f":"IF(C263=\"\",\"\",VLOOKUP(C263,'Cennik Płaski'!$D$2:$AD$20278,3,0))","v":""},{"$f":"IF(C263=\"\",\"\",VLOOKUP(C263,'Cennik Płaski'!$D$2:$AD$20278,4,0))","v":""},null,{"$f":"IF(C263=\"\",\"\",VLOOKUP(C263,'Cennik Płaski'!$D$2:$AD$20278,9,0))","v":""},"",null,"","",{"$f":"IF(C263=\"\",\"\",VLOOKUP(C263,'[3]CENNIK PŁASKI'!$C$2:$AH$27586,24,0))","v":""},"",{"$f":"IF(C263=\"\",\"\",VLOOKUP(C263,'[3]CENNIK PŁASKI'!$C$2:$AH$27586,25,0))","v":""},"",""]
[null,"",null,{"$f":"IF(C264=\"\",\"\",VLOOKUP(C264,'Cennik Płaski'!$D$2:$AD$20278,3,0))","v":""},{"$f":"IF(C264=\"\",\"\",VLOOKUP(C264,'Cennik Płaski'!$D$2:$AD$20278,4,0))","v":""},null,{"$f":"IF(C264=\"\",\"\",VLOOKUP(C264,'Cennik Płaski'!$D$2:$AD$20278,9,0))","v":""},"",null,"","",{"$f":"IF(C264=\"\",\"\",VLOOKUP(C264,'[3]CENNIK PŁASKI'!$C$2:$AH$27586,24,0))","v":""},"",{"$f":"IF(C264=\"\",\"\",VLOOKUP(C264,'[3]CENNIK PŁASKI'!$C$2:$AH$27586,25,0))","v":""},"",""]
[null,"",null,{"$f":"IF(C265=\"\",\"\",VLOOKUP(C265,'Cennik Płaski'!$D$2:$AD$20278,3,0))","v":""},{"$f":"IF(C265=\"\",\"\",VLOOKUP(C265,'Cennik Płaski'!$D$2:$AD$20278,4,0))","v":""},null,{"$f":"IF(C265=\"\",\"\",VLOOKUP(C265,'Cennik Płaski'!$D$2:$AD$20278,9,0))","v":""},"",null,"","",{"$f":"IF(C265=\"\",\"\",VLOOKUP(C265,'[3]CENNIK PŁASKI'!$C$2:$AH$27586,24,0))","v":""},"",{"$f":"IF(C265=\"\",\"\",VLOOKUP(C265,'[3]CENNIK PŁASKI'!$C$2:$AH$27586,25,0))","v":""},"",""]
[null,"",null,{"$f":"IF(C266=\"\",\"\",VLOOKUP(C266,'Cennik Płaski'!$D$2:$AD$20278,3,0))","v":""},{"$f":"IF(C266=\"\",\"\",VLOOKUP(C266,'Cennik Płaski'!$D$2:$AD$20278,4,0))","v":""},null,{"$f":"IF(C266=\"\",\"\",VLOOKUP(C266,'Cennik Płaski'!$D$2:$AD$20278,9,0))","v":""},"",null,"","",{"$f":"IF(C266=\"\",\"\",VLOOKUP(C266,'[3]CENNIK PŁASKI'!$C$2:$AH$27586,24,0))","v":""},"",{"$f":"IF(C266=\"\",\"\",VLOOKUP(C266,'[3]CENNIK PŁASKI'!$C$2:$AH$27586,25,0))","v":""},"",""]
[null,"",null,{"$f":"IF(C267=\"\",\"\",VLOOKUP(C267,'Cennik Płaski'!$D$2:$AD$20278,3,0))","v":""},{"$f":"IF(C267=\"\",\"\",VLOOKUP(C267,'Cennik Płaski'!$D$2:$AD$20278,4,0))","v":""},null,{"$f":"IF(C267=\"\",\"\",VLOOKUP(C267,'Cennik Płaski'!$D$2:$AD$20278,9,0))","v":""},"",null,"","",{"$f":"IF(C267=\"\",\"\",VLOOKUP(C267,'[3]CENNIK PŁASKI'!$C$2:$AH$27586,24,0))","v":""},"",{"$f":"IF(C267=\"\",\"\",VLOOKUP(C267,'[3]CENNIK PŁASKI'!$C$2:$AH$27586,25,0))","v":""},"",""]
[null,"",null,{"$f":"IF(C268=\"\",\"\",VLOOKUP(C268,'Cennik Płaski'!$D$2:$AD$20278,3,0))","v":""},{"$f":"IF(C268=\"\",\"\",VLOOKUP(C268,'Cennik Płaski'!$D$2:$AD$20278,4,0))","v":""},null,{"$f":"IF(C268=\"\",\"\",VLOOKUP(C268,'Cennik Płaski'!$D$2:$AD$20278,9,0))","v":""},"",null,"","",{"$f":"IF(C268=\"\",\"\",VLOOKUP(C268,'[3]CENNIK PŁASKI'!$C$2:$AH$27586,24,0))","v":""},"",{"$f":"IF(C268=\"\",\"\",VLOOKUP(C268,'[3]CENNIK PŁASKI'!$C$2:$AH$27586,25,0))","v":""},"",""]
[null,"",null,{"$f":"IF(C269=\"\",\"\",VLOOKUP(C269,'Cennik Płaski'!$D$2:$AD$20278,3,0))","v":""},{"$f":"IF(C269=\"\",\"\",VLOOKUP(C269,'Cennik Płaski'!$D$2:$AD$20278,4,0))","v":""},null,{"$f":"IF(C269=\"\",\"\",VLOOKUP(C269,'Cennik Płaski'!$D$2:$AD$20278,9,0))","v":""},"",null,"","",{"$f":"IF(C269=\"\",\"\",VLOOKUP(C269,'[3]CENNIK PŁASKI'!$C$2:$AH$27586,24,0))","v":""},"",{"$f":"IF(C269=\"\",\"\",VLOOKUP(C269,'[3]CENNIK PŁASKI'!$C$2:$AH$27586,25,0))","v":""},"",""]
[null,"",null,{"$f":"IF(C270=\"\",\"\",VLOOKUP(C270,'Cennik Płaski'!$D$2:$AD$20278,3,0))","v":""},{"$f":"IF(C270=\"\",\"\",VLOOKUP(C270,'Cennik Płaski'!$D$2:$AD$20278,4,0))","v":""},null,{"$f":"IF(C270=\"\",\"\",VLOOKUP(C270,'Cennik Płaski'!$D$2:$AD$20278,9,0))","v":""},"",null,"","",{"$f":"IF(C270=\"\",\"\",VLOOKUP(C270,'[3]CENNIK PŁASKI'!$C$2:$AH$27586,24,0))","v":""},"",{"$f":"IF(C270=\"\",\"\",VLOOKUP(C270,'[3]CENNIK PŁASKI'!$C$2:$AH$27586,25,0))","v":""},"",{"$f":"IF(C270<>\"\",IF(ISNUMBER(F270),\"\",\"Proszę wpisać ilość\"),\"\")","v":""}]
[null,"",null,{"$f":"IF(C271=\"\",\"\",VLOOKUP(C271,'Cennik Płaski'!$D$2:$AD$20278,3,0))","v":""},{"$f":"IF(C271=\"\",\"\",VLOOKUP(C271,'Cennik Płaski'!$D$2:$AD$20278,4,0))","v":""},null,{"$f":"IF(C271=\"\",\"\",VLOOKUP(C271,'Cennik Płaski'!$D$2:$AD$20278,9,0))","v":""},"",null,"","",{"$f":"IF(C271=\"\",\"\",VLOOKUP(C271,'[3]CENNIK PŁASKI'!$C$2:$AH$27586,24,0))","v":""},"",{"$f":"IF(C271=\"\",\"\",VLOOKUP(C271,'[3]CENNIK PŁASKI'!$C$2:$AH$27586,25,0))","v":""},"",""]
[null,{"$f":"IF(C272<>\"\",B271+1,\"\")","v":""},null,{"$f":"IF(C272=\"\",\"\",VLOOKUP(C272,'Cennik Płaski'!$D$2:$AD$20278,3,0))","v":""},{"$f":"IF(C272=\"\",\"\",VLOOKUP(C272,'Cennik Płaski'!$D$2:$AD$20278,4,0))","v":""},null,{"$f":"IF(C272=\"\",\"\",VLOOKUP(C272,'Cennik Płaski'!$D$2:$AD$20278,9,0))","v":""},{"$f":"IF(C272=\"\",\"\",F272*G272)","v":""},null,{"$f":"IF(B272=\"\",\"\",IF(I272>0,G272*(1-I272),G272))","v":""},{"$f":"IF(C272=\"\",\"\",IF(I272>0,H272*(1-I272),H272))","v":""},{"$f":"IF(C272=\"\",\"\",VLOOKUP(C272,'[3]CENNIK PŁASKI'!$C$2:$AH$27586,24,0))","v":""},{"$f":"HYPERLINK(L272,L272)","v":""},{"$f":"IF(C272=\"\",\"\",VLOOKUP(C272,'[3]CENNIK PŁASKI'!$C$2:$AH$27586,25,0))","v":""},{"$f":"HYPERLINK(N272,N272)","v":""},""]
[null,"",null,{"$f":"IF(C273=\"\",\"\",VLOOKUP(C273,'Cennik Płaski'!$D$2:$AD$20278,3,0))","v":""},{"$f":"IF(C273=\"\",\"\",VLOOKUP(C273,'Cennik Płaski'!$D$2:$AD$20278,4,0))","v":""},null,{"$f":"IF(C273=\"\",\"\",VLOOKUP(C273,'Cennik Płaski'!$D$2:$AD$20278,9,0))","v":""},"",null,"","",{"$f":"IF(C273=\"\",\"\",VLOOKUP(C273,'[3]CENNIK PŁASKI'!$C$2:$AH$27586,24,0))","v":""},"",{"$f":"IF(C273=\"\",\"\",VLOOKUP(C273,'[3]CENNIK PŁASKI'!$C$2:$AH$27586,25,0))","v":""},"",""]
[null,"",null,{"$f":"IF(C274=\"\",\"\",VLOOKUP(C274,'Cennik Płaski'!$D$2:$AD$20278,3,0))","v":""},{"$f":"IF(C274=\"\",\"\",VLOOKUP(C274,'Cennik Płaski'!$D$2:$AD$20278,4,0))","v":""},null,{"$f":"IF(C274=\"\",\"\",VLOOKUP(C274,'Cennik Płaski'!$D$2:$AD$20278,9,0))","v":""},"",null,"","",{"$f":"IF(C274=\"\",\"\",VLOOKUP(C274,'[3]CENNIK PŁASKI'!$C$2:$AH$27586,24,0))","v":""},"",{"$f":"IF(C274=\"\",\"\",VLOOKUP(C274,'[3]CENNIK PŁASKI'!$C$2:$AH$27586,25,0))","v":""},"",""]
[null,"",null,{"$f":"IF(C275=\"\",\"\",VLOOKUP(C275,'Cennik Płaski'!$D$2:$AD$20278,3,0))","v":""},{"$f":"IF(C275=\"\",\"\",VLOOKUP(C275,'Cennik Płaski'!$D$2:$AD$20278,4,0))","v":""},null,{"$f":"IF(C275=\"\",\"\",VLOOKUP(C275,'Cennik Płaski'!$D$2:$AD$20278,9,0))","v":""},"",null,"","",{"$f":"IF(C275=\"\",\"\",VLOOKUP(C275,'[3]CENNIK PŁASKI'!$C$2:$AH$27586,24,0))","v":""},"",{"$f":"IF(C275=\"\",\"\",VLOOKUP(C275,'[3]CENNIK PŁASKI'!$C$2:$AH$27586,25,0))","v":""},"",""]
[null,"",null,{"$f":"IF(C276=\"\",\"\",VLOOKUP(C276,'Cennik Płaski'!$D$2:$AD$20278,3,0))","v":""},{"$f":"IF(C276=\"\",\"\",VLOOKUP(C276,'Cennik Płaski'!$D$2:$AD$20278,4,0))","v":""},null,{"$f":"IF(C276=\"\",\"\",VLOOKUP(C276,'Cennik Płaski'!$D$2:$AD$20278,9,0))","v":""},"",null,"","",{"$f":"IF(C276=\"\",\"\",VLOOKUP(C276,'[3]CENNIK PŁASKI'!$C$2:$AH$27586,24,0))","v":""},"",{"$f":"IF(C276=\"\",\"\",VLOOKUP(C276,'[3]CENNIK PŁASKI'!$C$2:$AH$27586,25,0))","v":""},"",""]
[null,"",null,{"$f":"IF(C277=\"\",\"\",VLOOKUP(C277,'Cennik Płaski'!$D$2:$AD$20278,3,0))","v":""},{"$f":"IF(C277=\"\",\"\",VLOOKUP(C277,'Cennik Płaski'!$D$2:$AD$20278,4,0))","v":""},null,{"$f":"IF(C277=\"\",\"\",VLOOKUP(C277,'Cennik Płaski'!$D$2:$AD$20278,9,0))","v":""},"",null,"","",{"$f":"IF(C277=\"\",\"\",VLOOKUP(C277,'[3]CENNIK PŁASKI'!$C$2:$AH$27586,24,0))","v":""},"",{"$f":"IF(C277=\"\",\"\",VLOOKUP(C277,'[3]CENNIK PŁASKI'!$C$2:$AH$27586,25,0))","v":""},"",""]
[null,"",null,{"$f":"IF(C278=\"\",\"\",VLOOKUP(C278,'Cennik Płaski'!$D$2:$AD$20278,3,0))","v":""},{"$f":"IF(C278=\"\",\"\",VLOOKUP(C278,'Cennik Płaski'!$D$2:$AD$20278,4,0))","v":""},null,{"$f":"IF(C278=\"\",\"\",VLOOKUP(C278,'Cennik Płaski'!$D$2:$AD$20278,9,0))","v":""},"",null,"","",{"$f":"IF(C278=\"\",\"\",VLOOKUP(C278,'[3]CENNIK PŁASKI'!$C$2:$AH$27586,24,0))","v":""},"",{"$f":"IF(C278=\"\",\"\",VLOOKUP(C278,'[3]CENNIK PŁASKI'!$C$2:$AH$27586,25,0))","v":""},"",""]
[null,"",null,{"$f":"IF(C279=\"\",\"\",VLOOKUP(C279,'Cennik Płaski'!$D$2:$AD$20278,3,0))","v":""},{"$f":"IF(C279=\"\",\"\",VLOOKUP(C279,'Cennik Płaski'!$D$2:$AD$20278,4,0))","v":""},null,{"$f":"IF(C279=\"\",\"\",VLOOKUP(C279,'Cennik Płaski'!$D$2:$AD$20278,9,0))","v":""},"",null,"","",{"$f":"IF(C279=\"\",\"\",VLOOKUP(C279,'[3]CENNIK PŁASKI'!$C$2:$AH$27586,24,0))","v":""},"",{"$f":"IF(C279=\"\",\"\",VLOOKUP(C279,'[3]CENNIK PŁASKI'!$C$2:$AH$27586,25,0))","v":""},"",""]
[null,"",null,{"$f":"IF(C280=\"\",\"\",VLOOKUP(C280,'Cennik Płaski'!$D$2:$AD$20278,3,0))","v":""},{"$f":"IF(C280=\"\",\"\",VLOOKUP(C280,'Cennik Płaski'!$D$2:$AD$20278,4,0))","v":""},null,{"$f":"IF(C280=\"\",\"\",VLOOKUP(C280,'Cennik Płaski'!$D$2:$AD$20278,9,0))","v":""},"",null,"","",{"$f":"IF(C280=\"\",\"\",VLOOKUP(C280,'[3]CENNIK PŁASKI'!$C$2:$AH$27586,24,0))","v":""},"",{"$f":"IF(C280=\"\",\"\",VLOOKUP(C280,'[3]CENNIK PŁASKI'!$C$2:$AH$27586,25,0))","v":""},"",""]
[null,"",null,{"$f":"IF(C281=\"\",\"\",VLOOKUP(C281,'Cennik Płaski'!$D$2:$AD$20278,3,0))","v":""},{"$f":"IF(C281=\"\",\"\",VLOOKUP(C281,'Cennik Płaski'!$D$2:$AD$20278,4,0))","v":""},null,{"$f":"IF(C281=\"\",\"\",VLOOKUP(C281,'Cennik Płaski'!$D$2:$AD$20278,9,0))","v":""},"",null,"","",{"$f":"IF(C281=\"\",\"\",VLOOKUP(C281,'[3]CENNIK PŁASKI'!$C$2:$AH$27586,24,0))","v":""},"",{"$f":"IF(C281=\"\",\"\",VLOOKUP(C281,'[3]CENNIK PŁASKI'!$C$2:$AH$27586,25,0))","v":""},"",""]
[null,"",null,{"$f":"IF(C282=\"\",\"\",VLOOKUP(C282,'Cennik Płaski'!$D$2:$AD$20278,3,0))","v":""},{"$f":"IF(C282=\"\",\"\",VLOOKUP(C282,'Cennik Płaski'!$D$2:$AD$20278,4,0))","v":""},null,{"$f":"IF(C282=\"\",\"\",VLOOKUP(C282,'Cennik Płaski'!$D$2:$AD$20278,9,0))","v":""},"",null,"","",{"$f":"IF(C282=\"\",\"\",VLOOKUP(C282,'[3]CENNIK PŁASKI'!$C$2:$AH$27586,24,0))","v":""},"",{"$f":"IF(C282=\"\",\"\",VLOOKUP(C282,'[3]CENNIK PŁASKI'!$C$2:$AH$27586,25,0))","v":""},"",""]
[null,"",null,{"$f":"IF(C283=\"\",\"\",VLOOKUP(C283,'Cennik Płaski'!$D$2:$AD$20278,3,0))","v":""},{"$f":"IF(C283=\"\",\"\",VLOOKUP(C283,'Cennik Płaski'!$D$2:$AD$20278,4,0))","v":""},null,{"$f":"IF(C283=\"\",\"\",VLOOKUP(C283,'Cennik Płaski'!$D$2:$AD$20278,9,0))","v":""},"",null,"","",{"$f":"IF(C283=\"\",\"\",VLOOKUP(C283,'[3]CENNIK PŁASKI'!$C$2:$AH$27586,24,0))","v":""},"",{"$f":"IF(C283=\"\",\"\",VLOOKUP(C283,'[3]CENNIK PŁASKI'!$C$2:$AH$27586,25,0))","v":""},"",""]
[null,"",null,{"$f":"IF(C284=\"\",\"\",VLOOKUP(C284,'Cennik Płaski'!$D$2:$AD$20278,3,0))","v":""},{"$f":"IF(C284=\"\",\"\",VLOOKUP(C284,'Cennik Płaski'!$D$2:$AD$20278,4,0))","v":""},null,{"$f":"IF(C284=\"\",\"\",VLOOKUP(C284,'Cennik Płaski'!$D$2:$AD$20278,9,0))","v":""},"",null,"","",{"$f":"IF(C284=\"\",\"\",VLOOKUP(C284,'[3]CENNIK PŁASKI'!$C$2:$AH$27586,24,0))","v":""},"",{"$f":"IF(C284=\"\",\"\",VLOOKUP(C284,'[3]CENNIK PŁASKI'!$C$2:$AH$27586,25,0))","v":""},"",""]
[null,"",null,{"$f":"IF(C285=\"\",\"\",VLOOKUP(C285,'Cennik Płaski'!$D$2:$AD$20278,3,0))","v":""},{"$f":"IF(C285=\"\",\"\",VLOOKUP(C285,'Cennik Płaski'!$D$2:$AD$20278,4,0))","v":""},null,{"$f":"IF(C285=\"\",\"\",VLOOKUP(C285,'Cennik Płaski'!$D$2:$AD$20278,9,0))","v":""},"",null,"","",{"$f":"IF(C285=\"\",\"\",VLOOKUP(C285,'[3]CENNIK PŁASKI'!$C$2:$AH$27586,24,0))","v":""},"",{"$f":"IF(C285=\"\",\"\",VLOOKUP(C285,'[3]CENNIK PŁASKI'!$C$2:$AH$27586,25,0))","v":""},"",""]
[null,"",null,{"$f":"IF(C286=\"\",\"\",VLOOKUP(C286,'Cennik Płaski'!$D$2:$AD$20278,3,0))","v":""},{"$f":"IF(C286=\"\",\"\",VLOOKUP(C286,'Cennik Płaski'!$D$2:$AD$20278,4,0))","v":""},null,{"$f":"IF(C286=\"\",\"\",VLOOKUP(C286,'Cennik Płaski'!$D$2:$AD$20278,9,0))","v":""},"",null,"","",{"$f":"IF(C286=\"\",\"\",VLOOKUP(C286,'[3]CENNIK PŁASKI'!$C$2:$AH$27586,24,0))","v":""},"",{"$f":"IF(C286=\"\",\"\",VLOOKUP(C286,'[3]CENNIK PŁASKI'!$C$2:$AH$27586,25,0))","v":""},"",""]
[null,"",null,{"$f":"IF(C287=\"\",\"\",VLOOKUP(C287,'Cennik Płaski'!$D$2:$AD$20278,3,0))","v":""},{"$f":"IF(C287=\"\",\"\",VLOOKUP(C287,'Cennik Płaski'!$D$2:$AD$20278,4,0))","v":""},null,{"$f":"IF(C287=\"\",\"\",VLOOKUP(C287,'Cennik Płaski'!$D$2:$AD$20278,9,0))","v":""},"",null,"","",{"$f":"IF(C287=\"\",\"\",VLOOKUP(C287,'[3]CENNIK PŁASKI'!$C$2:$AH$27586,24,0))","v":""},"",{"$f":"IF(C287=\"\",\"\",VLOOKUP(C287,'[3]CENNIK PŁASKI'!$C$2:$AH$27586,25,0))","v":""},"",""]
[null,"",null,{"$f":"IF(C288=\"\",\"\",VLOOKUP(C288,'Cennik Płaski'!$D$2:$AD$20278,3,0))","v":""},{"$f":"IF(C288=\"\",\"\",VLOOKUP(C288,'Cennik Płaski'!$D$2:$AD$20278,4,0))","v":""},null,{"$f":"IF(C288=\"\",\"\",VLOOKUP(C288,'Cennik Płaski'!$D$2:$AD$20278,9,0))","v":""},"",null,"","",{"$f":"IF(C288=\"\",\"\",VLOOKUP(C288,'[3]CENNIK PŁASKI'!$C$2:$AH$27586,24,0))","v":""},"",{"$f":"IF(C288=\"\",\"\",VLOOKUP(C288,'[3]CENNIK PŁASKI'!$C$2:$AH$27586,25,0))","v":""},"",""]
[null,"",null,{"$f":"IF(C289=\"\",\"\",VLOOKUP(C289,'Cennik Płaski'!$D$2:$AD$20278,3,0))","v":""},{"$f":"IF(C289=\"\",\"\",VLOOKUP(C289,'Cennik Płaski'!$D$2:$AD$20278,4,0))","v":""},null,{"$f":"IF(C289=\"\",\"\",VLOOKUP(C289,'Cennik Płaski'!$D$2:$AD$20278,9,0))","v":""},"",null,"","",{"$f":"IF(C289=\"\",\"\",VLOOKUP(C289,'[3]CENNIK PŁASKI'!$C$2:$AH$27586,24,0))","v":""},"",{"$f":"IF(C289=\"\",\"\",VLOOKUP(C289,'[3]CENNIK PŁASKI'!$C$2:$AH$27586,25,0))","v":""},"",""]
[null,"",null,{"$f":"IF(C290=\"\",\"\",VLOOKUP(C290,'Cennik Płaski'!$D$2:$AD$20278,3,0))","v":""},{"$f":"IF(C290=\"\",\"\",VLOOKUP(C290,'Cennik Płaski'!$D$2:$AD$20278,4,0))","v":""},null,{"$f":"IF(C290=\"\",\"\",VLOOKUP(C290,'Cennik Płaski'!$D$2:$AD$20278,9,0))","v":""},"",null,"","",{"$f":"IF(C290=\"\",\"\",VLOOKUP(C290,'[3]CENNIK PŁASKI'!$C$2:$AH$27586,24,0))","v":""},"",{"$f":"IF(C290=\"\",\"\",VLOOKUP(C290,'[3]CENNIK PŁASKI'!$C$2:$AH$27586,25,0))","v":""},"",""]
[null,"",null,{"$f":"IF(C291=\"\",\"\",VLOOKUP(C291,'Cennik Płaski'!$D$2:$AD$20278,3,0))","v":""},{"$f":"IF(C291=\"\",\"\",VLOOKUP(C291,'Cennik Płaski'!$D$2:$AD$20278,4,0))","v":""},null,{"$f":"IF(C291=\"\",\"\",VLOOKUP(C291,'Cennik Płaski'!$D$2:$AD$20278,9,0))","v":""},"",null,"","",{"$f":"IF(C291=\"\",\"\",VLOOKUP(C291,'[3]CENNIK PŁASKI'!$C$2:$AH$27586,24,0))","v":""},"",{"$f":"IF(C291=\"\",\"\",VLOOKUP(C291,'[3]CENNIK PŁASKI'!$C$2:$AH$27586,25,0))","v":""},"",""]
[null,"",null,{"$f":"IF(C292=\"\",\"\",VLOOKUP(C292,'Cennik Płaski'!$D$2:$AD$20278,3,0))","v":""},{"$f":"IF(C292=\"\",\"\",VLOOKUP(C292,'Cennik Płaski'!$D$2:$AD$20278,4,0))","v":""},null,{"$f":"IF(C292=\"\",\"\",VLOOKUP(C292,'Cennik Płaski'!$D$2:$AD$20278,9,0))","v":""},"",null,"","",{"$f":"IF(C292=\"\",\"\",VLOOKUP(C292,'[3]CENNIK PŁASKI'!$C$2:$AH$27586,24,0))","v":""},"",{"$f":"IF(C292=\"\",\"\",VLOOKUP(C292,'[3]CENNIK PŁASKI'!$C$2:$AH$27586,25,0))","v":""},"",""]
[null,"",null,{"$f":"IF(C293=\"\",\"\",VLOOKUP(C293,'Cennik Płaski'!$D$2:$AD$20278,3,0))","v":""},{"$f":"IF(C293=\"\",\"\",VLOOKUP(C293,'Cennik Płaski'!$D$2:$AD$20278,4,0))","v":""},null,{"$f":"IF(C293=\"\",\"\",VLOOKUP(C293,'Cennik Płaski'!$D$2:$AD$20278,9,0))","v":""},"",null,"","",{"$f":"IF(C293=\"\",\"\",VLOOKUP(C293,'[3]CENNIK PŁASKI'!$C$2:$AH$27586,24,0))","v":""},"",{"$f":"IF(C293=\"\",\"\",VLOOKUP(C293,'[3]CENNIK PŁASKI'!$C$2:$AH$27586,25,0))","v":""},"",""]
[null,"",null,{"$f":"IF(C294=\"\",\"\",VLOOKUP(C294,'Cennik Płaski'!$D$2:$AD$20278,3,0))","v":""},{"$f":"IF(C294=\"\",\"\",VLOOKUP(C294,'Cennik Płaski'!$D$2:$AD$20278,4,0))","v":""},null,{"$f":"IF(C294=\"\",\"\",VLOOKUP(C294,'Cennik Płaski'!$D$2:$AD$20278,9,0))","v":""},"",null,"","",{"$f":"IF(C294=\"\",\"\",VLOOKUP(C294,'[3]CENNIK PŁASKI'!$C$2:$AH$27586,24,0))","v":""},"",{"$f":"IF(C294=\"\",\"\",VLOOKUP(C294,'[3]CENNIK PŁASKI'!$C$2:$AH$27586,25,0))","v":""},"",""]
[null,"",null,{"$f":"IF(C295=\"\",\"\",VLOOKUP(C295,'Cennik Płaski'!$D$2:$AD$20278,3,0))","v":""},{"$f":"IF(C295=\"\",\"\",VLOOKUP(C295,'Cennik Płaski'!$D$2:$AD$20278,4,0))","v":""},null,{"$f":"IF(C295=\"\",\"\",VLOOKUP(C295,'Cennik Płaski'!$D$2:$AD$20278,9,0))","v":""},"",null,"","",{"$f":"IF(C295=\"\",\"\",VLOOKUP(C295,'[3]CENNIK PŁASKI'!$C$2:$AH$27586,24,0))","v":""},"",{"$f":"IF(C295=\"\",\"\",VLOOKUP(C295,'[3]CENNIK PŁASKI'!$C$2:$AH$27586,25,0))","v":""},"",""]
[null,"",null,{"$f":"IF(C296=\"\",\"\",VLOOKUP(C296,'Cennik Płaski'!$D$2:$AD$20278,3,0))","v":""},{"$f":"IF(C296=\"\",\"\",VLOOKUP(C296,'Cennik Płaski'!$D$2:$AD$20278,4,0))","v":""},null,{"$f":"IF(C296=\"\",\"\",VLOOKUP(C296,'Cennik Płaski'!$D$2:$AD$20278,9,0))","v":""},"",null,"","",{"$f":"IF(C296=\"\",\"\",VLOOKUP(C296,'[3]CENNIK PŁASKI'!$C$2:$AH$27586,24,0))","v":""},"",{"$f":"IF(C296=\"\",\"\",VLOOKUP(C296,'[3]CENNIK PŁASKI'!$C$2:$AH$27586,25,0))","v":""},"",""]
[null,"",null,{"$f":"IF(C297=\"\",\"\",VLOOKUP(C297,'Cennik Płaski'!$D$2:$AD$20278,3,0))","v":""},{"$f":"IF(C297=\"\",\"\",VLOOKUP(C297,'Cennik Płaski'!$D$2:$AD$20278,4,0))","v":""},null,{"$f":"IF(C297=\"\",\"\",VLOOKUP(C297,'Cennik Płaski'!$D$2:$AD$20278,9,0))","v":""},"",null,"","",{"$f":"IF(C297=\"\",\"\",VLOOKUP(C297,'[3]CENNIK PŁASKI'!$C$2:$AH$27586,24,0))","v":""},"",{"$f":"IF(C297=\"\",\"\",VLOOKUP(C297,'[3]CENNIK PŁASKI'!$C$2:$AH$27586,25,0))","v":""},"",""]
[null,"",null,{"$f":"IF(C298=\"\",\"\",VLOOKUP(C298,'Cennik Płaski'!$D$2:$AD$20278,3,0))","v":""},{"$f":"IF(C298=\"\",\"\",VLOOKUP(C298,'Cennik Płaski'!$D$2:$AD$20278,4,0))","v":""},null,{"$f":"IF(C298=\"\",\"\",VLOOKUP(C298,'Cennik Płaski'!$D$2:$AD$20278,9,0))","v":""},"",null,"","",{"$f":"IF(C298=\"\",\"\",VLOOKUP(C298,'[3]CENNIK PŁASKI'!$C$2:$AH$27586,24,0))","v":""},"",{"$f":"IF(C298=\"\",\"\",VLOOKUP(C298,'[3]CENNIK PŁASKI'!$C$2:$AH$27586,25,0))","v":""},"",""]
[null,"",null,{"$f":"IF(C299=\"\",\"\",VLOOKUP(C299,'Cennik Płaski'!$D$2:$AD$20278,3,0))","v":""},{"$f":"IF(C299=\"\",\"\",VLOOKUP(C299,'Cennik Płaski'!$D$2:$AD$20278,4,0))","v":""},null,{"$f":"IF(C299=\"\",\"\",VLOOKUP(C299,'Cennik Płaski'!$D$2:$AD$20278,9,0))","v":""},"",null,"","",{"$f":"IF(C299=\"\",\"\",VLOOKUP(C299,'[3]CENNIK PŁASKI'!$C$2:$AH$27586,24,0))","v":""},"",{"$f":"IF(C299=\"\",\"\",VLOOKUP(C299,'[3]CENNIK PŁASKI'!$C$2:$AH$27586,25,0))","v":""},"",""]
[null,"",null,{"$f":"IF(C300=\"\",\"\",VLOOKUP(C300,'Cennik Płaski'!$D$2:$AD$20278,3,0))","v":""},{"$f":"IF(C300=\"\",\"\",VLOOKUP(C300,'Cennik Płaski'!$D$2:$AD$20278,4,0))","v":""},null,{"$f":"IF(C300=\"\",\"\",VLOOKUP(C300,'Cennik Płaski'!$D$2:$AD$20278,9,0))","v":""},"",null,"","",{"$f":"IF(C300=\"\",\"\",VLOOKUP(C300,'[3]CENNIK PŁASKI'!$C$2:$AH$27586,24,0))","v":""},"",{"$f":"IF(C300=\"\",\"\",VLOOKUP(C300,'[3]CENNIK PŁASKI'!$C$2:$AH$27586,25,0))","v":""},"",""]
[null,"",null,{"$f":"IF(C301=\"\",\"\",VLOOKUP(C301,'Cennik Płaski'!$D$2:$AD$20278,3,0))","v":""},{"$f":"IF(C301=\"\",\"\",VLOOKUP(C301,'Cennik Płaski'!$D$2:$AD$20278,4,0))","v":""},null,{"$f":"IF(C301=\"\",\"\",VLOOKUP(C301,'Cennik Płaski'!$D$2:$AD$20278,9,0))","v":""},"",null,"","",{"$f":"IF(C301=\"\",\"\",VLOOKUP(C301,'[3]CENNIK PŁASKI'!$C$2:$AH$27586,24,0))","v":""},"",{"$f":"IF(C301=\"\",\"\",VLOOKUP(C301,'[3]CENNIK PŁASKI'!$C$2:$AH$27586,25,0))","v":""},"",""]
[null,"",null,{"$f":"IF(C302=\"\",\"\",VLOOKUP(C302,'Cennik Płaski'!$D$2:$AD$20278,3,0))","v":""},{"$f":"IF(C302=\"\",\"\",VLOOKUP(C302,'Cennik Płaski'!$D$2:$AD$20278,4,0))","v":""},null,{"$f":"IF(C302=\"\",\"\",VLOOKUP(C302,'Cennik Płaski'!$D$2:$AD$20278,9,0))","v":""},"",null,"","",{"$f":"IF(C302=\"\",\"\",VLOOKUP(C302,'[3]CENNIK PŁASKI'!$C$2:$AH$27586,24,0))","v":""},"",{"$f":"IF(C302=\"\",\"\",VLOOKUP(C302,'[3]CENNIK PŁASKI'!$C$2:$AH$27586,25,0))","v":""},"",""]
[null,"",null,{"$f":"IF(C303=\"\",\"\",VLOOKUP(C303,'Cennik Płaski'!$D$2:$AD$20278,3,0))","v":""},{"$f":"IF(C303=\"\",\"\",VLOOKUP(C303,'Cennik Płaski'!$D$2:$AD$20278,4,0))","v":""},null,{"$f":"IF(C303=\"\",\"\",VLOOKUP(C303,'Cennik Płaski'!$D$2:$AD$20278,9,0))","v":""},"",null,"","",{"$f":"IF(C303=\"\",\"\",VLOOKUP(C303,'[3]CENNIK PŁASKI'!$C$2:$AH$27586,24,0))","v":""},"",{"$f":"IF(C303=\"\",\"\",VLOOKUP(C303,'[3]CENNIK PŁASKI'!$C$2:$AH$27586,25,0))","v":""},"",""]
[null,"",null,{"$f":"IF(C304=\"\",\"\",VLOOKUP(C304,'Cennik Płaski'!$D$2:$AD$20278,3,0))","v":""},{"$f":"IF(C304=\"\",\"\",VLOOKUP(C304,'Cennik Płaski'!$D$2:$AD$20278,4,0))","v":""},null,{"$f":"IF(C304=\"\",\"\",VLOOKUP(C304,'Cennik Płaski'!$D$2:$AD$20278,9,0))","v":""},"",null,"","",{"$f":"IF(C304=\"\",\"\",VLOOKUP(C304,'[3]CENNIK PŁASKI'!$C$2:$AH$27586,24,0))","v":""},"",{"$f":"IF(C304=\"\",\"\",VLOOKUP(C304,'[3]CENNIK PŁASKI'!$C$2:$AH$27586,25,0))","v":""},"",""]
[null,"",null,{"$f":"IF(C305=\"\",\"\",VLOOKUP(C305,'Cennik Płaski'!$D$2:$AD$20278,3,0))","v":""},{"$f":"IF(C305=\"\",\"\",VLOOKUP(C305,'Cennik Płaski'!$D$2:$AD$20278,4,0))","v":""},null,{"$f":"IF(C305=\"\",\"\",VLOOKUP(C305,'Cennik Płaski'!$D$2:$AD$20278,9,0))","v":""},"",null,"","",{"$f":"IF(C305=\"\",\"\",VLOOKUP(C305,'[3]CENNIK PŁASKI'!$C$2:$AH$27586,24,0))","v":""},"",{"$f":"IF(C305=\"\",\"\",VLOOKUP(C305,'[3]CENNIK PŁASKI'!$C$2:$AH$27586,25,0))","v":""},"",""]
[null,"",null,{"$f":"IF(C306=\"\",\"\",VLOOKUP(C306,'Cennik Płaski'!$D$2:$AD$20278,3,0))","v":""},{"$f":"IF(C306=\"\",\"\",VLOOKUP(C306,'Cennik Płaski'!$D$2:$AD$20278,4,0))","v":""},null,{"$f":"IF(C306=\"\",\"\",VLOOKUP(C306,'Cennik Płaski'!$D$2:$AD$20278,9,0))","v":""},"",null,"","",{"$f":"IF(C306=\"\",\"\",VLOOKUP(C306,'[3]CENNIK PŁASKI'!$C$2:$AH$27586,24,0))","v":""},"",{"$f":"IF(C306=\"\",\"\",VLOOKUP(C306,'[3]CENNIK PŁASKI'!$C$2:$AH$27586,25,0))","v":""},"",""]
[null,"",null,{"$f":"IF(C307=\"\",\"\",VLOOKUP(C307,'Cennik Płaski'!$D$2:$AD$20278,3,0))","v":""},{"$f":"IF(C307=\"\",\"\",VLOOKUP(C307,'Cennik Płaski'!$D$2:$AD$20278,4,0))","v":""},null,{"$f":"IF(C307=\"\",\"\",VLOOKUP(C307,'Cennik Płaski'!$D$2:$AD$20278,9,0))","v":""},"",null,"","",{"$f":"IF(C307=\"\",\"\",VLOOKUP(C307,'[3]CENNIK PŁASKI'!$C$2:$AH$27586,24,0))","v":""},"",{"$f":"IF(C307=\"\",\"\",VLOOKUP(C307,'[3]CENNIK PŁASKI'!$C$2:$AH$27586,25,0))","v":""},"",""]
[null,"",null,{"$f":"IF(C308=\"\",\"\",VLOOKUP(C308,'Cennik Płaski'!$D$2:$AD$20278,3,0))","v":""},{"$f":"IF(C308=\"\",\"\",VLOOKUP(C308,'Cennik Płaski'!$D$2:$AD$20278,4,0))","v":""},null,{"$f":"IF(C308=\"\",\"\",VLOOKUP(C308,'Cennik Płaski'!$D$2:$AD$20278,9,0))","v":""},"",null,"","",{"$f":"IF(C308=\"\",\"\",VLOOKUP(C308,'[3]CENNIK PŁASKI'!$C$2:$AH$27586,24,0))","v":""},"",{"$f":"IF(C308=\"\",\"\",VLOOKUP(C308,'[3]CENNIK PŁASKI'!$C$2:$AH$27586,25,0))","v":""},"",""]
[null,"",null,{"$f":"IF(C309=\"\",\"\",VLOOKUP(C309,'Cennik Płaski'!$D$2:$AD$20278,3,0))","v":""},{"$f":"IF(C309=\"\",\"\",VLOOKUP(C309,'Cennik Płaski'!$D$2:$AD$20278,4,0))","v":""},null,{"$f":"IF(C309=\"\",\"\",VLOOKUP(C309,'Cennik Płaski'!$D$2:$AD$20278,9,0))","v":""},"",null,"","",{"$f":"IF(C309=\"\",\"\",VLOOKUP(C309,'[3]CENNIK PŁASKI'!$C$2:$AH$27586,24,0))","v":""},"",{"$f":"IF(C309=\"\",\"\",VLOOKUP(C309,'[3]CENNIK PŁASKI'!$C$2:$AH$27586,25,0))","v":""},"",""]
[null,"",null,{"$f":"IF(C310=\"\",\"\",VLOOKUP(C310,'Cennik Płaski'!$D$2:$AD$20278,3,0))","v":""},{"$f":"IF(C310=\"\",\"\",VLOOKUP(C310,'Cennik Płaski'!$D$2:$AD$20278,4,0))","v":""},null,{"$f":"IF(C310=\"\",\"\",VLOOKUP(C310,'Cennik Płaski'!$D$2:$AD$20278,9,0))","v":""},"",null,"","",{"$f":"IF(C310=\"\",\"\",VLOOKUP(C310,'[3]CENNIK PŁASKI'!$C$2:$AH$27586,24,0))","v":""},"",{"$f":"IF(C310=\"\",\"\",VLOOKUP(C310,'[3]CENNIK PŁASKI'!$C$2:$AH$27586,25,0))","v":""},"",""]
[null,"",null,{"$f":"IF(C311=\"\",\"\",VLOOKUP(C311,'Cennik Płaski'!$D$2:$AD$20278,3,0))","v":""},{"$f":"IF(C311=\"\",\"\",VLOOKUP(C311,'Cennik Płaski'!$D$2:$AD$20278,4,0))","v":""},null,{"$f":"IF(C311=\"\",\"\",VLOOKUP(C311,'Cennik Płaski'!$D$2:$AD$20278,9,0))","v":""},"",null,"","",{"$f":"IF(C311=\"\",\"\",VLOOKUP(C311,'[3]CENNIK PŁASKI'!$C$2:$AH$27586,24,0))","v":""},"",{"$f":"IF(C311=\"\",\"\",VLOOKUP(C311,'[3]CENNIK PŁASKI'!$C$2:$AH$27586,25,0))","v":""},"",""]
[null,"",null,{"$f":"IF(C312=\"\",\"\",VLOOKUP(C312,'Cennik Płaski'!$D$2:$AD$20278,3,0))","v":""},{"$f":"IF(C312=\"\",\"\",VLOOKUP(C312,'Cennik Płaski'!$D$2:$AD$20278,4,0))","v":""},null,{"$f":"IF(C312=\"\",\"\",VLOOKUP(C312,'Cennik Płaski'!$D$2:$AD$20278,9,0))","v":""},"",null,"","",{"$f":"IF(C312=\"\",\"\",VLOOKUP(C312,'[3]CENNIK PŁASKI'!$C$2:$AH$27586,24,0))","v":""},"",{"$f":"IF(C312=\"\",\"\",VLOOKUP(C312,'[3]CENNIK PŁASKI'!$C$2:$AH$27586,25,0))","v":""},"",""]
[null,"",null,{"$f":"IF(C313=\"\",\"\",VLOOKUP(C313,'Cennik Płaski'!$D$2:$AD$20278,3,0))","v":""},{"$f":"IF(C313=\"\",\"\",VLOOKUP(C313,'Cennik Płaski'!$D$2:$AD$20278,4,0))","v":""},null,{"$f":"IF(C313=\"\",\"\",VLOOKUP(C313,'Cennik Płaski'!$D$2:$AD$20278,9,0))","v":""},"",null,"","",{"$f":"IF(C313=\"\",\"\",VLOOKUP(C313,'[3]CENNIK PŁASKI'!$C$2:$AH$27586,24,0))","v":""},"",{"$f":"IF(C313=\"\",\"\",VLOOKUP(C313,'[3]CENNIK PŁASKI'!$C$2:$AH$27586,25,0))","v":""},"",""]
[null,"",null,{"$f":"IF(C314=\"\",\"\",VLOOKUP(C314,'Cennik Płaski'!$D$2:$AD$20278,3,0))","v":""},{"$f":"IF(C314=\"\",\"\",VLOOKUP(C314,'Cennik Płaski'!$D$2:$AD$20278,4,0))","v":""},null,{"$f":"IF(C314=\"\",\"\",VLOOKUP(C314,'Cennik Płaski'!$D$2:$AD$20278,9,0))","v":""},"",null,"","",{"$f":"IF(C314=\"\",\"\",VLOOKUP(C314,'[3]CENNIK PŁASKI'!$C$2:$AH$27586,24,0))","v":""},"",{"$f":"IF(C314=\"\",\"\",VLOOKUP(C314,'[3]CENNIK PŁASKI'!$C$2:$AH$27586,25,0))","v":""},"",""]
[null,"",null,{"$f":"IF(C315=\"\",\"\",VLOOKUP(C315,'Cennik Płaski'!$D$2:$AD$20278,3,0))","v":""},{"$f":"IF(C315=\"\",\"\",VLOOKUP(C315,'Cennik Płaski'!$D$2:$AD$20278,4,0))","v":""},null,{"$f":"IF(C315=\"\",\"\",VLOOKUP(C315,'Cennik Płaski'!$D$2:$AD$20278,9,0))","v":""},"",null,"","",{"$f":"IF(C315=\"\",\"\",VLOOKUP(C315,'[3]CENNIK PŁASKI'!$C$2:$AH$27586,24,0))","v":""},"",{"$f":"IF(C315=\"\",\"\",VLOOKUP(C315,'[3]CENNIK PŁASKI'!$C$2:$AH$27586,25,0))","v":""},"",""]
[null,"",null,{"$f":"IF(C316=\"\",\"\",VLOOKUP(C316,'Cennik Płaski'!$D$2:$AD$20278,3,0))","v":""},{"$f":"IF(C316=\"\",\"\",VLOOKUP(C316,'Cennik Płaski'!$D$2:$AD$20278,4,0))","v":""},null,{"$f":"IF(C316=\"\",\"\",VLOOKUP(C316,'Cennik Płaski'!$D$2:$AD$20278,9,0))","v":""},"",null,"","",{"$f":"IF(C316=\"\",\"\",VLOOKUP(C316,'[3]CENNIK PŁASKI'!$C$2:$AH$27586,24,0))","v":""},"",{"$f":"IF(C316=\"\",\"\",VLOOKUP(C316,'[3]CENNIK PŁASKI'!$C$2:$AH$27586,25,0))","v":""},"",""]
[null,"",null,{"$f":"IF(C317=\"\",\"\",VLOOKUP(C317,'Cennik Płaski'!$D$2:$AD$20278,3,0))","v":""},{"$f":"IF(C317=\"\",\"\",VLOOKUP(C317,'Cennik Płaski'!$D$2:$AD$20278,4,0))","v":""},null,{"$f":"IF(C317=\"\",\"\",VLOOKUP(C317,'Cennik Płaski'!$D$2:$AD$20278,9,0))","v":""},"",null,"","",{"$f":"IF(C317=\"\",\"\",VLOOKUP(C317,'[3]CENNIK PŁASKI'!$C$2:$AH$27586,24,0))","v":""},"",{"$f":"IF(C317=\"\",\"\",VLOOKUP(C317,'[3]CENNIK PŁASKI'!$C$2:$AH$27586,25,0))","v":""},"",""]
[null,"",null,{"$f":"IF(C318=\"\",\"\",VLOOKUP(C318,'Cennik Płaski'!$D$2:$AD$20278,3,0))","v":""},{"$f":"IF(C318=\"\",\"\",VLOOKUP(C318,'Cennik Płaski'!$D$2:$AD$20278,4,0))","v":""},null,{"$f":"IF(C318=\"\",\"\",VLOOKUP(C318,'Cennik Płaski'!$D$2:$AD$20278,9,0))","v":""},"",null,"","",{"$f":"IF(C318=\"\",\"\",VLOOKUP(C318,'[3]CENNIK PŁASKI'!$C$2:$AH$27586,24,0))","v":""},"",{"$f":"IF(C318=\"\",\"\",VLOOKUP(C318,'[3]CENNIK PŁASKI'!$C$2:$AH$27586,25,0))","v":""},"",""]
[null,"",null,{"$f":"IF(C319=\"\",\"\",VLOOKUP(C319,'Cennik Płaski'!$D$2:$AD$20278,3,0))","v":""},{"$f":"IF(C319=\"\",\"\",VLOOKUP(C319,'Cennik Płaski'!$D$2:$AD$20278,4,0))","v":""},null,{"$f":"IF(C319=\"\",\"\",VLOOKUP(C319,'Cennik Płaski'!$D$2:$AD$20278,9,0))","v":""},"",null,"","",{"$f":"IF(C319=\"\",\"\",VLOOKUP(C319,'[3]CENNIK PŁASKI'!$C$2:$AH$27586,24,0))","v":""},"",{"$f":"IF(C319=\"\",\"\",VLOOKUP(C319,'[3]CENNIK PŁASKI'!$C$2:$AH$27586,25,0))","v":""},"",""]
[null,"",null,{"$f":"IF(C320=\"\",\"\",VLOOKUP(C320,'Cennik Płaski'!$D$2:$AD$20278,3,0))","v":""},{"$f":"IF(C320=\"\",\"\",VLOOKUP(C320,'Cennik Płaski'!$D$2:$AD$20278,4,0))","v":""},null,{"$f":"IF(C320=\"\",\"\",VLOOKUP(C320,'Cennik Płaski'!$D$2:$AD$20278,9,0))","v":""},"",null,"","",{"$f":"IF(C320=\"\",\"\",VLOOKUP(C320,'[3]CENNIK PŁASKI'!$C$2:$AH$27586,24,0))","v":""},"",{"$f":"IF(C320=\"\",\"\",VLOOKUP(C320,'[3]CENNIK PŁASKI'!$C$2:$AH$27586,25,0))","v":""},"",""]
[null,"",null,{"$f":"IF(C321=\"\",\"\",VLOOKUP(C321,'Cennik Płaski'!$D$2:$AD$20278,3,0))","v":""},{"$f":"IF(C321=\"\",\"\",VLOOKUP(C321,'Cennik Płaski'!$D$2:$AD$20278,4,0))","v":""},null,{"$f":"IF(C321=\"\",\"\",VLOOKUP(C321,'Cennik Płaski'!$D$2:$AD$20278,9,0))","v":""},"",null,"","",{"$f":"IF(C321=\"\",\"\",VLOOKUP(C321,'[3]CENNIK PŁASKI'!$C$2:$AH$27586,24,0))","v":""},"",{"$f":"IF(C321=\"\",\"\",VLOOKUP(C321,'[3]CENNIK PŁASKI'!$C$2:$AH$27586,25,0))","v":""},"",""]
[null,"",null,{"$f":"IF(C322=\"\",\"\",VLOOKUP(C322,'Cennik Płaski'!$D$2:$AD$20278,3,0))","v":""},{"$f":"IF(C322=\"\",\"\",VLOOKUP(C322,'Cennik Płaski'!$D$2:$AD$20278,4,0))","v":""},null,{"$f":"IF(C322=\"\",\"\",VLOOKUP(C322,'Cennik Płaski'!$D$2:$AD$20278,9,0))","v":""},"",null,"","",{"$f":"IF(C322=\"\",\"\",VLOOKUP(C322,'[3]CENNIK PŁASKI'!$C$2:$AH$27586,24,0))","v":""},"",{"$f":"IF(C322=\"\",\"\",VLOOKUP(C322,'[3]CENNIK PŁASKI'!$C$2:$AH$27586,25,0))","v":""},"",""]
[null,"",null,{"$f":"IF(C323=\"\",\"\",VLOOKUP(C323,'Cennik Płaski'!$D$2:$AD$20278,3,0))","v":""},{"$f":"IF(C323=\"\",\"\",VLOOKUP(C323,'Cennik Płaski'!$D$2:$AD$20278,4,0))","v":""},null,{"$f":"IF(C323=\"\",\"\",VLOOKUP(C323,'Cennik Płaski'!$D$2:$AD$20278,9,0))","v":""},"",null,"","",{"$f":"IF(C323=\"\",\"\",VLOOKUP(C323,'[3]CENNIK PŁASKI'!$C$2:$AH$27586,24,0))","v":""},"",{"$f":"IF(C323=\"\",\"\",VLOOKUP(C323,'[3]CENNIK PŁASKI'!$C$2:$AH$27586,25,0))","v":""},"",""]
[null,"",null,{"$f":"IF(C324=\"\",\"\",VLOOKUP(C324,'Cennik Płaski'!$D$2:$AD$20278,3,0))","v":""},{"$f":"IF(C324=\"\",\"\",VLOOKUP(C324,'Cennik Płaski'!$D$2:$AD$20278,4,0))","v":""},null,{"$f":"IF(C324=\"\",\"\",VLOOKUP(C324,'Cennik Płaski'!$D$2:$AD$20278,9,0))","v":""},"",null,"","",{"$f":"IF(C324=\"\",\"\",VLOOKUP(C324,'[3]CENNIK PŁASKI'!$C$2:$AH$27586,24,0))","v":""},"",{"$f":"IF(C324=\"\",\"\",VLOOKUP(C324,'[3]CENNIK PŁASKI'!$C$2:$AH$27586,25,0))","v":""},"",""]
[null,"",null,{"$f":"IF(C325=\"\",\"\",VLOOKUP(C325,'Cennik Płaski'!$D$2:$AD$20278,3,0))","v":""},{"$f":"IF(C325=\"\",\"\",VLOOKUP(C325,'Cennik Płaski'!$D$2:$AD$20278,4,0))","v":""},null,{"$f":"IF(C325=\"\",\"\",VLOOKUP(C325,'Cennik Płaski'!$D$2:$AD$20278,9,0))","v":""},"",null,"","",{"$f":"IF(C325=\"\",\"\",VLOOKUP(C325,'[3]CENNIK PŁASKI'!$C$2:$AH$27586,24,0))","v":""},"",{"$f":"IF(C325=\"\",\"\",VLOOKUP(C325,'[3]CENNIK PŁASKI'!$C$2:$AH$27586,25,0))","v":""},"",""]
[null,"",null,{"$f":"IF(C326=\"\",\"\",VLOOKUP(C326,'Cennik Płaski'!$D$2:$AD$20278,3,0))","v":""},{"$f":"IF(C326=\"\",\"\",VLOOKUP(C326,'Cennik Płaski'!$D$2:$AD$20278,4,0))","v":""},null,{"$f":"IF(C326=\"\",\"\",VLOOKUP(C326,'Cennik Płaski'!$D$2:$AD$20278,9,0))","v":""},"",null,"","",{"$f":"IF(C326=\"\",\"\",VLOOKUP(C326,'[3]CENNIK PŁASKI'!$C$2:$AH$27586,24,0))","v":""},"",{"$f":"IF(C326=\"\",\"\",VLOOKUP(C326,'[3]CENNIK PŁASKI'!$C$2:$AH$27586,25,0))","v":""},"",""]
[null,"",null,{"$f":"IF(C327=\"\",\"\",VLOOKUP(C327,'Cennik Płaski'!$D$2:$AD$20278,3,0))","v":""},{"$f":"IF(C327=\"\",\"\",VLOOKUP(C327,'Cennik Płaski'!$D$2:$AD$20278,4,0))","v":""},null,{"$f":"IF(C327=\"\",\"\",VLOOKUP(C327,'Cennik Płaski'!$D$2:$AD$20278,9,0))","v":""},"",null,"","",{"$f":"IF(C327=\"\",\"\",VLOOKUP(C327,'[3]CENNIK PŁASKI'!$C$2:$AH$27586,24,0))","v":""},"",{"$f":"IF(C327=\"\",\"\",VLOOKUP(C327,'[3]CENNIK PŁASKI'!$C$2:$AH$27586,25,0))","v":""},"",""]
[null,"",null,{"$f":"IF(C328=\"\",\"\",VLOOKUP(C328,'Cennik Płaski'!$D$2:$AD$20278,3,0))","v":""},{"$f":"IF(C328=\"\",\"\",VLOOKUP(C328,'Cennik Płaski'!$D$2:$AD$20278,4,0))","v":""},null,{"$f":"IF(C328=\"\",\"\",VLOOKUP(C328,'Cennik Płaski'!$D$2:$AD$20278,9,0))","v":""},"",null,"","",{"$f":"IF(C328=\"\",\"\",VLOOKUP(C328,'[3]CENNIK PŁASKI'!$C$2:$AH$27586,24,0))","v":""},"",{"$f":"IF(C328=\"\",\"\",VLOOKUP(C328,'[3]CENNIK PŁASKI'!$C$2:$AH$27586,25,0))","v":""},"",""]
[null,"",null,{"$f":"IF(C329=\"\",\"\",VLOOKUP(C329,'Cennik Płaski'!$D$2:$AD$20278,3,0))","v":""},{"$f":"IF(C329=\"\",\"\",VLOOKUP(C329,'Cennik Płaski'!$D$2:$AD$20278,4,0))","v":""},null,{"$f":"IF(C329=\"\",\"\",VLOOKUP(C329,'Cennik Płaski'!$D$2:$AD$20278,9,0))","v":""},"",null,"","",{"$f":"IF(C329=\"\",\"\",VLOOKUP(C329,'[3]CENNIK PŁASKI'!$C$2:$AH$27586,24,0))","v":""},"",{"$f":"IF(C329=\"\",\"\",VLOOKUP(C329,'[3]CENNIK PŁASKI'!$C$2:$AH$27586,25,0))","v":""},"",""]
[null,"",null,{"$f":"IF(C330=\"\",\"\",VLOOKUP(C330,'Cennik Płaski'!$D$2:$AD$20278,3,0))","v":""},{"$f":"IF(C330=\"\",\"\",VLOOKUP(C330,'Cennik Płaski'!$D$2:$AD$20278,4,0))","v":""},null,{"$f":"IF(C330=\"\",\"\",VLOOKUP(C330,'Cennik Płaski'!$D$2:$AD$20278,9,0))","v":""},"",null,"","",{"$f":"IF(C330=\"\",\"\",VLOOKUP(C330,'[3]CENNIK PŁASKI'!$C$2:$AH$27586,24,0))","v":""},"",{"$f":"IF(C330=\"\",\"\",VLOOKUP(C330,'[3]CENNIK PŁASKI'!$C$2:$AH$27586,25,0))","v":""},"",""]
[null,"",null,{"$f":"IF(C331=\"\",\"\",VLOOKUP(C331,'Cennik Płaski'!$D$2:$AD$20278,3,0))","v":""},{"$f":"IF(C331=\"\",\"\",VLOOKUP(C331,'Cennik Płaski'!$D$2:$AD$20278,4,0))","v":""},null,{"$f":"IF(C331=\"\",\"\",VLOOKUP(C331,'Cennik Płaski'!$D$2:$AD$20278,9,0))","v":""},"",null,"","",{"$f":"IF(C331=\"\",\"\",VLOOKUP(C331,'[3]CENNIK PŁASKI'!$C$2:$AH$27586,24,0))","v":""},"",{"$f":"IF(C331=\"\",\"\",VLOOKUP(C331,'[3]CENNIK PŁASKI'!$C$2:$AH$27586,25,0))","v":""},"",""]
[null,"",null,{"$f":"IF(C332=\"\",\"\",VLOOKUP(C332,'Cennik Płaski'!$D$2:$AD$20278,3,0))","v":""},{"$f":"IF(C332=\"\",\"\",VLOOKUP(C332,'Cennik Płaski'!$D$2:$AD$20278,4,0))","v":""},null,{"$f":"IF(C332=\"\",\"\",VLOOKUP(C332,'Cennik Płaski'!$D$2:$AD$20278,9,0))","v":""},"",null,"","",{"$f":"IF(C332=\"\",\"\",VLOOKUP(C332,'[3]CENNIK PŁASKI'!$C$2:$AH$27586,24,0))","v":""},"",{"$f":"IF(C332=\"\",\"\",VLOOKUP(C332,'[3]CENNIK PŁASKI'!$C$2:$AH$27586,25,0))","v":""},"",""]
[null,"",null,{"$f":"IF(C333=\"\",\"\",VLOOKUP(C333,'Cennik Płaski'!$D$2:$AD$20278,3,0))","v":""},{"$f":"IF(C333=\"\",\"\",VLOOKUP(C333,'Cennik Płaski'!$D$2:$AD$20278,4,0))","v":""},null,{"$f":"IF(C333=\"\",\"\",VLOOKUP(C333,'Cennik Płaski'!$D$2:$AD$20278,9,0))","v":""},"",null,"","",{"$f":"IF(C333=\"\",\"\",VLOOKUP(C333,'[3]CENNIK PŁASKI'!$C$2:$AH$27586,24,0))","v":""},"",{"$f":"IF(C333=\"\",\"\",VLOOKUP(C333,'[3]CENNIK PŁASKI'!$C$2:$AH$27586,25,0))","v":""},"",""]
[null,"",null,{"$f":"IF(C334=\"\",\"\",VLOOKUP(C334,'Cennik Płaski'!$D$2:$AD$20278,3,0))","v":""},{"$f":"IF(C334=\"\",\"\",VLOOKUP(C334,'Cennik Płaski'!$D$2:$AD$20278,4,0))","v":""},null,{"$f":"IF(C334=\"\",\"\",VLOOKUP(C334,'Cennik Płaski'!$D$2:$AD$20278,9,0))","v":""},"",null,"","",{"$f":"IF(C334=\"\",\"\",VLOOKUP(C334,'[3]CENNIK PŁASKI'!$C$2:$AH$27586,24,0))","v":""},"",{"$f":"IF(C334=\"\",\"\",VLOOKUP(C334,'[3]CENNIK PŁASKI'!$C$2:$AH$27586,25,0))","v":""},"",{"$f":"IF(C334<>\"\",IF(ISNUMBER(F334),\"\",\"Proszę wpisać ilość\"),\"\")","v":""}]
[null,"",null,{"$f":"IF(C335=\"\",\"\",VLOOKUP(C335,'Cennik Płaski'!$D$2:$AD$20278,3,0))","v":""},{"$f":"IF(C335=\"\",\"\",VLOOKUP(C335,'Cennik Płaski'!$D$2:$AD$20278,4,0))","v":""},null,{"$f":"IF(C335=\"\",\"\",VLOOKUP(C335,'Cennik Płaski'!$D$2:$AD$20278,9,0))","v":""},"",null,"","",{"$f":"IF(C335=\"\",\"\",VLOOKUP(C335,'[3]CENNIK PŁASKI'!$C$2:$AH$27586,24,0))","v":""},"",{"$f":"IF(C335=\"\",\"\",VLOOKUP(C335,'[3]CENNIK PŁASKI'!$C$2:$AH$27586,25,0))","v":""},"",""]
[null,{"$f":"IF(C336<>\"\",B335+1,\"\")","v":""},null,{"$f":"IF(C336=\"\",\"\",VLOOKUP(C336,'Cennik Płaski'!$D$2:$AD$20278,3,0))","v":""},{"$f":"IF(C336=\"\",\"\",VLOOKUP(C336,'Cennik Płaski'!$D$2:$AD$20278,4,0))","v":""},null,{"$f":"IF(C336=\"\",\"\",VLOOKUP(C336,'Cennik Płaski'!$D$2:$AD$20278,9,0))","v":""},{"$f":"IF(C336=\"\",\"\",F336*G336)","v":""},null,{"$f":"IF(B336=\"\",\"\",IF(I336>0,G336*(1-I336),G336))","v":""},{"$f":"IF(C336=\"\",\"\",IF(I336>0,H336*(1-I336),H336))","v":""},{"$f":"IF(C336=\"\",\"\",VLOOKUP(C336,'[3]CENNIK PŁASKI'!$C$2:$AH$27586,24,0))","v":""},{"$f":"HYPERLINK(L336,L336)","v":""},{"$f":"IF(C336=\"\",\"\",VLOOKUP(C336,'[3]CENNIK PŁASKI'!$C$2:$AH$27586,25,0))","v":""},{"$f":"HYPERLINK(N336,N336)","v":""},""]
[null,"",null,{"$f":"IF(C337=\"\",\"\",VLOOKUP(C337,'Cennik Płaski'!$D$2:$AD$20278,3,0))","v":""},{"$f":"IF(C337=\"\",\"\",VLOOKUP(C337,'Cennik Płaski'!$D$2:$AD$20278,4,0))","v":""},null,{"$f":"IF(C337=\"\",\"\",VLOOKUP(C337,'Cennik Płaski'!$D$2:$AD$20278,9,0))","v":""},"",null,"","",{"$f":"IF(C337=\"\",\"\",VLOOKUP(C337,'[3]CENNIK PŁASKI'!$C$2:$AH$27586,24,0))","v":""},"",{"$f":"IF(C337=\"\",\"\",VLOOKUP(C337,'[3]CENNIK PŁASKI'!$C$2:$AH$27586,25,0))","v":""},"",""]
[null,"",null,{"$f":"IF(C338=\"\",\"\",VLOOKUP(C338,'Cennik Płaski'!$D$2:$AD$20278,3,0))","v":""},{"$f":"IF(C338=\"\",\"\",VLOOKUP(C338,'Cennik Płaski'!$D$2:$AD$20278,4,0))","v":""},null,{"$f":"IF(C338=\"\",\"\",VLOOKUP(C338,'Cennik Płaski'!$D$2:$AD$20278,9,0))","v":""},"",null,"","",{"$f":"IF(C338=\"\",\"\",VLOOKUP(C338,'[3]CENNIK PŁASKI'!$C$2:$AH$27586,24,0))","v":""},"",{"$f":"IF(C338=\"\",\"\",VLOOKUP(C338,'[3]CENNIK PŁASKI'!$C$2:$AH$27586,25,0))","v":""},"",""]
[null,"",null,{"$f":"IF(C339=\"\",\"\",VLOOKUP(C339,'Cennik Płaski'!$D$2:$AD$20278,3,0))","v":""},{"$f":"IF(C339=\"\",\"\",VLOOKUP(C339,'Cennik Płaski'!$D$2:$AD$20278,4,0))","v":""},null,{"$f":"IF(C339=\"\",\"\",VLOOKUP(C339,'Cennik Płaski'!$D$2:$AD$20278,9,0))","v":""},"",null,"","",{"$f":"IF(C339=\"\",\"\",VLOOKUP(C339,'[3]CENNIK PŁASKI'!$C$2:$AH$27586,24,0))","v":""},"",{"$f":"IF(C339=\"\",\"\",VLOOKUP(C339,'[3]CENNIK PŁASKI'!$C$2:$AH$27586,25,0))","v":""},"",""]
[null,"",null,{"$f":"IF(C340=\"\",\"\",VLOOKUP(C340,'Cennik Płaski'!$D$2:$AD$20278,3,0))","v":""},{"$f":"IF(C340=\"\",\"\",VLOOKUP(C340,'Cennik Płaski'!$D$2:$AD$20278,4,0))","v":""},null,{"$f":"IF(C340=\"\",\"\",VLOOKUP(C340,'Cennik Płaski'!$D$2:$AD$20278,9,0))","v":""},"",null,"","",{"$f":"IF(C340=\"\",\"\",VLOOKUP(C340,'[3]CENNIK PŁASKI'!$C$2:$AH$27586,24,0))","v":""},"",{"$f":"IF(C340=\"\",\"\",VLOOKUP(C340,'[3]CENNIK PŁASKI'!$C$2:$AH$27586,25,0))","v":""},"",""]
[null,"",null,{"$f":"IF(C341=\"\",\"\",VLOOKUP(C341,'Cennik Płaski'!$D$2:$AD$20278,3,0))","v":""},{"$f":"IF(C341=\"\",\"\",VLOOKUP(C341,'Cennik Płaski'!$D$2:$AD$20278,4,0))","v":""},null,{"$f":"IF(C341=\"\",\"\",VLOOKUP(C341,'Cennik Płaski'!$D$2:$AD$20278,9,0))","v":""},"",null,"","",{"$f":"IF(C341=\"\",\"\",VLOOKUP(C341,'[3]CENNIK PŁASKI'!$C$2:$AH$27586,24,0))","v":""},"",{"$f":"IF(C341=\"\",\"\",VLOOKUP(C341,'[3]CENNIK PŁASKI'!$C$2:$AH$27586,25,0))","v":""},"",""]
[null,"",null,{"$f":"IF(C342=\"\",\"\",VLOOKUP(C342,'Cennik Płaski'!$D$2:$AD$20278,3,0))","v":""},{"$f":"IF(C342=\"\",\"\",VLOOKUP(C342,'Cennik Płaski'!$D$2:$AD$20278,4,0))","v":""},null,{"$f":"IF(C342=\"\",\"\",VLOOKUP(C342,'Cennik Płaski'!$D$2:$AD$20278,9,0))","v":""},"",null,"","",{"$f":"IF(C342=\"\",\"\",VLOOKUP(C342,'[3]CENNIK PŁASKI'!$C$2:$AH$27586,24,0))","v":""},"",{"$f":"IF(C342=\"\",\"\",VLOOKUP(C342,'[3]CENNIK PŁASKI'!$C$2:$AH$27586,25,0))","v":""},"",""]
[null,"",null,{"$f":"IF(C343=\"\",\"\",VLOOKUP(C343,'Cennik Płaski'!$D$2:$AD$20278,3,0))","v":""},{"$f":"IF(C343=\"\",\"\",VLOOKUP(C343,'Cennik Płaski'!$D$2:$AD$20278,4,0))","v":""},null,{"$f":"IF(C343=\"\",\"\",VLOOKUP(C343,'Cennik Płaski'!$D$2:$AD$20278,9,0))","v":""},"",null,"","",{"$f":"IF(C343=\"\",\"\",VLOOKUP(C343,'[3]CENNIK PŁASKI'!$C$2:$AH$27586,24,0))","v":""},"",{"$f":"IF(C343=\"\",\"\",VLOOKUP(C343,'[3]CENNIK PŁASKI'!$C$2:$AH$27586,25,0))","v":""},"",""]
[null,"",null,{"$f":"IF(C344=\"\",\"\",VLOOKUP(C344,'Cennik Płaski'!$D$2:$AD$20278,3,0))","v":""},{"$f":"IF(C344=\"\",\"\",VLOOKUP(C344,'Cennik Płaski'!$D$2:$AD$20278,4,0))","v":""},null,{"$f":"IF(C344=\"\",\"\",VLOOKUP(C344,'Cennik Płaski'!$D$2:$AD$20278,9,0))","v":""},"",null,"","",{"$f":"IF(C344=\"\",\"\",VLOOKUP(C344,'[3]CENNIK PŁASKI'!$C$2:$AH$27586,24,0))","v":""},"",{"$f":"IF(C344=\"\",\"\",VLOOKUP(C344,'[3]CENNIK PŁASKI'!$C$2:$AH$27586,25,0))","v":""},"",""]
[null,"",null,{"$f":"IF(C345=\"\",\"\",VLOOKUP(C345,'Cennik Płaski'!$D$2:$AD$20278,3,0))","v":""},{"$f":"IF(C345=\"\",\"\",VLOOKUP(C345,'Cennik Płaski'!$D$2:$AD$20278,4,0))","v":""},null,{"$f":"IF(C345=\"\",\"\",VLOOKUP(C345,'Cennik Płaski'!$D$2:$AD$20278,9,0))","v":""},"",null,"","",{"$f":"IF(C345=\"\",\"\",VLOOKUP(C345,'[3]CENNIK PŁASKI'!$C$2:$AH$27586,24,0))","v":""},"",{"$f":"IF(C345=\"\",\"\",VLOOKUP(C345,'[3]CENNIK PŁASKI'!$C$2:$AH$27586,25,0))","v":""},"",""]
[null,"",null,{"$f":"IF(C346=\"\",\"\",VLOOKUP(C346,'Cennik Płaski'!$D$2:$AD$20278,3,0))","v":""},{"$f":"IF(C346=\"\",\"\",VLOOKUP(C346,'Cennik Płaski'!$D$2:$AD$20278,4,0))","v":""},null,{"$f":"IF(C346=\"\",\"\",VLOOKUP(C346,'Cennik Płaski'!$D$2:$AD$20278,9,0))","v":""},"",null,"","",{"$f":"IF(C346=\"\",\"\",VLOOKUP(C346,'[3]CENNIK PŁASKI'!$C$2:$AH$27586,24,0))","v":""},"",{"$f":"IF(C346=\"\",\"\",VLOOKUP(C346,'[3]CENNIK PŁASKI'!$C$2:$AH$27586,25,0))","v":""},"",""]
[null,"",null,{"$f":"IF(C347=\"\",\"\",VLOOKUP(C347,'Cennik Płaski'!$D$2:$AD$20278,3,0))","v":""},{"$f":"IF(C347=\"\",\"\",VLOOKUP(C347,'Cennik Płaski'!$D$2:$AD$20278,4,0))","v":""},null,{"$f":"IF(C347=\"\",\"\",VLOOKUP(C347,'Cennik Płaski'!$D$2:$AD$20278,9,0))","v":""},"",null,"","",{"$f":"IF(C347=\"\",\"\",VLOOKUP(C347,'[3]CENNIK PŁASKI'!$C$2:$AH$27586,24,0))","v":""},"",{"$f":"IF(C347=\"\",\"\",VLOOKUP(C347,'[3]CENNIK PŁASKI'!$C$2:$AH$27586,25,0))","v":""},"",""]
[null,"",null,{"$f":"IF(C348=\"\",\"\",VLOOKUP(C348,'Cennik Płaski'!$D$2:$AD$20278,3,0))","v":""},{"$f":"IF(C348=\"\",\"\",VLOOKUP(C348,'Cennik Płaski'!$D$2:$AD$20278,4,0))","v":""},null,{"$f":"IF(C348=\"\",\"\",VLOOKUP(C348,'Cennik Płaski'!$D$2:$AD$20278,9,0))","v":""},"",null,"","",{"$f":"IF(C348=\"\",\"\",VLOOKUP(C348,'[3]CENNIK PŁASKI'!$C$2:$AH$27586,24,0))","v":""},"",{"$f":"IF(C348=\"\",\"\",VLOOKUP(C348,'[3]CENNIK PŁASKI'!$C$2:$AH$27586,25,0))","v":""},"",""]
[null,"",null,{"$f":"IF(C349=\"\",\"\",VLOOKUP(C349,'Cennik Płaski'!$D$2:$AD$20278,3,0))","v":""},{"$f":"IF(C349=\"\",\"\",VLOOKUP(C349,'Cennik Płaski'!$D$2:$AD$20278,4,0))","v":""},null,{"$f":"IF(C349=\"\",\"\",VLOOKUP(C349,'Cennik Płaski'!$D$2:$AD$20278,9,0))","v":""},"",null,"","",{"$f":"IF(C349=\"\",\"\",VLOOKUP(C349,'[3]CENNIK PŁASKI'!$C$2:$AH$27586,24,0))","v":""},"",{"$f":"IF(C349=\"\",\"\",VLOOKUP(C349,'[3]CENNIK PŁASKI'!$C$2:$AH$27586,25,0))","v":""},"",""]
[null,"",null,{"$f":"IF(C350=\"\",\"\",VLOOKUP(C350,'Cennik Płaski'!$D$2:$AD$20278,3,0))","v":""},{"$f":"IF(C350=\"\",\"\",VLOOKUP(C350,'Cennik Płaski'!$D$2:$AD$20278,4,0))","v":""},null,{"$f":"IF(C350=\"\",\"\",VLOOKUP(C350,'Cennik Płaski'!$D$2:$AD$20278,9,0))","v":""},"",null,"","",{"$f":"IF(C350=\"\",\"\",VLOOKUP(C350,'[3]CENNIK PŁASKI'!$C$2:$AH$27586,24,0))","v":""},"",{"$f":"IF(C350=\"\",\"\",VLOOKUP(C350,'[3]CENNIK PŁASKI'!$C$2:$AH$27586,25,0))","v":""},"",""]
[null,"",null,{"$f":"IF(C351=\"\",\"\",VLOOKUP(C351,'Cennik Płaski'!$D$2:$AD$20278,3,0))","v":""},{"$f":"IF(C351=\"\",\"\",VLOOKUP(C351,'Cennik Płaski'!$D$2:$AD$20278,4,0))","v":""},null,{"$f":"IF(C351=\"\",\"\",VLOOKUP(C351,'Cennik Płaski'!$D$2:$AD$20278,9,0))","v":""},"",null,"","",{"$f":"IF(C351=\"\",\"\",VLOOKUP(C351,'[3]CENNIK PŁASKI'!$C$2:$AH$27586,24,0))","v":""},"",{"$f":"IF(C351=\"\",\"\",VLOOKUP(C351,'[3]CENNIK PŁASKI'!$C$2:$AH$27586,25,0))","v":""},"",""]
[null,"",null,{"$f":"IF(C352=\"\",\"\",VLOOKUP(C352,'Cennik Płaski'!$D$2:$AD$20278,3,0))","v":""},{"$f":"IF(C352=\"\",\"\",VLOOKUP(C352,'Cennik Płaski'!$D$2:$AD$20278,4,0))","v":""},null,{"$f":"IF(C352=\"\",\"\",VLOOKUP(C352,'Cennik Płaski'!$D$2:$AD$20278,9,0))","v":""},"",null,"","",{"$f":"IF(C352=\"\",\"\",VLOOKUP(C352,'[3]CENNIK PŁASKI'!$C$2:$AH$27586,24,0))","v":""},"",{"$f":"IF(C352=\"\",\"\",VLOOKUP(C352,'[3]CENNIK PŁASKI'!$C$2:$AH$27586,25,0))","v":""},"",""]
[null,"",null,{"$f":"IF(C353=\"\",\"\",VLOOKUP(C353,'Cennik Płaski'!$D$2:$AD$20278,3,0))","v":""},{"$f":"IF(C353=\"\",\"\",VLOOKUP(C353,'Cennik Płaski'!$D$2:$AD$20278,4,0))","v":""},null,{"$f":"IF(C353=\"\",\"\",VLOOKUP(C353,'Cennik Płaski'!$D$2:$AD$20278,9,0))","v":""},"",null,"","",{"$f":"IF(C353=\"\",\"\",VLOOKUP(C353,'[3]CENNIK PŁASKI'!$C$2:$AH$27586,24,0))","v":""},"",{"$f":"IF(C353=\"\",\"\",VLOOKUP(C353,'[3]CENNIK PŁASKI'!$C$2:$AH$27586,25,0))","v":""},"",""]
[null,"",null,{"$f":"IF(C354=\"\",\"\",VLOOKUP(C354,'Cennik Płaski'!$D$2:$AD$20278,3,0))","v":""},{"$f":"IF(C354=\"\",\"\",VLOOKUP(C354,'Cennik Płaski'!$D$2:$AD$20278,4,0))","v":""},null,{"$f":"IF(C354=\"\",\"\",VLOOKUP(C354,'Cennik Płaski'!$D$2:$AD$20278,9,0))","v":""},"",null,"","",{"$f":"IF(C354=\"\",\"\",VLOOKUP(C354,'[3]CENNIK PŁASKI'!$C$2:$AH$27586,24,0))","v":""},"",{"$f":"IF(C354=\"\",\"\",VLOOKUP(C354,'[3]CENNIK PŁASKI'!$C$2:$AH$27586,25,0))","v":""},"",""]
[null,"",null,{"$f":"IF(C355=\"\",\"\",VLOOKUP(C355,'Cennik Płaski'!$D$2:$AD$20278,3,0))","v":""},{"$f":"IF(C355=\"\",\"\",VLOOKUP(C355,'Cennik Płaski'!$D$2:$AD$20278,4,0))","v":""},null,{"$f":"IF(C355=\"\",\"\",VLOOKUP(C355,'Cennik Płaski'!$D$2:$AD$20278,9,0))","v":""},"",null,"","",{"$f":"IF(C355=\"\",\"\",VLOOKUP(C355,'[3]CENNIK PŁASKI'!$C$2:$AH$27586,24,0))","v":""},"",{"$f":"IF(C355=\"\",\"\",VLOOKUP(C355,'[3]CENNIK PŁASKI'!$C$2:$AH$27586,25,0))","v":""},"",""]
[null,"",null,{"$f":"IF(C356=\"\",\"\",VLOOKUP(C356,'Cennik Płaski'!$D$2:$AD$20278,3,0))","v":""},{"$f":"IF(C356=\"\",\"\",VLOOKUP(C356,'Cennik Płaski'!$D$2:$AD$20278,4,0))","v":""},null,{"$f":"IF(C356=\"\",\"\",VLOOKUP(C356,'Cennik Płaski'!$D$2:$AD$20278,9,0))","v":""},"",null,"","",{"$f":"IF(C356=\"\",\"\",VLOOKUP(C356,'[3]CENNIK PŁASKI'!$C$2:$AH$27586,24,0))","v":""},"",{"$f":"IF(C356=\"\",\"\",VLOOKUP(C356,'[3]CENNIK PŁASKI'!$C$2:$AH$27586,25,0))","v":""},"",""]
[null,"",null,{"$f":"IF(C357=\"\",\"\",VLOOKUP(C357,'Cennik Płaski'!$D$2:$AD$20278,3,0))","v":""},{"$f":"IF(C357=\"\",\"\",VLOOKUP(C357,'Cennik Płaski'!$D$2:$AD$20278,4,0))","v":""},null,{"$f":"IF(C357=\"\",\"\",VLOOKUP(C357,'Cennik Płaski'!$D$2:$AD$20278,9,0))","v":""},"",null,"","",{"$f":"IF(C357=\"\",\"\",VLOOKUP(C357,'[3]CENNIK PŁASKI'!$C$2:$AH$27586,24,0))","v":""},"",{"$f":"IF(C357=\"\",\"\",VLOOKUP(C357,'[3]CENNIK PŁASKI'!$C$2:$AH$27586,25,0))","v":""},"",""]
[null,"",null,{"$f":"IF(C358=\"\",\"\",VLOOKUP(C358,'Cennik Płaski'!$D$2:$AD$20278,3,0))","v":""},{"$f":"IF(C358=\"\",\"\",VLOOKUP(C358,'Cennik Płaski'!$D$2:$AD$20278,4,0))","v":""},null,{"$f":"IF(C358=\"\",\"\",VLOOKUP(C358,'Cennik Płaski'!$D$2:$AD$20278,9,0))","v":""},"",null,"","",{"$f":"IF(C358=\"\",\"\",VLOOKUP(C358,'[3]CENNIK PŁASKI'!$C$2:$AH$27586,24,0))","v":""},"",{"$f":"IF(C358=\"\",\"\",VLOOKUP(C358,'[3]CENNIK PŁASKI'!$C$2:$AH$27586,25,0))","v":""},"",""]
[null,"",null,{"$f":"IF(C359=\"\",\"\",VLOOKUP(C359,'Cennik Płaski'!$D$2:$AD$20278,3,0))","v":""},{"$f":"IF(C359=\"\",\"\",VLOOKUP(C359,'Cennik Płaski'!$D$2:$AD$20278,4,0))","v":""},null,{"$f":"IF(C359=\"\",\"\",VLOOKUP(C359,'Cennik Płaski'!$D$2:$AD$20278,9,0))","v":""},"",null,"","",{"$f":"IF(C359=\"\",\"\",VLOOKUP(C359,'[3]CENNIK PŁASKI'!$C$2:$AH$27586,24,0))","v":""},"",{"$f":"IF(C359=\"\",\"\",VLOOKUP(C359,'[3]CENNIK PŁASKI'!$C$2:$AH$27586,25,0))","v":""},"",""]
[null,"",null,{"$f":"IF(C360=\"\",\"\",VLOOKUP(C360,'Cennik Płaski'!$D$2:$AD$20278,3,0))","v":""},{"$f":"IF(C360=\"\",\"\",VLOOKUP(C360,'Cennik Płaski'!$D$2:$AD$20278,4,0))","v":""},null,{"$f":"IF(C360=\"\",\"\",VLOOKUP(C360,'Cennik Płaski'!$D$2:$AD$20278,9,0))","v":""},"",null,"","",{"$f":"IF(C360=\"\",\"\",VLOOKUP(C360,'[3]CENNIK PŁASKI'!$C$2:$AH$27586,24,0))","v":""},"",{"$f":"IF(C360=\"\",\"\",VLOOKUP(C360,'[3]CENNIK PŁASKI'!$C$2:$AH$27586,25,0))","v":""},"",""]
[null,"",null,{"$f":"IF(C361=\"\",\"\",VLOOKUP(C361,'Cennik Płaski'!$D$2:$AD$20278,3,0))","v":""},{"$f":"IF(C361=\"\",\"\",VLOOKUP(C361,'Cennik Płaski'!$D$2:$AD$20278,4,0))","v":""},null,{"$f":"IF(C361=\"\",\"\",VLOOKUP(C361,'Cennik Płaski'!$D$2:$AD$20278,9,0))","v":""},"",null,"","",{"$f":"IF(C361=\"\",\"\",VLOOKUP(C361,'[3]CENNIK PŁASKI'!$C$2:$AH$27586,24,0))","v":""},"",{"$f":"IF(C361=\"\",\"\",VLOOKUP(C361,'[3]CENNIK PŁASKI'!$C$2:$AH$27586,25,0))","v":""},"",""]
[null,"",null,{"$f":"IF(C362=\"\",\"\",VLOOKUP(C362,'Cennik Płaski'!$D$2:$AD$20278,3,0))","v":""},{"$f":"IF(C362=\"\",\"\",VLOOKUP(C362,'Cennik Płaski'!$D$2:$AD$20278,4,0))","v":""},null,{"$f":"IF(C362=\"\",\"\",VLOOKUP(C362,'Cennik Płaski'!$D$2:$AD$20278,9,0))","v":""},"",null,"","",{"$f":"IF(C362=\"\",\"\",VLOOKUP(C362,'[3]CENNIK PŁASKI'!$C$2:$AH$27586,24,0))","v":""},"",{"$f":"IF(C362=\"\",\"\",VLOOKUP(C362,'[3]CENNIK PŁASKI'!$C$2:$AH$27586,25,0))","v":""},"",""]
[null,"",null,{"$f":"IF(C363=\"\",\"\",VLOOKUP(C363,'Cennik Płaski'!$D$2:$AD$20278,3,0))","v":""},{"$f":"IF(C363=\"\",\"\",VLOOKUP(C363,'Cennik Płaski'!$D$2:$AD$20278,4,0))","v":""},null,{"$f":"IF(C363=\"\",\"\",VLOOKUP(C363,'Cennik Płaski'!$D$2:$AD$20278,9,0))","v":""},"",null,"","",{"$f":"IF(C363=\"\",\"\",VLOOKUP(C363,'[3]CENNIK PŁASKI'!$C$2:$AH$27586,24,0))","v":""},"",{"$f":"IF(C363=\"\",\"\",VLOOKUP(C363,'[3]CENNIK PŁASKI'!$C$2:$AH$27586,25,0))","v":""},"",""]
[null,"",null,{"$f":"IF(C364=\"\",\"\",VLOOKUP(C364,'Cennik Płaski'!$D$2:$AD$20278,3,0))","v":""},{"$f":"IF(C364=\"\",\"\",VLOOKUP(C364,'Cennik Płaski'!$D$2:$AD$20278,4,0))","v":""},null,{"$f":"IF(C364=\"\",\"\",VLOOKUP(C364,'Cennik Płaski'!$D$2:$AD$20278,9,0))","v":""},"",null,"","",{"$f":"IF(C364=\"\",\"\",VLOOKUP(C364,'[3]CENNIK PŁASKI'!$C$2:$AH$27586,24,0))","v":""},"",{"$f":"IF(C364=\"\",\"\",VLOOKUP(C364,'[3]CENNIK PŁASKI'!$C$2:$AH$27586,25,0))","v":""},"",""]
[null,"",null,{"$f":"IF(C365=\"\",\"\",VLOOKUP(C365,'Cennik Płaski'!$D$2:$AD$20278,3,0))","v":""},{"$f":"IF(C365=\"\",\"\",VLOOKUP(C365,'Cennik Płaski'!$D$2:$AD$20278,4,0))","v":""},null,{"$f":"IF(C365=\"\",\"\",VLOOKUP(C365,'Cennik Płaski'!$D$2:$AD$20278,9,0))","v":""},"",null,"","",{"$f":"IF(C365=\"\",\"\",VLOOKUP(C365,'[3]CENNIK PŁASKI'!$C$2:$AH$27586,24,0))","v":""},"",{"$f":"IF(C365=\"\",\"\",VLOOKUP(C365,'[3]CENNIK PŁASKI'!$C$2:$AH$27586,25,0))","v":""},"",""]
[null,"",null,{"$f":"IF(C366=\"\",\"\",VLOOKUP(C366,'Cennik Płaski'!$D$2:$AD$20278,3,0))","v":""},{"$f":"IF(C366=\"\",\"\",VLOOKUP(C366,'Cennik Płaski'!$D$2:$AD$20278,4,0))","v":""},null,{"$f":"IF(C366=\"\",\"\",VLOOKUP(C366,'Cennik Płaski'!$D$2:$AD$20278,9,0))","v":""},"",null,"","",{"$f":"IF(C366=\"\",\"\",VLOOKUP(C366,'[3]CENNIK PŁASKI'!$C$2:$AH$27586,24,0))","v":""},"",{"$f":"IF(C366=\"\",\"\",VLOOKUP(C366,'[3]CENNIK PŁASKI'!$C$2:$AH$27586,25,0))","v":""},"",""]
[null,"",null,{"$f":"IF(C367=\"\",\"\",VLOOKUP(C367,'Cennik Płaski'!$D$2:$AD$20278,3,0))","v":""},{"$f":"IF(C367=\"\",\"\",VLOOKUP(C367,'Cennik Płaski'!$D$2:$AD$20278,4,0))","v":""},null,{"$f":"IF(C367=\"\",\"\",VLOOKUP(C367,'Cennik Płaski'!$D$2:$AD$20278,9,0))","v":""},"",null,"","",{"$f":"IF(C367=\"\",\"\",VLOOKUP(C367,'[3]CENNIK PŁASKI'!$C$2:$AH$27586,24,0))","v":""},"",{"$f":"IF(C367=\"\",\"\",VLOOKUP(C367,'[3]CENNIK PŁASKI'!$C$2:$AH$27586,25,0))","v":""},"",""]
[null,"",null,{"$f":"IF(C368=\"\",\"\",VLOOKUP(C368,'Cennik Płaski'!$D$2:$AD$20278,3,0))","v":""},{"$f":"IF(C368=\"\",\"\",VLOOKUP(C368,'Cennik Płaski'!$D$2:$AD$20278,4,0))","v":""},null,{"$f":"IF(C368=\"\",\"\",VLOOKUP(C368,'Cennik Płaski'!$D$2:$AD$20278,9,0))","v":""},"",null,"","",{"$f":"IF(C368=\"\",\"\",VLOOKUP(C368,'[3]CENNIK PŁASKI'!$C$2:$AH$27586,24,0))","v":""},"",{"$f":"IF(C368=\"\",\"\",VLOOKUP(C368,'[3]CENNIK PŁASKI'!$C$2:$AH$27586,25,0))","v":""},"",""]
[null,"",null,{"$f":"IF(C369=\"\",\"\",VLOOKUP(C369,'Cennik Płaski'!$D$2:$AD$20278,3,0))","v":""},{"$f":"IF(C369=\"\",\"\",VLOOKUP(C369,'Cennik Płaski'!$D$2:$AD$20278,4,0))","v":""},null,{"$f":"IF(C369=\"\",\"\",VLOOKUP(C369,'Cennik Płaski'!$D$2:$AD$20278,9,0))","v":""},"",null,"","",{"$f":"IF(C369=\"\",\"\",VLOOKUP(C369,'[3]CENNIK PŁASKI'!$C$2:$AH$27586,24,0))","v":""},"",{"$f":"IF(C369=\"\",\"\",VLOOKUP(C369,'[3]CENNIK PŁASKI'!$C$2:$AH$27586,25,0))","v":""},"",""]
[null,"",null,{"$f":"IF(C370=\"\",\"\",VLOOKUP(C370,'Cennik Płaski'!$D$2:$AD$20278,3,0))","v":""},{"$f":"IF(C370=\"\",\"\",VLOOKUP(C370,'Cennik Płaski'!$D$2:$AD$20278,4,0))","v":""},null,{"$f":"IF(C370=\"\",\"\",VLOOKUP(C370,'Cennik Płaski'!$D$2:$AD$20278,9,0))","v":""},"",null,"","",{"$f":"IF(C370=\"\",\"\",VLOOKUP(C370,'[3]CENNIK PŁASKI'!$C$2:$AH$27586,24,0))","v":""},"",{"$f":"IF(C370=\"\",\"\",VLOOKUP(C370,'[3]CENNIK PŁASKI'!$C$2:$AH$27586,25,0))","v":""},"",""]
[null,"",null,{"$f":"IF(C371=\"\",\"\",VLOOKUP(C371,'Cennik Płaski'!$D$2:$AD$20278,3,0))","v":""},{"$f":"IF(C371=\"\",\"\",VLOOKUP(C371,'Cennik Płaski'!$D$2:$AD$20278,4,0))","v":""},null,{"$f":"IF(C371=\"\",\"\",VLOOKUP(C371,'Cennik Płaski'!$D$2:$AD$20278,9,0))","v":""},"",null,"","",{"$f":"IF(C371=\"\",\"\",VLOOKUP(C371,'[3]CENNIK PŁASKI'!$C$2:$AH$27586,24,0))","v":""},"",{"$f":"IF(C371=\"\",\"\",VLOOKUP(C371,'[3]CENNIK PŁASKI'!$C$2:$AH$27586,25,0))","v":""},"",""]
[null,"",null,{"$f":"IF(C372=\"\",\"\",VLOOKUP(C372,'Cennik Płaski'!$D$2:$AD$20278,3,0))","v":""},{"$f":"IF(C372=\"\",\"\",VLOOKUP(C372,'Cennik Płaski'!$D$2:$AD$20278,4,0))","v":""},null,{"$f":"IF(C372=\"\",\"\",VLOOKUP(C372,'Cennik Płaski'!$D$2:$AD$20278,9,0))","v":""},"",null,"","",{"$f":"IF(C372=\"\",\"\",VLOOKUP(C372,'[3]CENNIK PŁASKI'!$C$2:$AH$27586,24,0))","v":""},"",{"$f":"IF(C372=\"\",\"\",VLOOKUP(C372,'[3]CENNIK PŁASKI'!$C$2:$AH$27586,25,0))","v":""},"",""]
[null,"",null,{"$f":"IF(C373=\"\",\"\",VLOOKUP(C373,'Cennik Płaski'!$D$2:$AD$20278,3,0))","v":""},{"$f":"IF(C373=\"\",\"\",VLOOKUP(C373,'Cennik Płaski'!$D$2:$AD$20278,4,0))","v":""},null,{"$f":"IF(C373=\"\",\"\",VLOOKUP(C373,'Cennik Płaski'!$D$2:$AD$20278,9,0))","v":""},"",null,"","",{"$f":"IF(C373=\"\",\"\",VLOOKUP(C373,'[3]CENNIK PŁASKI'!$C$2:$AH$27586,24,0))","v":""},"",{"$f":"IF(C373=\"\",\"\",VLOOKUP(C373,'[3]CENNIK PŁASKI'!$C$2:$AH$27586,25,0))","v":""},"",""]
[null,"",null,{"$f":"IF(C374=\"\",\"\",VLOOKUP(C374,'Cennik Płaski'!$D$2:$AD$20278,3,0))","v":""},{"$f":"IF(C374=\"\",\"\",VLOOKUP(C374,'Cennik Płaski'!$D$2:$AD$20278,4,0))","v":""},null,{"$f":"IF(C374=\"\",\"\",VLOOKUP(C374,'Cennik Płaski'!$D$2:$AD$20278,9,0))","v":""},"",null,"","",{"$f":"IF(C374=\"\",\"\",VLOOKUP(C374,'[3]CENNIK PŁASKI'!$C$2:$AH$27586,24,0))","v":""},"",{"$f":"IF(C374=\"\",\"\",VLOOKUP(C374,'[3]CENNIK PŁASKI'!$C$2:$AH$27586,25,0))","v":""},"",""]
[null,"",null,{"$f":"IF(C375=\"\",\"\",VLOOKUP(C375,'Cennik Płaski'!$D$2:$AD$20278,3,0))","v":""},{"$f":"IF(C375=\"\",\"\",VLOOKUP(C375,'Cennik Płaski'!$D$2:$AD$20278,4,0))","v":""},null,{"$f":"IF(C375=\"\",\"\",VLOOKUP(C375,'Cennik Płaski'!$D$2:$AD$20278,9,0))","v":""},"",null,"","",{"$f":"IF(C375=\"\",\"\",VLOOKUP(C375,'[3]CENNIK PŁASKI'!$C$2:$AH$27586,24,0))","v":""},"",{"$f":"IF(C375=\"\",\"\",VLOOKUP(C375,'[3]CENNIK PŁASKI'!$C$2:$AH$27586,25,0))","v":""},"",""]
[null,"",null,{"$f":"IF(C376=\"\",\"\",VLOOKUP(C376,'Cennik Płaski'!$D$2:$AD$20278,3,0))","v":""},{"$f":"IF(C376=\"\",\"\",VLOOKUP(C376,'Cennik Płaski'!$D$2:$AD$20278,4,0))","v":""},null,{"$f":"IF(C376=\"\",\"\",VLOOKUP(C376,'Cennik Płaski'!$D$2:$AD$20278,9,0))","v":""},"",null,"","",{"$f":"IF(C376=\"\",\"\",VLOOKUP(C376,'[3]CENNIK PŁASKI'!$C$2:$AH$27586,24,0))","v":""},"",{"$f":"IF(C376=\"\",\"\",VLOOKUP(C376,'[3]CENNIK PŁASKI'!$C$2:$AH$27586,25,0))","v":""},"",""]
[null,"",null,{"$f":"IF(C377=\"\",\"\",VLOOKUP(C377,'Cennik Płaski'!$D$2:$AD$20278,3,0))","v":""},{"$f":"IF(C377=\"\",\"\",VLOOKUP(C377,'Cennik Płaski'!$D$2:$AD$20278,4,0))","v":""},null,{"$f":"IF(C377=\"\",\"\",VLOOKUP(C377,'Cennik Płaski'!$D$2:$AD$20278,9,0))","v":""},"",null,"","",{"$f":"IF(C377=\"\",\"\",VLOOKUP(C377,'[3]CENNIK PŁASKI'!$C$2:$AH$27586,24,0))","v":""},"",{"$f":"IF(C377=\"\",\"\",VLOOKUP(C377,'[3]CENNIK PŁASKI'!$C$2:$AH$27586,25,0))","v":""},"",""]
[null,"",null,{"$f":"IF(C378=\"\",\"\",VLOOKUP(C378,'Cennik Płaski'!$D$2:$AD$20278,3,0))","v":""},{"$f":"IF(C378=\"\",\"\",VLOOKUP(C378,'Cennik Płaski'!$D$2:$AD$20278,4,0))","v":""},null,{"$f":"IF(C378=\"\",\"\",VLOOKUP(C378,'Cennik Płaski'!$D$2:$AD$20278,9,0))","v":""},"",null,"","",{"$f":"IF(C378=\"\",\"\",VLOOKUP(C378,'[3]CENNIK PŁASKI'!$C$2:$AH$27586,24,0))","v":""},"",{"$f":"IF(C378=\"\",\"\",VLOOKUP(C378,'[3]CENNIK PŁASKI'!$C$2:$AH$27586,25,0))","v":""},"",""]
[null,"",null,{"$f":"IF(C379=\"\",\"\",VLOOKUP(C379,'Cennik Płaski'!$D$2:$AD$20278,3,0))","v":""},{"$f":"IF(C379=\"\",\"\",VLOOKUP(C379,'Cennik Płaski'!$D$2:$AD$20278,4,0))","v":""},null,{"$f":"IF(C379=\"\",\"\",VLOOKUP(C379,'Cennik Płaski'!$D$2:$AD$20278,9,0))","v":""},"",null,"","",{"$f":"IF(C379=\"\",\"\",VLOOKUP(C379,'[3]CENNIK PŁASKI'!$C$2:$AH$27586,24,0))","v":""},"",{"$f":"IF(C379=\"\",\"\",VLOOKUP(C379,'[3]CENNIK PŁASKI'!$C$2:$AH$27586,25,0))","v":""},"",""]
[null,"",null,{"$f":"IF(C380=\"\",\"\",VLOOKUP(C380,'Cennik Płaski'!$D$2:$AD$20278,3,0))","v":""},{"$f":"IF(C380=\"\",\"\",VLOOKUP(C380,'Cennik Płaski'!$D$2:$AD$20278,4,0))","v":""},null,{"$f":"IF(C380=\"\",\"\",VLOOKUP(C380,'Cennik Płaski'!$D$2:$AD$20278,9,0))","v":""},"",null,"","",{"$f":"IF(C380=\"\",\"\",VLOOKUP(C380,'[3]CENNIK PŁASKI'!$C$2:$AH$27586,24,0))","v":""},"",{"$f":"IF(C380=\"\",\"\",VLOOKUP(C380,'[3]CENNIK PŁASKI'!$C$2:$AH$27586,25,0))","v":""},"",""]
[null,"",null,{"$f":"IF(C381=\"\",\"\",VLOOKUP(C381,'Cennik Płaski'!$D$2:$AD$20278,3,0))","v":""},{"$f":"IF(C381=\"\",\"\",VLOOKUP(C381,'Cennik Płaski'!$D$2:$AD$20278,4,0))","v":""},null,{"$f":"IF(C381=\"\",\"\",VLOOKUP(C381,'Cennik Płaski'!$D$2:$AD$20278,9,0))","v":""},"",null,"","",{"$f":"IF(C381=\"\",\"\",VLOOKUP(C381,'[3]CENNIK PŁASKI'!$C$2:$AH$27586,24,0))","v":""},"",{"$f":"IF(C381=\"\",\"\",VLOOKUP(C381,'[3]CENNIK PŁASKI'!$C$2:$AH$27586,25,0))","v":""},"",""]
[null,"",null,{"$f":"IF(C382=\"\",\"\",VLOOKUP(C382,'Cennik Płaski'!$D$2:$AD$20278,3,0))","v":""},{"$f":"IF(C382=\"\",\"\",VLOOKUP(C382,'Cennik Płaski'!$D$2:$AD$20278,4,0))","v":""},null,{"$f":"IF(C382=\"\",\"\",VLOOKUP(C382,'Cennik Płaski'!$D$2:$AD$20278,9,0))","v":""},"",null,"","",{"$f":"IF(C382=\"\",\"\",VLOOKUP(C382,'[3]CENNIK PŁASKI'!$C$2:$AH$27586,24,0))","v":""},"",{"$f":"IF(C382=\"\",\"\",VLOOKUP(C382,'[3]CENNIK PŁASKI'!$C$2:$AH$27586,25,0))","v":""},"",""]
[null,"",null,{"$f":"IF(C383=\"\",\"\",VLOOKUP(C383,'Cennik Płaski'!$D$2:$AD$20278,3,0))","v":""},{"$f":"IF(C383=\"\",\"\",VLOOKUP(C383,'Cennik Płaski'!$D$2:$AD$20278,4,0))","v":""},null,{"$f":"IF(C383=\"\",\"\",VLOOKUP(C383,'Cennik Płaski'!$D$2:$AD$20278,9,0))","v":""},"",null,"","",{"$f":"IF(C383=\"\",\"\",VLOOKUP(C383,'[3]CENNIK PŁASKI'!$C$2:$AH$27586,24,0))","v":""},"",{"$f":"IF(C383=\"\",\"\",VLOOKUP(C383,'[3]CENNIK PŁASKI'!$C$2:$AH$27586,25,0))","v":""},"",""]
[null,"",null,{"$f":"IF(C384=\"\",\"\",VLOOKUP(C384,'Cennik Płaski'!$D$2:$AD$20278,3,0))","v":""},{"$f":"IF(C384=\"\",\"\",VLOOKUP(C384,'Cennik Płaski'!$D$2:$AD$20278,4,0))","v":""},null,{"$f":"IF(C384=\"\",\"\",VLOOKUP(C384,'Cennik Płaski'!$D$2:$AD$20278,9,0))","v":""},"",null,"","",{"$f":"IF(C384=\"\",\"\",VLOOKUP(C384,'[3]CENNIK PŁASKI'!$C$2:$AH$27586,24,0))","v":""},"",{"$f":"IF(C384=\"\",\"\",VLOOKUP(C384,'[3]CENNIK PŁASKI'!$C$2:$AH$27586,25,0))","v":""},"",""]
[null,"",null,{"$f":"IF(C385=\"\",\"\",VLOOKUP(C385,'Cennik Płaski'!$D$2:$AD$20278,3,0))","v":""},{"$f":"IF(C385=\"\",\"\",VLOOKUP(C385,'Cennik Płaski'!$D$2:$AD$20278,4,0))","v":""},null,{"$f":"IF(C385=\"\",\"\",VLOOKUP(C385,'Cennik Płaski'!$D$2:$AD$20278,9,0))","v":""},"",null,"","",{"$f":"IF(C385=\"\",\"\",VLOOKUP(C385,'[3]CENNIK PŁASKI'!$C$2:$AH$27586,24,0))","v":""},"",{"$f":"IF(C385=\"\",\"\",VLOOKUP(C385,'[3]CENNIK PŁASKI'!$C$2:$AH$27586,25,0))","v":""},"",""]
[null,"",null,{"$f":"IF(C386=\"\",\"\",VLOOKUP(C386,'Cennik Płaski'!$D$2:$AD$20278,3,0))","v":""},{"$f":"IF(C386=\"\",\"\",VLOOKUP(C386,'Cennik Płaski'!$D$2:$AD$20278,4,0))","v":""},null,{"$f":"IF(C386=\"\",\"\",VLOOKUP(C386,'Cennik Płaski'!$D$2:$AD$20278,9,0))","v":""},"",null,"","",{"$f":"IF(C386=\"\",\"\",VLOOKUP(C386,'[3]CENNIK PŁASKI'!$C$2:$AH$27586,24,0))","v":""},"",{"$f":"IF(C386=\"\",\"\",VLOOKUP(C386,'[3]CENNIK PŁASKI'!$C$2:$AH$27586,25,0))","v":""},"",""]
[null,"",null,{"$f":"IF(C387=\"\",\"\",VLOOKUP(C387,'Cennik Płaski'!$D$2:$AD$20278,3,0))","v":""},{"$f":"IF(C387=\"\",\"\",VLOOKUP(C387,'Cennik Płaski'!$D$2:$AD$20278,4,0))","v":""},null,{"$f":"IF(C387=\"\",\"\",VLOOKUP(C387,'Cennik Płaski'!$D$2:$AD$20278,9,0))","v":""},"",null,"","",{"$f":"IF(C387=\"\",\"\",VLOOKUP(C387,'[3]CENNIK PŁASKI'!$C$2:$AH$27586,24,0))","v":""},"",{"$f":"IF(C387=\"\",\"\",VLOOKUP(C387,'[3]CENNIK PŁASKI'!$C$2:$AH$27586,25,0))","v":""},"",""]
[null,"",null,{"$f":"IF(C388=\"\",\"\",VLOOKUP(C388,'Cennik Płaski'!$D$2:$AD$20278,3,0))","v":""},{"$f":"IF(C388=\"\",\"\",VLOOKUP(C388,'Cennik Płaski'!$D$2:$AD$20278,4,0))","v":""},null,{"$f":"IF(C388=\"\",\"\",VLOOKUP(C388,'Cennik Płaski'!$D$2:$AD$20278,9,0))","v":""},"",null,"","",{"$f":"IF(C388=\"\",\"\",VLOOKUP(C388,'[3]CENNIK PŁASKI'!$C$2:$AH$27586,24,0))","v":""},"",{"$f":"IF(C388=\"\",\"\",VLOOKUP(C388,'[3]CENNIK PŁASKI'!$C$2:$AH$27586,25,0))","v":""},"",""]
[null,"",null,{"$f":"IF(C389=\"\",\"\",VLOOKUP(C389,'Cennik Płaski'!$D$2:$AD$20278,3,0))","v":""},{"$f":"IF(C389=\"\",\"\",VLOOKUP(C389,'Cennik Płaski'!$D$2:$AD$20278,4,0))","v":""},null,{"$f":"IF(C389=\"\",\"\",VLOOKUP(C389,'Cennik Płaski'!$D$2:$AD$20278,9,0))","v":""},"",null,"","",{"$f":"IF(C389=\"\",\"\",VLOOKUP(C389,'[3]CENNIK PŁASKI'!$C$2:$AH$27586,24,0))","v":""},"",{"$f":"IF(C389=\"\",\"\",VLOOKUP(C389,'[3]CENNIK PŁASKI'!$C$2:$AH$27586,25,0))","v":""},"",""]
[null,"",null,{"$f":"IF(C390=\"\",\"\",VLOOKUP(C390,'Cennik Płaski'!$D$2:$AD$20278,3,0))","v":""},{"$f":"IF(C390=\"\",\"\",VLOOKUP(C390,'Cennik Płaski'!$D$2:$AD$20278,4,0))","v":""},null,{"$f":"IF(C390=\"\",\"\",VLOOKUP(C390,'Cennik Płaski'!$D$2:$AD$20278,9,0))","v":""},"",null,"","",{"$f":"IF(C390=\"\",\"\",VLOOKUP(C390,'[3]CENNIK PŁASKI'!$C$2:$AH$27586,24,0))","v":""},"",{"$f":"IF(C390=\"\",\"\",VLOOKUP(C390,'[3]CENNIK PŁASKI'!$C$2:$AH$27586,25,0))","v":""},"",""]
[null,"",null,{"$f":"IF(C391=\"\",\"\",VLOOKUP(C391,'Cennik Płaski'!$D$2:$AD$20278,3,0))","v":""},{"$f":"IF(C391=\"\",\"\",VLOOKUP(C391,'Cennik Płaski'!$D$2:$AD$20278,4,0))","v":""},null,{"$f":"IF(C391=\"\",\"\",VLOOKUP(C391,'Cennik Płaski'!$D$2:$AD$20278,9,0))","v":""},"",null,"","",{"$f":"IF(C391=\"\",\"\",VLOOKUP(C391,'[3]CENNIK PŁASKI'!$C$2:$AH$27586,24,0))","v":""},"",{"$f":"IF(C391=\"\",\"\",VLOOKUP(C391,'[3]CENNIK PŁASKI'!$C$2:$AH$27586,25,0))","v":""},"",""]
[null,"",null,{"$f":"IF(C392=\"\",\"\",VLOOKUP(C392,'Cennik Płaski'!$D$2:$AD$20278,3,0))","v":""},{"$f":"IF(C392=\"\",\"\",VLOOKUP(C392,'Cennik Płaski'!$D$2:$AD$20278,4,0))","v":""},null,{"$f":"IF(C392=\"\",\"\",VLOOKUP(C392,'Cennik Płaski'!$D$2:$AD$20278,9,0))","v":""},"",null,"","",{"$f":"IF(C392=\"\",\"\",VLOOKUP(C392,'[3]CENNIK PŁASKI'!$C$2:$AH$27586,24,0))","v":""},"",{"$f":"IF(C392=\"\",\"\",VLOOKUP(C392,'[3]CENNIK PŁASKI'!$C$2:$AH$27586,25,0))","v":""},"",""]
[null,"",null,{"$f":"IF(C393=\"\",\"\",VLOOKUP(C393,'Cennik Płaski'!$D$2:$AD$20278,3,0))","v":""},{"$f":"IF(C393=\"\",\"\",VLOOKUP(C393,'Cennik Płaski'!$D$2:$AD$20278,4,0))","v":""},null,{"$f":"IF(C393=\"\",\"\",VLOOKUP(C393,'Cennik Płaski'!$D$2:$AD$20278,9,0))","v":""},"",null,"","",{"$f":"IF(C393=\"\",\"\",VLOOKUP(C393,'[3]CENNIK PŁASKI'!$C$2:$AH$27586,24,0))","v":""},"",{"$f":"IF(C393=\"\",\"\",VLOOKUP(C393,'[3]CENNIK PŁASKI'!$C$2:$AH$27586,25,0))","v":""},"",""]
[null,"",null,{"$f":"IF(C394=\"\",\"\",VLOOKUP(C394,'Cennik Płaski'!$D$2:$AD$20278,3,0))","v":""},{"$f":"IF(C394=\"\",\"\",VLOOKUP(C394,'Cennik Płaski'!$D$2:$AD$20278,4,0))","v":""},null,{"$f":"IF(C394=\"\",\"\",VLOOKUP(C394,'Cennik Płaski'!$D$2:$AD$20278,9,0))","v":""},"",null,"","",{"$f":"IF(C394=\"\",\"\",VLOOKUP(C394,'[3]CENNIK PŁASKI'!$C$2:$AH$27586,24,0))","v":""},"",{"$f":"IF(C394=\"\",\"\",VLOOKUP(C394,'[3]CENNIK PŁASKI'!$C$2:$AH$27586,25,0))","v":""},"",""]
[null,"",null,{"$f":"IF(C395=\"\",\"\",VLOOKUP(C395,'Cennik Płaski'!$D$2:$AD$20278,3,0))","v":""},{"$f":"IF(C395=\"\",\"\",VLOOKUP(C395,'Cennik Płaski'!$D$2:$AD$20278,4,0))","v":""},null,{"$f":"IF(C395=\"\",\"\",VLOOKUP(C395,'Cennik Płaski'!$D$2:$AD$20278,9,0))","v":""},"",null,"","",{"$f":"IF(C395=\"\",\"\",VLOOKUP(C395,'[3]CENNIK PŁASKI'!$C$2:$AH$27586,24,0))","v":""},"",{"$f":"IF(C395=\"\",\"\",VLOOKUP(C395,'[3]CENNIK PŁASKI'!$C$2:$AH$27586,25,0))","v":""},"",""]
[null,"",null,{"$f":"IF(C396=\"\",\"\",VLOOKUP(C396,'Cennik Płaski'!$D$2:$AD$20278,3,0))","v":""},{"$f":"IF(C396=\"\",\"\",VLOOKUP(C396,'Cennik Płaski'!$D$2:$AD$20278,4,0))","v":""},null,{"$f":"IF(C396=\"\",\"\",VLOOKUP(C396,'Cennik Płaski'!$D$2:$AD$20278,9,0))","v":""},"",null,"","",{"$f":"IF(C396=\"\",\"\",VLOOKUP(C396,'[3]CENNIK PŁASKI'!$C$2:$AH$27586,24,0))","v":""},"",{"$f":"IF(C396=\"\",\"\",VLOOKUP(C396,'[3]CENNIK PŁASKI'!$C$2:$AH$27586,25,0))","v":""},"",""]
[null,"",null,{"$f":"IF(C397=\"\",\"\",VLOOKUP(C397,'Cennik Płaski'!$D$2:$AD$20278,3,0))","v":""},{"$f":"IF(C397=\"\",\"\",VLOOKUP(C397,'Cennik Płaski'!$D$2:$AD$20278,4,0))","v":""},null,{"$f":"IF(C397=\"\",\"\",VLOOKUP(C397,'Cennik Płaski'!$D$2:$AD$20278,9,0))","v":""},"",null,"","",{"$f":"IF(C397=\"\",\"\",VLOOKUP(C397,'[3]CENNIK PŁASKI'!$C$2:$AH$27586,24,0))","v":""},"",{"$f":"IF(C397=\"\",\"\",VLOOKUP(C397,'[3]CENNIK PŁASKI'!$C$2:$AH$27586,25,0))","v":""},"",""]
[null,"",null,{"$f":"IF(C398=\"\",\"\",VLOOKUP(C398,'Cennik Płaski'!$D$2:$AD$20278,3,0))","v":""},{"$f":"IF(C398=\"\",\"\",VLOOKUP(C398,'Cennik Płaski'!$D$2:$AD$20278,4,0))","v":""},null,{"$f":"IF(C398=\"\",\"\",VLOOKUP(C398,'Cennik Płaski'!$D$2:$AD$20278,9,0))","v":""},"",null,"","",{"$f":"IF(C398=\"\",\"\",VLOOKUP(C398,'[3]CENNIK PŁASKI'!$C$2:$AH$27586,24,0))","v":""},"",{"$f":"IF(C398=\"\",\"\",VLOOKUP(C398,'[3]CENNIK PŁASKI'!$C$2:$AH$27586,25,0))","v":""},"",{"$f":"IF(C398<>\"\",IF(ISNUMBER(F398),\"\",\"Proszę wpisać ilość\"),\"\")","v":""}]
[null,"",null,{"$f":"IF(C399=\"\",\"\",VLOOKUP(C399,'Cennik Płaski'!$D$2:$AD$20278,3,0))","v":""},{"$f":"IF(C399=\"\",\"\",VLOOKUP(C399,'Cennik Płaski'!$D$2:$AD$20278,4,0))","v":""},null,{"$f":"IF(C399=\"\",\"\",VLOOKUP(C399,'Cennik Płaski'!$D$2:$AD$20278,9,0))","v":""},"",null,"","",{"$f":"IF(C399=\"\",\"\",VLOOKUP(C399,'[3]CENNIK PŁASKI'!$C$2:$AH$27586,24,0))","v":""},"",{"$f":"IF(C399=\"\",\"\",VLOOKUP(C399,'[3]CENNIK PŁASKI'!$C$2:$AH$27586,25,0))","v":""},"",""]
[null,{"$f":"IF(C400<>\"\",B399+1,\"\")","v":""},null,{"$f":"IF(C400=\"\",\"\",VLOOKUP(C400,'Cennik Płaski'!$D$2:$AD$20278,3,0))","v":""},{"$f":"IF(C400=\"\",\"\",VLOOKUP(C400,'Cennik Płaski'!$D$2:$AD$20278,4,0))","v":""},null,{"$f":"IF(C400=\"\",\"\",VLOOKUP(C400,'Cennik Płaski'!$D$2:$AD$20278,9,0))","v":""},{"$f":"IF(C400=\"\",\"\",F400*G400)","v":""},null,{"$f":"IF(B400=\"\",\"\",IF(I400>0,G400*(1-I400),G400))","v":""},{"$f":"IF(C400=\"\",\"\",IF(I400>0,H400*(1-I400),H400))","v":""},{"$f":"IF(C400=\"\",\"\",VLOOKUP(C400,'[3]CENNIK PŁASKI'!$C$2:$AH$27586,24,0))","v":""},{"$f":"HYPERLINK(L400,L400)","v":""},{"$f":"IF(C400=\"\",\"\",VLOOKUP(C400,'[3]CENNIK PŁASKI'!$C$2:$AH$27586,25,0))","v":""},{"$f":"HYPERLINK(N400,N400)","v":""},""]
[null,"",null,{"$f":"IF(C401=\"\",\"\",VLOOKUP(C401,'Cennik Płaski'!$D$2:$AD$20278,3,0))","v":""},{"$f":"IF(C401=\"\",\"\",VLOOKUP(C401,'Cennik Płaski'!$D$2:$AD$20278,4,0))","v":""},null,{"$f":"IF(C401=\"\",\"\",VLOOKUP(C401,'Cennik Płaski'!$D$2:$AD$20278,9,0))","v":""},"",null,"","",{"$f":"IF(C401=\"\",\"\",VLOOKUP(C401,'[3]CENNIK PŁASKI'!$C$2:$AH$27586,24,0))","v":""},"",{"$f":"IF(C401=\"\",\"\",VLOOKUP(C401,'[3]CENNIK PŁASKI'!$C$2:$AH$27586,25,0))","v":""},"",""]
[null,"",null,{"$f":"IF(C402=\"\",\"\",VLOOKUP(C402,'Cennik Płaski'!$D$2:$AD$20278,3,0))","v":""},{"$f":"IF(C402=\"\",\"\",VLOOKUP(C402,'Cennik Płaski'!$D$2:$AD$20278,4,0))","v":""},null,{"$f":"IF(C402=\"\",\"\",VLOOKUP(C402,'Cennik Płaski'!$D$2:$AD$20278,9,0))","v":""},"",null,"","",{"$f":"IF(C402=\"\",\"\",VLOOKUP(C402,'[3]CENNIK PŁASKI'!$C$2:$AH$27586,24,0))","v":""},"",{"$f":"IF(C402=\"\",\"\",VLOOKUP(C402,'[3]CENNIK PŁASKI'!$C$2:$AH$27586,25,0))","v":""},"",""]
[null,"",null,{"$f":"IF(C403=\"\",\"\",VLOOKUP(C403,'Cennik Płaski'!$D$2:$AD$20278,3,0))","v":""},{"$f":"IF(C403=\"\",\"\",VLOOKUP(C403,'Cennik Płaski'!$D$2:$AD$20278,4,0))","v":""},null,{"$f":"IF(C403=\"\",\"\",VLOOKUP(C403,'Cennik Płaski'!$D$2:$AD$20278,9,0))","v":""},"",null,"","",{"$f":"IF(C403=\"\",\"\",VLOOKUP(C403,'[3]CENNIK PŁASKI'!$C$2:$AH$27586,24,0))","v":""},"",{"$f":"IF(C403=\"\",\"\",VLOOKUP(C403,'[3]CENNIK PŁASKI'!$C$2:$AH$27586,25,0))","v":""},"",""]
[null,"",null,{"$f":"IF(C404=\"\",\"\",VLOOKUP(C404,'Cennik Płaski'!$D$2:$AD$20278,3,0))","v":""},{"$f":"IF(C404=\"\",\"\",VLOOKUP(C404,'Cennik Płaski'!$D$2:$AD$20278,4,0))","v":""},null,{"$f":"IF(C404=\"\",\"\",VLOOKUP(C404,'Cennik Płaski'!$D$2:$AD$20278,9,0))","v":""},"",null,"","",{"$f":"IF(C404=\"\",\"\",VLOOKUP(C404,'[3]CENNIK PŁASKI'!$C$2:$AH$27586,24,0))","v":""},"",{"$f":"IF(C404=\"\",\"\",VLOOKUP(C404,'[3]CENNIK PŁASKI'!$C$2:$AH$27586,25,0))","v":""},"",""]
[null,"",null,{"$f":"IF(C405=\"\",\"\",VLOOKUP(C405,'Cennik Płaski'!$D$2:$AD$20278,3,0))","v":""},{"$f":"IF(C405=\"\",\"\",VLOOKUP(C405,'Cennik Płaski'!$D$2:$AD$20278,4,0))","v":""},null,{"$f":"IF(C405=\"\",\"\",VLOOKUP(C405,'Cennik Płaski'!$D$2:$AD$20278,9,0))","v":""},"",null,"","",{"$f":"IF(C405=\"\",\"\",VLOOKUP(C405,'[3]CENNIK PŁASKI'!$C$2:$AH$27586,24,0))","v":""},"",{"$f":"IF(C405=\"\",\"\",VLOOKUP(C405,'[3]CENNIK PŁASKI'!$C$2:$AH$27586,25,0))","v":""},"",""]
[null,"",null,{"$f":"IF(C406=\"\",\"\",VLOOKUP(C406,'Cennik Płaski'!$D$2:$AD$20278,3,0))","v":""},{"$f":"IF(C406=\"\",\"\",VLOOKUP(C406,'Cennik Płaski'!$D$2:$AD$20278,4,0))","v":""},null,{"$f":"IF(C406=\"\",\"\",VLOOKUP(C406,'Cennik Płaski'!$D$2:$AD$20278,9,0))","v":""},"",null,"","",{"$f":"IF(C406=\"\",\"\",VLOOKUP(C406,'[3]CENNIK PŁASKI'!$C$2:$AH$27586,24,0))","v":""},"",{"$f":"IF(C406=\"\",\"\",VLOOKUP(C406,'[3]CENNIK PŁASKI'!$C$2:$AH$27586,25,0))","v":""},"",""]
[null,"",null,{"$f":"IF(C407=\"\",\"\",VLOOKUP(C407,'Cennik Płaski'!$D$2:$AD$20278,3,0))","v":""},{"$f":"IF(C407=\"\",\"\",VLOOKUP(C407,'Cennik Płaski'!$D$2:$AD$20278,4,0))","v":""},null,{"$f":"IF(C407=\"\",\"\",VLOOKUP(C407,'Cennik Płaski'!$D$2:$AD$20278,9,0))","v":""},"",null,"","",{"$f":"IF(C407=\"\",\"\",VLOOKUP(C407,'[3]CENNIK PŁASKI'!$C$2:$AH$27586,24,0))","v":""},"",{"$f":"IF(C407=\"\",\"\",VLOOKUP(C407,'[3]CENNIK PŁASKI'!$C$2:$AH$27586,25,0))","v":""},"",""]
[null,"",null,{"$f":"IF(C408=\"\",\"\",VLOOKUP(C408,'Cennik Płaski'!$D$2:$AD$20278,3,0))","v":""},{"$f":"IF(C408=\"\",\"\",VLOOKUP(C408,'Cennik Płaski'!$D$2:$AD$20278,4,0))","v":""},null,{"$f":"IF(C408=\"\",\"\",VLOOKUP(C408,'Cennik Płaski'!$D$2:$AD$20278,9,0))","v":""},"",null,"","",{"$f":"IF(C408=\"\",\"\",VLOOKUP(C408,'[3]CENNIK PŁASKI'!$C$2:$AH$27586,24,0))","v":""},"",{"$f":"IF(C408=\"\",\"\",VLOOKUP(C408,'[3]CENNIK PŁASKI'!$C$2:$AH$27586,25,0))","v":""},"",""]
[null,"",null,{"$f":"IF(C409=\"\",\"\",VLOOKUP(C409,'Cennik Płaski'!$D$2:$AD$20278,3,0))","v":""},{"$f":"IF(C409=\"\",\"\",VLOOKUP(C409,'Cennik Płaski'!$D$2:$AD$20278,4,0))","v":""},null,{"$f":"IF(C409=\"\",\"\",VLOOKUP(C409,'Cennik Płaski'!$D$2:$AD$20278,9,0))","v":""},"",null,"","",{"$f":"IF(C409=\"\",\"\",VLOOKUP(C409,'[3]CENNIK PŁASKI'!$C$2:$AH$27586,24,0))","v":""},"",{"$f":"IF(C409=\"\",\"\",VLOOKUP(C409,'[3]CENNIK PŁASKI'!$C$2:$AH$27586,25,0))","v":""},"",""]
[null,"",null,{"$f":"IF(C410=\"\",\"\",VLOOKUP(C410,'Cennik Płaski'!$D$2:$AD$20278,3,0))","v":""},{"$f":"IF(C410=\"\",\"\",VLOOKUP(C410,'Cennik Płaski'!$D$2:$AD$20278,4,0))","v":""},null,{"$f":"IF(C410=\"\",\"\",VLOOKUP(C410,'Cennik Płaski'!$D$2:$AD$20278,9,0))","v":""},"",null,"","",{"$f":"IF(C410=\"\",\"\",VLOOKUP(C410,'[3]CENNIK PŁASKI'!$C$2:$AH$27586,24,0))","v":""},"",{"$f":"IF(C410=\"\",\"\",VLOOKUP(C410,'[3]CENNIK PŁASKI'!$C$2:$AH$27586,25,0))","v":""},"",""]
[null,"",null,{"$f":"IF(C411=\"\",\"\",VLOOKUP(C411,'Cennik Płaski'!$D$2:$AD$20278,3,0))","v":""},{"$f":"IF(C411=\"\",\"\",VLOOKUP(C411,'Cennik Płaski'!$D$2:$AD$20278,4,0))","v":""},null,{"$f":"IF(C411=\"\",\"\",VLOOKUP(C411,'Cennik Płaski'!$D$2:$AD$20278,9,0))","v":""},"",null,"","",{"$f":"IF(C411=\"\",\"\",VLOOKUP(C411,'[3]CENNIK PŁASKI'!$C$2:$AH$27586,24,0))","v":""},"",{"$f":"IF(C411=\"\",\"\",VLOOKUP(C411,'[3]CENNIK PŁASKI'!$C$2:$AH$27586,25,0))","v":""},"",""]
[null,"",null,{"$f":"IF(C412=\"\",\"\",VLOOKUP(C412,'Cennik Płaski'!$D$2:$AD$20278,3,0))","v":""},{"$f":"IF(C412=\"\",\"\",VLOOKUP(C412,'Cennik Płaski'!$D$2:$AD$20278,4,0))","v":""},null,{"$f":"IF(C412=\"\",\"\",VLOOKUP(C412,'Cennik Płaski'!$D$2:$AD$20278,9,0))","v":""},"",null,"","",{"$f":"IF(C412=\"\",\"\",VLOOKUP(C412,'[3]CENNIK PŁASKI'!$C$2:$AH$27586,24,0))","v":""},"",{"$f":"IF(C412=\"\",\"\",VLOOKUP(C412,'[3]CENNIK PŁASKI'!$C$2:$AH$27586,25,0))","v":""},"",""]
[null,"",null,{"$f":"IF(C413=\"\",\"\",VLOOKUP(C413,'Cennik Płaski'!$D$2:$AD$20278,3,0))","v":""},{"$f":"IF(C413=\"\",\"\",VLOOKUP(C413,'Cennik Płaski'!$D$2:$AD$20278,4,0))","v":""},null,{"$f":"IF(C413=\"\",\"\",VLOOKUP(C413,'Cennik Płaski'!$D$2:$AD$20278,9,0))","v":""},"",null,"","",{"$f":"IF(C413=\"\",\"\",VLOOKUP(C413,'[3]CENNIK PŁASKI'!$C$2:$AH$27586,24,0))","v":""},"",{"$f":"IF(C413=\"\",\"\",VLOOKUP(C413,'[3]CENNIK PŁASKI'!$C$2:$AH$27586,25,0))","v":""},"",""]
[null,"",null,{"$f":"IF(C414=\"\",\"\",VLOOKUP(C414,'Cennik Płaski'!$D$2:$AD$20278,3,0))","v":""},{"$f":"IF(C414=\"\",\"\",VLOOKUP(C414,'Cennik Płaski'!$D$2:$AD$20278,4,0))","v":""},null,{"$f":"IF(C414=\"\",\"\",VLOOKUP(C414,'Cennik Płaski'!$D$2:$AD$20278,9,0))","v":""},"",null,"","",{"$f":"IF(C414=\"\",\"\",VLOOKUP(C414,'[3]CENNIK PŁASKI'!$C$2:$AH$27586,24,0))","v":""},"",{"$f":"IF(C414=\"\",\"\",VLOOKUP(C414,'[3]CENNIK PŁASKI'!$C$2:$AH$27586,25,0))","v":""},"",""]
[null,"",null,{"$f":"IF(C415=\"\",\"\",VLOOKUP(C415,'Cennik Płaski'!$D$2:$AD$20278,3,0))","v":""},{"$f":"IF(C415=\"\",\"\",VLOOKUP(C415,'Cennik Płaski'!$D$2:$AD$20278,4,0))","v":""},null,{"$f":"IF(C415=\"\",\"\",VLOOKUP(C415,'Cennik Płaski'!$D$2:$AD$20278,9,0))","v":""},"",null,"","",{"$f":"IF(C415=\"\",\"\",VLOOKUP(C415,'[3]CENNIK PŁASKI'!$C$2:$AH$27586,24,0))","v":""},"",{"$f":"IF(C415=\"\",\"\",VLOOKUP(C415,'[3]CENNIK PŁASKI'!$C$2:$AH$27586,25,0))","v":""},"",""]
[null,"",null,{"$f":"IF(C416=\"\",\"\",VLOOKUP(C416,'Cennik Płaski'!$D$2:$AD$20278,3,0))","v":""},{"$f":"IF(C416=\"\",\"\",VLOOKUP(C416,'Cennik Płaski'!$D$2:$AD$20278,4,0))","v":""},null,{"$f":"IF(C416=\"\",\"\",VLOOKUP(C416,'Cennik Płaski'!$D$2:$AD$20278,9,0))","v":""},"",null,"","",{"$f":"IF(C416=\"\",\"\",VLOOKUP(C416,'[3]CENNIK PŁASKI'!$C$2:$AH$27586,24,0))","v":""},"",{"$f":"IF(C416=\"\",\"\",VLOOKUP(C416,'[3]CENNIK PŁASKI'!$C$2:$AH$27586,25,0))","v":""},"",""]
[null,"",null,{"$f":"IF(C417=\"\",\"\",VLOOKUP(C417,'Cennik Płaski'!$D$2:$AD$20278,3,0))","v":""},{"$f":"IF(C417=\"\",\"\",VLOOKUP(C417,'Cennik Płaski'!$D$2:$AD$20278,4,0))","v":""},null,{"$f":"IF(C417=\"\",\"\",VLOOKUP(C417,'Cennik Płaski'!$D$2:$AD$20278,9,0))","v":""},"",null,"","",{"$f":"IF(C417=\"\",\"\",VLOOKUP(C417,'[3]CENNIK PŁASKI'!$C$2:$AH$27586,24,0))","v":""},"",{"$f":"IF(C417=\"\",\"\",VLOOKUP(C417,'[3]CENNIK PŁASKI'!$C$2:$AH$27586,25,0))","v":""},"",""]
[null,"",null,{"$f":"IF(C418=\"\",\"\",VLOOKUP(C418,'Cennik Płaski'!$D$2:$AD$20278,3,0))","v":""},{"$f":"IF(C418=\"\",\"\",VLOOKUP(C418,'Cennik Płaski'!$D$2:$AD$20278,4,0))","v":""},null,{"$f":"IF(C418=\"\",\"\",VLOOKUP(C418,'Cennik Płaski'!$D$2:$AD$20278,9,0))","v":""},"",null,"","",{"$f":"IF(C418=\"\",\"\",VLOOKUP(C418,'[3]CENNIK PŁASKI'!$C$2:$AH$27586,24,0))","v":""},"",{"$f":"IF(C418=\"\",\"\",VLOOKUP(C418,'[3]CENNIK PŁASKI'!$C$2:$AH$27586,25,0))","v":""},"",""]
[null,"",null,{"$f":"IF(C419=\"\",\"\",VLOOKUP(C419,'Cennik Płaski'!$D$2:$AD$20278,3,0))","v":""},{"$f":"IF(C419=\"\",\"\",VLOOKUP(C419,'Cennik Płaski'!$D$2:$AD$20278,4,0))","v":""},null,{"$f":"IF(C419=\"\",\"\",VLOOKUP(C419,'Cennik Płaski'!$D$2:$AD$20278,9,0))","v":""},"",null,"","",{"$f":"IF(C419=\"\",\"\",VLOOKUP(C419,'[3]CENNIK PŁASKI'!$C$2:$AH$27586,24,0))","v":""},"",{"$f":"IF(C419=\"\",\"\",VLOOKUP(C419,'[3]CENNIK PŁASKI'!$C$2:$AH$27586,25,0))","v":""},"",""]
[null,"",null,{"$f":"IF(C420=\"\",\"\",VLOOKUP(C420,'Cennik Płaski'!$D$2:$AD$20278,3,0))","v":""},{"$f":"IF(C420=\"\",\"\",VLOOKUP(C420,'Cennik Płaski'!$D$2:$AD$20278,4,0))","v":""},null,{"$f":"IF(C420=\"\",\"\",VLOOKUP(C420,'Cennik Płaski'!$D$2:$AD$20278,9,0))","v":""},"",null,"","",{"$f":"IF(C420=\"\",\"\",VLOOKUP(C420,'[3]CENNIK PŁASKI'!$C$2:$AH$27586,24,0))","v":""},"",{"$f":"IF(C420=\"\",\"\",VLOOKUP(C420,'[3]CENNIK PŁASKI'!$C$2:$AH$27586,25,0))","v":""},"",""]
[null,"",null,{"$f":"IF(C421=\"\",\"\",VLOOKUP(C421,'Cennik Płaski'!$D$2:$AD$20278,3,0))","v":""},{"$f":"IF(C421=\"\",\"\",VLOOKUP(C421,'Cennik Płaski'!$D$2:$AD$20278,4,0))","v":""},null,{"$f":"IF(C421=\"\",\"\",VLOOKUP(C421,'Cennik Płaski'!$D$2:$AD$20278,9,0))","v":""},"",null,"","",{"$f":"IF(C421=\"\",\"\",VLOOKUP(C421,'[3]CENNIK PŁASKI'!$C$2:$AH$27586,24,0))","v":""},"",{"$f":"IF(C421=\"\",\"\",VLOOKUP(C421,'[3]CENNIK PŁASKI'!$C$2:$AH$27586,25,0))","v":""},"",""]
[null,"",null,{"$f":"IF(C422=\"\",\"\",VLOOKUP(C422,'Cennik Płaski'!$D$2:$AD$20278,3,0))","v":""},{"$f":"IF(C422=\"\",\"\",VLOOKUP(C422,'Cennik Płaski'!$D$2:$AD$20278,4,0))","v":""},null,{"$f":"IF(C422=\"\",\"\",VLOOKUP(C422,'Cennik Płaski'!$D$2:$AD$20278,9,0))","v":""},"",null,"","",{"$f":"IF(C422=\"\",\"\",VLOOKUP(C422,'[3]CENNIK PŁASKI'!$C$2:$AH$27586,24,0))","v":""},"",{"$f":"IF(C422=\"\",\"\",VLOOKUP(C422,'[3]CENNIK PŁASKI'!$C$2:$AH$27586,25,0))","v":""},"",""]
[null,"",null,{"$f":"IF(C423=\"\",\"\",VLOOKUP(C423,'Cennik Płaski'!$D$2:$AD$20278,3,0))","v":""},{"$f":"IF(C423=\"\",\"\",VLOOKUP(C423,'Cennik Płaski'!$D$2:$AD$20278,4,0))","v":""},null,{"$f":"IF(C423=\"\",\"\",VLOOKUP(C423,'Cennik Płaski'!$D$2:$AD$20278,9,0))","v":""},"",null,"","",{"$f":"IF(C423=\"\",\"\",VLOOKUP(C423,'[3]CENNIK PŁASKI'!$C$2:$AH$27586,24,0))","v":""},"",{"$f":"IF(C423=\"\",\"\",VLOOKUP(C423,'[3]CENNIK PŁASKI'!$C$2:$AH$27586,25,0))","v":""},"",""]
[null,"",null,{"$f":"IF(C424=\"\",\"\",VLOOKUP(C424,'Cennik Płaski'!$D$2:$AD$20278,3,0))","v":""},{"$f":"IF(C424=\"\",\"\",VLOOKUP(C424,'Cennik Płaski'!$D$2:$AD$20278,4,0))","v":""},null,{"$f":"IF(C424=\"\",\"\",VLOOKUP(C424,'Cennik Płaski'!$D$2:$AD$20278,9,0))","v":""},"",null,"","",{"$f":"IF(C424=\"\",\"\",VLOOKUP(C424,'[3]CENNIK PŁASKI'!$C$2:$AH$27586,24,0))","v":""},"",{"$f":"IF(C424=\"\",\"\",VLOOKUP(C424,'[3]CENNIK PŁASKI'!$C$2:$AH$27586,25,0))","v":""},"",""]
[null,"",null,{"$f":"IF(C425=\"\",\"\",VLOOKUP(C425,'Cennik Płaski'!$D$2:$AD$20278,3,0))","v":""},{"$f":"IF(C425=\"\",\"\",VLOOKUP(C425,'Cennik Płaski'!$D$2:$AD$20278,4,0))","v":""},null,{"$f":"IF(C425=\"\",\"\",VLOOKUP(C425,'Cennik Płaski'!$D$2:$AD$20278,9,0))","v":""},"",null,"","",{"$f":"IF(C425=\"\",\"\",VLOOKUP(C425,'[3]CENNIK PŁASKI'!$C$2:$AH$27586,24,0))","v":""},"",{"$f":"IF(C425=\"\",\"\",VLOOKUP(C425,'[3]CENNIK PŁASKI'!$C$2:$AH$27586,25,0))","v":""},"",""]
[null,"",null,{"$f":"IF(C426=\"\",\"\",VLOOKUP(C426,'Cennik Płaski'!$D$2:$AD$20278,3,0))","v":""},{"$f":"IF(C426=\"\",\"\",VLOOKUP(C426,'Cennik Płaski'!$D$2:$AD$20278,4,0))","v":""},null,{"$f":"IF(C426=\"\",\"\",VLOOKUP(C426,'Cennik Płaski'!$D$2:$AD$20278,9,0))","v":""},"",null,"","",{"$f":"IF(C426=\"\",\"\",VLOOKUP(C426,'[3]CENNIK PŁASKI'!$C$2:$AH$27586,24,0))","v":""},"",{"$f":"IF(C426=\"\",\"\",VLOOKUP(C426,'[3]CENNIK PŁASKI'!$C$2:$AH$27586,25,0))","v":""},"",""]
[null,"",null,{"$f":"IF(C427=\"\",\"\",VLOOKUP(C427,'Cennik Płaski'!$D$2:$AD$20278,3,0))","v":""},{"$f":"IF(C427=\"\",\"\",VLOOKUP(C427,'Cennik Płaski'!$D$2:$AD$20278,4,0))","v":""},null,{"$f":"IF(C427=\"\",\"\",VLOOKUP(C427,'Cennik Płaski'!$D$2:$AD$20278,9,0))","v":""},"",null,"","",{"$f":"IF(C427=\"\",\"\",VLOOKUP(C427,'[3]CENNIK PŁASKI'!$C$2:$AH$27586,24,0))","v":""},"",{"$f":"IF(C427=\"\",\"\",VLOOKUP(C427,'[3]CENNIK PŁASKI'!$C$2:$AH$27586,25,0))","v":""},"",""]
[null,"",null,{"$f":"IF(C428=\"\",\"\",VLOOKUP(C428,'Cennik Płaski'!$D$2:$AD$20278,3,0))","v":""},{"$f":"IF(C428=\"\",\"\",VLOOKUP(C428,'Cennik Płaski'!$D$2:$AD$20278,4,0))","v":""},null,{"$f":"IF(C428=\"\",\"\",VLOOKUP(C428,'Cennik Płaski'!$D$2:$AD$20278,9,0))","v":""},"",null,"","",{"$f":"IF(C428=\"\",\"\",VLOOKUP(C428,'[3]CENNIK PŁASKI'!$C$2:$AH$27586,24,0))","v":""},"",{"$f":"IF(C428=\"\",\"\",VLOOKUP(C428,'[3]CENNIK PŁASKI'!$C$2:$AH$27586,25,0))","v":""},"",""]
[null,"",null,{"$f":"IF(C429=\"\",\"\",VLOOKUP(C429,'Cennik Płaski'!$D$2:$AD$20278,3,0))","v":""},{"$f":"IF(C429=\"\",\"\",VLOOKUP(C429,'Cennik Płaski'!$D$2:$AD$20278,4,0))","v":""},null,{"$f":"IF(C429=\"\",\"\",VLOOKUP(C429,'Cennik Płaski'!$D$2:$AD$20278,9,0))","v":""},"",null,"","",{"$f":"IF(C429=\"\",\"\",VLOOKUP(C429,'[3]CENNIK PŁASKI'!$C$2:$AH$27586,24,0))","v":""},"",{"$f":"IF(C429=\"\",\"\",VLOOKUP(C429,'[3]CENNIK PŁASKI'!$C$2:$AH$27586,25,0))","v":""},"",""]
[null,"",null,{"$f":"IF(C430=\"\",\"\",VLOOKUP(C430,'Cennik Płaski'!$D$2:$AD$20278,3,0))","v":""},{"$f":"IF(C430=\"\",\"\",VLOOKUP(C430,'Cennik Płaski'!$D$2:$AD$20278,4,0))","v":""},null,{"$f":"IF(C430=\"\",\"\",VLOOKUP(C430,'Cennik Płaski'!$D$2:$AD$20278,9,0))","v":""},"",null,"","",{"$f":"IF(C430=\"\",\"\",VLOOKUP(C430,'[3]CENNIK PŁASKI'!$C$2:$AH$27586,24,0))","v":""},"",{"$f":"IF(C430=\"\",\"\",VLOOKUP(C430,'[3]CENNIK PŁASKI'!$C$2:$AH$27586,25,0))","v":""},"",""]
[null,"",null,{"$f":"IF(C431=\"\",\"\",VLOOKUP(C431,'Cennik Płaski'!$D$2:$AD$20278,3,0))","v":""},{"$f":"IF(C431=\"\",\"\",VLOOKUP(C431,'Cennik Płaski'!$D$2:$AD$20278,4,0))","v":""},null,{"$f":"IF(C431=\"\",\"\",VLOOKUP(C431,'Cennik Płaski'!$D$2:$AD$20278,9,0))","v":""},"",null,"","",{"$f":"IF(C431=\"\",\"\",VLOOKUP(C431,'[3]CENNIK PŁASKI'!$C$2:$AH$27586,24,0))","v":""},"",{"$f":"IF(C431=\"\",\"\",VLOOKUP(C431,'[3]CENNIK PŁASKI'!$C$2:$AH$27586,25,0))","v":""},"",""]
[null,"",null,{"$f":"IF(C432=\"\",\"\",VLOOKUP(C432,'Cennik Płaski'!$D$2:$AD$20278,3,0))","v":""},{"$f":"IF(C432=\"\",\"\",VLOOKUP(C432,'Cennik Płaski'!$D$2:$AD$20278,4,0))","v":""},null,{"$f":"IF(C432=\"\",\"\",VLOOKUP(C432,'Cennik Płaski'!$D$2:$AD$20278,9,0))","v":""},"",null,"","",{"$f":"IF(C432=\"\",\"\",VLOOKUP(C432,'[3]CENNIK PŁASKI'!$C$2:$AH$27586,24,0))","v":""},"",{"$f":"IF(C432=\"\",\"\",VLOOKUP(C432,'[3]CENNIK PŁASKI'!$C$2:$AH$27586,25,0))","v":""},"",""]