{"text_format":"1","workbook":"xlsx","n_sheets":5,"sheets":["STRONA GŁÓWNA","Indeks kabli i przewodów","ZAMÓWIENIE","OPAKOWANIA","CENNIK PŁASKI"],"not_rendered":{"charts":0,"images":2,"macros":1,"external_links":3,"defined_names":435,"comments":1,"pivot_tables":0},"unopened":[],"bounds":{"document_bytes":16777216,"sheet_cells":100000,"rows_first":2000,"rows_last":500,"rows_between":2000,"halvings":0,"cell_chars":16384,"cell_head_chars":4096},"cells_cut":0,"cells_raw":0,"read":"whole","date_system":"1900"}

{"sheet":"STRONA GŁÓWNA","index":0,"n_rows":13,"n_cols":1,"rows_kept":13,"cut":false,"hidden":false,"merged":[]}
[]
["Cennik wyrobów\nedycja 02.11.2015"]
["Indeks kabli i przewodów"]
["KABLE STEROWNICZE"]
["KABLE BEZPIECZNE "]
["KABLE TELEKOMUNIKACYJNE "]
["KABLE ENERGETYCZNE I SYGNALIZACYJNE "]
["KABLE AUDIO"]
["KABLE  GÓRNICZE DO 1kV"]
["Cennik płaski"]
["Opakowania standardowe i cięcia"]
["\nCennik zawiera wybrane produkty z oferty Zakładów Kablowych Bitner. \nW przypadku zainteresowania wyrobami spoza listy prosimy o kontakt z działem handlowym\n(tel. 12 389 40 24 wew. 112-117) lub z działem ofert (tel. 12 389 40 24 wew. 143-147).\nPodane ceny są cenami netto, do których należy doliczyć 23% VAT zgodnie z obowiązującą ustawą o podatku od towarów i usług.          \n                                            "]
["ZAKŁADY KABLOWE BITNER\n     Zakład Produkcyjny: 32-353 Trzyciąż 165 k/Krakowa \n   tel.+48 12 389 40 24, fax.+48 12 380 17 00               \n     www.bitner.com.pl\n    bitner@bitner.com.pl"]

{"sheet":"Indeks kabli i przewodów","index":1,"n_rows":131,"n_cols":6,"rows_kept":131,"cut":false,"hidden":false,"merged":[]}
["KABLE STEROWNICZE","KABLE BEZPIECZNE       ","KABLE TELEKOMUNIKACYJNE ","KABLE ENERGETYCZNE I SYGNALIZACYJNE ","KABLE AUDIO","KABLE  GÓRNICZE DO 1kV"]
["BiT 1000","(N)HXCH FE180/E30 CERAMIC","A-2Y(L)2Y","AsXSn 0,6/1 kV","BiTsound Instal Speaker Cable","OnG 0,6/1kV"]
["BiT 1000 (St)","(N)HXCH FE180/E90 CERAMIC","A-2Y(L)2YB2Y","BiT GsLGs 450/750V","BiTsound Instal Speaker Cable LSOH","OnGcekż-G 0,6/1kV"]
["BiT 1000 (St) FR","(N)HXH-J FE180/E30 CERAMIC","A-2YF(L)2Y","BiT LGs 300/500V","BiTsound Instrument Cable ","OnGcekżi-G 0,6/1kV"]
["BiT 1000 (St) H","(N)HXH-J FE180/E90 CERAMIC","A-2YF(L)2YB2Y","BiT LGs 450/750V","BiTsound Speaker Cable OFC","OnGc-G 0,6/1kV"]
["BiT 1000 (St) OR","(N)HXH-O FE180/E30 CERAMIC","BITLAN","BiT NSHTÖU 0,6/1 kV","Digital Hybrid Cable ","YHKGSXFoyn 0,6/1kV"]
["BiT 1000 2(St) ","(N)HXH-O FE180/E90 CERAMIC","EKKX","BiT YKSXS 0,6/1kV","DMX","YHKGSXFoyn 300/500V"]
["BiT 1000 2(St) FR ","BiT HDHX 450/750V","ELAQBY","BiT YKSY 0,6/1kV ","InfoBiT 16 PE-(St)PVC","YHKGSXFtlyn 0,6/1kV"]
["BiT 1000 2(St) H ","BiT HDHXżo 450/750V","ELAQBY-S","BiT YKSY ektmy 0,6/1kV","InfoBiT 16 PVC-PVC","YHKGSXFtlyn 300/500V"]
["BiT 1000 2(St) OR ","HDGs FE 180/PH90/E90 300/500V","ELAQXB","BiT YKSY FtZny 0/6/1kV","Microphone Cable","YHKGSXFtZnyn 0,6/1kV"]
["BiT 1000 C ","HDGs(żo) FE 180/PH90/E90 300/500V","ELAQXBE","BiT YnKSXS 0,6/1kV","Microphone Instal Cable","YHKGSXFtZnyn 300/500V"]
["BiT 1000 C FR ","HDGsekwf FE 180/PH90/E90 300/500V","ELQYB","BiT YnKSY 0,6/1kV","Mobile UTP","YHKGSYFoyn 0,6/1kV"]
["BiT 1000 C OR ","HDGsekwf(żo) FE 180/PH90/E90 300/500V","FLAQQBR","BiT YoKSY 0,6/1kV","MultiPaired Analog Audio Cable","YHKGSYFoyn 300/500V"]
["BiT 1000 CH ","HLGs FE 180/PH90/E90 300/500V","H 1000","H01N2-D (OnS-1)","PGY p","YHKGSYFtlyn 0,6/1kV"]
["BiT 1000 CY","HLGs(żo) FE 180/PH90/E90 300/500V","H 155","H01N2-E 100/100V","PGY p OFC","YHKGSYFtlyn 300/500V"]
["BiT 1000 CY FR","HLGsekwf FE 180/PH90/E90 300/500V","HTKSXekp","H03VV-F (OMY) 300/300V ","Power DMX","YHKGSYFtZnyn 0,6/1kV"]
["BiT 1000 CY OR","HLGsekwf(żo) FE 180/PH90/E90 300/500V","HWDXpek","H03VVH2-F (OMYp )  300/300V","Power Microphone ","YHKGSYFtZnyn 300/500V"]
["BiT 1000 FR","HTKSH","H-YTKSXekp","H05BB-F 300/500V","Power UTP","YHKGXSekyn 0,6/1kV"]
["BiT 1000 H","HTKSH FE180/PH90/E90","J-Y(St)Y…Bd","H05BQ-F 300/500V","Professional Microphone Cable","YHKGXSFtlyn 0,6/1kV"]
["BiT 1000 HCH","HTKSHekw","J-Y(St)Y…Lg","H05RR-F (OW) 300/500V ","Przewody hybrydowe MULTIBIT","YHKGXSFtZnyn 0,6/1kV"]
["BiT 1000 OR","HTKSHekw FE180/PH90/E90","LAN BiT","H05V2-K (LgYc) 300/500V","Przewód głośnikowy PGI H  E30 LSOH","YHKGXSyn 0,6/1kV"]
["BiT 1000 Power","JE-H(St)H  FE180/E90 CERAMIC ","RG","H05V-K (LgY) 300/500V","Przewód głośnikowy PGI H PH 90 LSOH","YHKGYekyn 0,6/1kV"]
["BiT 1000 Solar","JE-H(St)H Bd FE180/E30 CERAMIC","TCEPKPFLE","H05VV-F (OWY) 300/500V","Przewód głośnikowy PGI VH LSOH","YHKGYFtlyn 0,6/1kV"]
["BiT 500","JE-H(St)H Bd FE180/E30 MICA","TDX","H07BB-F 450/750V","Przewód głośnikowy PGI VH OFC PH 90 LSOH","YHKGYFtZnyn 0,6/1kV"]
["BiT 500 (St)","JE-H(St)H FE180/E90 MICA","TDY","H07BQ-F 450/750V",null,"YHKGYyn 0,6/1kV"]
["BiT 500 (St) BLACK","N2XCH 0,6/1kV","TDYc","H07RN-F (OnPd) 450/750V",null,"YKGSLXkonyn 0,6/1kV"]
["BiT 500 (St) BLACK FR","N2XH-J 0,6/1kV","TKMXn","H07V2-K (LgYc) 450/750V",null,"YKGSLXkonyn 150/250V"]
["BiT 500 (St) BLACK OR","N2XH-O 0,6/1kV","TKSY","H07V-K (LgY) 450/750V",null,"YKGSLXkonyn 300/500V"]
["BiT 500 (St) FR","NHXCH FE180/E30 MICA","XASpn","LgYd  450/750V",null,"YKGSLYkonyn 0,6/1kV"]
["BiT 500 (St) H","NHXCH FE180/E90 MICA","XWD(X)pek","NYCY 0,6/1kV",null,"YKGSLYkonyn 150/250V"]
["BiT 500 (St) OR","NHXH-J FE180/E30 MICA","XWL 75","OGŁ 0,6/1 kV",null,"YKGSLYkonyn 300/500V"]
["BiT 500 (St)H BLACK","NHXH-J FE180/E90 MICA","XzASn 75 0,8/3,7","OGŁp 0,6/1 kV",null,"YKGSXektyn 0,6/1kV"]
["BiT 500 2(St) ","NHXH-O FE180/E30 MICA","XzKAXw(ekw)","YAKXS (żo) 0,6/1 kV",null,"YKGSXektyn 300/500V"]
["BiT 500 2(St) BLACK ","NHXH-O FE180/E90 MICA","XzKSLXw(ekw) ","YAKXS 0,6/1 kV",null,"YKGSXFoyn 0,6/1kV"]
["BiT 500 2(St) BLACK FR ","NHXMH-J 300/500V","XzTKMXpw","YAKY (żo) 0,6/1kV",null,"YKGSXFoyn 300/500V"]
["BiT 500 2(St) BLACK OR ","NHXMH-O 300/500V","XzTKMXpwFtZnx","YAKY 0,6/1kV",null,"YKGSXFtlyn 0,6/1kV"]
["BiT 500 2(St) FR ","NKGs FE180/PH90","XzTKMXpwn","YAKYFoy(żo) 0,6/1 kV",null,"YKGSXFtlyn 300/500V"]
["BiT 500 2(St) H ","NKGs(żo) FE180/PH90","XzWDXpek","YKXS (żo) 0,6/1kV",null,"YKGSXFtZnyn 0,6/1kV"]
["BiT 500 2(St) OR ","YnTKSXekw","YAS, YASp","YKXS 0,6/1kV",null,"YKGSXFtZnyn 300/500V"]
["BiT 500 2(St)H BLACK ","YnTKSY","YnTKSXekp","YKY  0,6/1kV",null,"YKGSXkonyn 0,6/1kV"]
["BiT 500 BLACK","YnTKSYekw","Yn-YTKSXekp","YKY (żo)  0,6/1kV",null,"YKGSXkonyn 300/500V"]
["BiT 500 BLACK FR",null,"YTDY","YKYektmy (żo) 0,6/1 kV",null,"YKGSYektyn 0,6/1kV"]
["BiT 500 BLACK OR  ",null,"YTDYekw","YKYektmy 0,6/1 kV",null,"YKGSYektyn 300/500V"]
["BiT 500 C",null,"YTKSXekp","YKYFoy (żo) 0,6/1kV",null,"YKGSYFoyn 0,6/1kV"]
["BiT 500 C BLACK",null,"YTKSY","YKYFoy 0,6/1kV",null,"YKGSYFoyn 300/500V"]
["BiT 500 C BLACK FR",null,"YTKSYekp","YKYFtZny (żo) 0,6/1kV  ",null,"YKGSYFtlyn 0,6/1kV"]
["BiT 500 C BLACK OR ",null,"YTKSYekw","YKYFtZny 0,6/1kV  ",null,"YKGSYFtlyn 300/500V"]
["BiT 500 C FR ",null,"YTKZYekw","YnKXS (żo) 0,6/1kV",null,"YKGSYFtZnyn 0,6/1kV"]
["BiT 500 C OR ",null,"YTLY","YnKXS 0,6/1kV",null,"YKGSYFtZnyn 300/500V"]
["BiT 500 CH ",null,"YTLYekw","YnKY (żo)  0,6/1kV",null,"YKGSYkonyn 0,6/1kV"]
["BiT 500 CH BLACK ",null,"YWDX(pek)","YnKY 0,6/1kV",null,"YKGSYkonyn 300/500V"]
["BiT 500 CY",null,"YWL 75","YoKXS (żo) 0,6/1kV",null,"YKGYFoyn 0,6/1kV"]
["BiT 500 CY FR ",null,"Y-YTKSXekp","YoKXS 0,6/1kV",null,"YKGYFoyn-żo 0,6/1kV"]
["BiT 500 CY OR ",null,null,"YoKY (żo)  0,6/1kV",null,"YKGYFtlyn 0,6/1kV"]
["BiT 500 FR",null,null,"YoKY 0,6/1kV",null,"YKGYFtZnyn 0,6/1kV"]
["BiT 500 H",null,null,null,null,"YnHKGSLX 0,6/1kV"]
["BiT 500 H BLACK",null,null,null,null,"YnHKGSLX 150/250V"]
["BiT 500 HCH ",null,null,null,null,"YnHKGSLX 300/500V"]
["BiT 500 OR",null,null,null,null,"YnHKGSLY 0,6/1kV"]
["BiT 750",null,null,null,null,"YnHKGSLY 150/250V"]
["BiT 750 CY",null,null,null,null,"YnHKGSLY 300/500V"]
["BiT CP",null,null,null,null,"YnKGSLX 0,6/1kV"]
["BiT Device",null,null,null,null,"YnKGSLX 150/250V"]
["BiT E-BUS",null,null,null,null,"YnKGSLX 300/500V"]
["BiT KJAAM",null,null,null,null,"YnKGSLXkon 150/250V"]
["BiT KJAAM ARM",null,null,null,null,"YnKGSLXkon 300/500V"]
["BiT KJAAM OUTDOOR",null,null,null,null,"YnKGSLY 0,6/1kV"]
["BiT KJAAM-HF UV",null,null,null,null,"YnKGSLY 150/250V"]
["BiT L2-BUS",null,null,null,null,"YnKGSLY 300/500V"]
["BiT Li2YCY-P(St)",null,null,null,null,"YnKGSLYkon 150/250V"]
["BiT LiHCH  300/300V",null,null,null,null,"YnKGSLYkon 300/500V"]
["BiT LiHCH  300/500V",null,null,null,null,"YnKGSX 0,6/1kV"]
["BiT LiHH  300/300V",null,null,null,null,"YnKGSX 300/500V"]
["BiT LiHH  300/500V",null,null,null,null,"YnKGSXeko 300/500V"]
["BiT LiYCY  300/300V",null,null,null,null,"YnKGSY 0,6/1kV"]
["BiT LiYCY  300/500V",null,null,null,null,"YnKGSY 300/500V"]
["BiT LiYCYn  300/300V",null,null,null,null,"YnKGSYeko 300/500V"]
["BiT LiYCYn  300/500V",null,null,null,null,"YnKGY-żo 0,6/1kV"]
["BiT LiYCYo  300/300V",null,null,null,null,"YnOGY  0,6/1kV"]
["BiT LiYCYo  300/500V",null,null,null,null,"YnOGYek 0,6/1kV"]
["BiT LiYY  300/300V",null,null,null,null,"YnOGYekm 0,6/1kV"]
["BiT LiYY  300/500V",null,null,null,null,"YnStY-Gżo 300/500V"]
["BiT LiYYn  300/300V",null,null,null,null,"YnTKGX "]
["BiT LiYYn  300/500V",null,null,null,null,"YnWGDek 75"]
["BiT LiYYo  300/300V",null,null,null,null,"YTKGXFoyn"]
["BiT LiYYo  300/500V",null,null,null,null,"YTKGXFtlyn"]
["BiT NOVAK",null,null,null,null,"YTKGXFtZnyn"]
["BiT Profibus PA"]
["BiT Profinet typ A"]
["BiTsensor"]
["BiTservo 2XSLCH-J  0,6/1kV"]
["BiTservo 2XSLCY-J  0,6/1kV"]
["BiTservo 2XSLCYn-J  0,6/1kV"]
["BiTservo 2YSLCH-J  0,6/1kV"]
["BiTservo 2YSLCY-J  0,6/1kV"]
["BiTservo 2YSLCYn-J  0,6/1kV"]
["BiTservo 3plus 2XSLCH-J  0,6/1kV"]
["BiTservo 3plus 2XSLCY-J  0,6/1kV"]
["BiTservo 3plus 2XSLCYn-J  0,6/1kV"]
["BiTservo 3plus 2YSLCH-J  0,6/1kV"]
["BiTservo 3plus 2YSLCY-J  0,6/1kV"]
["BiTservo 3plus 2YSLCYn-J  0,6/1kV"]
["BiTservo UV 2XSLCYK-J  0,6/1kV"]
["BiTservo UV 2XSLCYK-J FR 0,6/1kV"]
["BiTservo UV 2YSLCYK-J  0,6/1kV"]
["BiTservo UV 3plus 2XSLCYK-J  0,6/1kV"]
["BiTservo UV 3plus 2XSLCYK-J FR  0,6/1kV"]
["BiTservo UV 3plus 2YSLCYK-J  0,6/1kV"]
["H05VV5-F 300/500V"]
["H05VVC4V5-K 300/500V"]
["IB-BiT 1000"]
["IB-BiT 1000 (St)"]
["IB-BiT 1000 2(St) "]
["IB-BiT 1000 C "]
["IB-BiT 1000 CY"]
["IB-BiT 500"]
["IB-BiT 500 (St)"]
["IB-BiT 500 2(St) "]
["IB-BiT 500 C"]
["IB-BiT 500 CY "]
["IB-BiT LiYCY  300/300V"]
["IB-BiT LiYCY  300/500V"]
["IB-BiT LiYY  300/300V"]
["IB-BiT LiYY  300/500V"]
["Kable dźwigowe 300/500V"]
["Kable dźwigowe 450/750V"]
["RD-H(St)HBd"]
["RD-Y(St)Y Bd"]
["RD-Y(St)Yv Bd"]
["RE-2Y(St)Yv-P"]
["RE-2Y(St)Yv-P(St)"]

{"sheet":"ZAMÓWIENIE","index":2,"n_rows":432,"n_cols":16,"rows_kept":432,"cut":false,"hidden":false,"merged":[[12,14,13,14],[12,11,13,11],[12,13,13,13],[12,1,13,1],[12,2,13,2],[12,7,13,7],[12,10,13,10],[12,9,13,9],[12,12,13,12],[8,1,8,2],[8,3,8,6],[0,10,0,12],[12,3,13,3],[12,5,13,5],[12,4,13,4],[12,6,13,6],[12,8,13,8],[3,5,3,6],[5,3,5,6],[3,1,3,2],[6,1,6,2],[6,3,6,6],[7,1,7,2],[7,3,7,6],[5,1,5,2]]}
[null,null,null,null,null,null,null,null,null,null,"WAŻNE"]
[null,null,null,null,null,null,null,null,null,null,"1.",null,"Wypełnij dane (niebieskie pola)"]
[null,null,null,null,null,null,null,null,null,null,"2.",null,"Wpisz nr katalogowe kabli "]
[null,null,null,null,null,null,null,null,null,null,"3.",null,"Uzupełnij puste pola (ilości, rabaty)"]
[null,null,null,null,null,null,null,null,null,null,"4.",null,"Wciśnij przycisk wyślij plik (od wersji excel 2010 działa poprawnie)"]
[null,"Data: ",null,null,null,null,null,null,null,null,"5.",null,"Po pojawieniu się komunikatu \"Czy zamienić istniejacy plik\" wciśnij tak"]
[null,"Firma: "]
[null,"Imie Nazwisko "]
[null,"Inwestycja/ magazyn:"]
[]
[]
[null,null,null,null,null,null,null,null,null,"Wartosc oferty",{"$f":"SUM(K15:K432)","v":0}]
[null,"Lp","Nr katalogowy","                                                       Opis                                                          ","Przekrój/ilość żył","Ilość  (km)","Cena jedn.       zł netto","Wartość                     zł netto","Rabat            ( % )","Cena po rab.           zł netto","Wartość po rab.              zł netto","Scieżka do karty katalogowej produktu","Scieżka do karty katalogowej produktu","Scieżka do karty bezpieczeństwa produktu","Scieżka do karty bezpieczeństwa produktu"]
[]
[null,{"$f":"IF(C15<>\"\",B14+1,\"\")","v":""},null,{"$f":"IF(C15=\"\",\"\",VLOOKUP(C15,'CENNIK PŁASKI'!$D$2:$AH$21834,3,0))","v":""},{"$f":"IF(C15=\"\",\"\",VLOOKUP(C15,'CENNIK PŁASKI'!$D$2:$AH$21834,4,0))","v":""},null,{"$f":"IF(C15=\"\",\"\",VLOOKUP(C15,'CENNIK PŁASKI'!$D$2:$AH$21834,9,0))","v":""},{"$f":"IF(C15=\"\",\"\",F15*G15)","v":""},null,{"$f":"IF(B15=\"\",\"\",IF(I15>0,G15*(1-I15),G15))","v":""},{"$f":"IF(C15=\"\",\"\",IF(I15>0,H15*(1-I15),H15))","v":""},{"$f":"IF(C15=\"\",\"\",VLOOKUP(C15,'[3]CENNIK PŁASKI'!$C$2:$AH$27586,24,0))","v":""},{"$f":"HYPERLINK(L15,L15)","v":""},{"$f":"IF(C15=\"\",\"\",VLOOKUP(C15,'[3]CENNIK PŁASKI'!$C$2:$AH$27586,25,0))","v":""},{"$f":"HYPERLINK(N15,N15)","v":""},{"$f":"IF(C15<>\"\",IF(ISNUMBER(F15),\"\",\"Proszę wpisać ilość\"),\"\")","v":""}]
[null,{"$f":"IF(C16<>\"\",B15+1,\"\")","v":""},null,{"$f":"IF(C16=\"\",\"\",VLOOKUP(C16,'CENNIK PŁASKI'!$D$2:$AH$21834,3,0))","v":""},{"$f":"IF(C16=\"\",\"\",VLOOKUP(C16,'CENNIK PŁASKI'!$D$2:$AH$21834,4,0))","v":""},null,{"$f":"IF(C16=\"\",\"\",VLOOKUP(C16,'CENNIK PŁASKI'!$D$2:$AH$21834,9,0))","v":""},{"$f":"IF(C16=\"\",\"\",F16*G16)","v":""},null,{"$f":"IF(B16=\"\",\"\",IF(I16>0,G16*(1-I16),G16))","v":""},{"$f":"IF(C16=\"\",\"\",IF(I16>0,H16*(1-I16),H16))","v":""},{"$f":"IF(C16=\"\",\"\",VLOOKUP(C16,'[3]CENNIK PŁASKI'!$C$2:$AH$27586,24,0))","v":""},{"$f":"HYPERLINK(L16,L16)","v":""},{"$f":"IF(C16=\"\",\"\",VLOOKUP(C16,'[3]CENNIK PŁASKI'!$C$2:$AH$27586,25,0))","v":""},{"$f":"HYPERLINK(N16,N16)","v":""},""]
[null,"",null,{"$f":"IF(C17=\"\",\"\",VLOOKUP(C17,'CENNIK PŁASKI'!$D$2:$AH$21834,3,0))","v":""},{"$f":"IF(C17=\"\",\"\",VLOOKUP(C17,'CENNIK PŁASKI'!$D$2:$AH$21834,4,0))","v":""},null,{"$f":"IF(C17=\"\",\"\",VLOOKUP(C17,'CENNIK PŁASKI'!$D$2:$AH$21834,9,0))","v":""},"",null,"","",{"$f":"IF(C17=\"\",\"\",VLOOKUP(C17,'[3]CENNIK PŁASKI'!$C$2:$AH$27586,24,0))","v":""},"",{"$f":"IF(C17=\"\",\"\",VLOOKUP(C17,'[3]CENNIK PŁASKI'!$C$2:$AH$27586,25,0))","v":""},"",""]
[null,"",null,{"$f":"IF(C18=\"\",\"\",VLOOKUP(C18,'CENNIK PŁASKI'!$D$2:$AH$21834,3,0))","v":""},{"$f":"IF(C18=\"\",\"\",VLOOKUP(C18,'CENNIK PŁASKI'!$D$2:$AH$21834,4,0))","v":""},null,{"$f":"IF(C18=\"\",\"\",VLOOKUP(C18,'CENNIK PŁASKI'!$D$2:$AH$21834,9,0))","v":""},"",null,"","",{"$f":"IF(C18=\"\",\"\",VLOOKUP(C18,'[3]CENNIK PŁASKI'!$C$2:$AH$27586,24,0))","v":""},"",{"$f":"IF(C18=\"\",\"\",VLOOKUP(C18,'[3]CENNIK PŁASKI'!$C$2:$AH$27586,25,0))","v":""},"",""]
[null,"",null,{"$f":"IF(C19=\"\",\"\",VLOOKUP(C19,'CENNIK PŁASKI'!$D$2:$AH$21834,3,0))","v":""},{"$f":"IF(C19=\"\",\"\",VLOOKUP(C19,'CENNIK PŁASKI'!$D$2:$AH$21834,4,0))","v":""},null,{"$f":"IF(C19=\"\",\"\",VLOOKUP(C19,'CENNIK PŁASKI'!$D$2:$AH$21834,9,0))","v":""},"",null,"","",{"$f":"IF(C19=\"\",\"\",VLOOKUP(C19,'[3]CENNIK PŁASKI'!$C$2:$AH$27586,24,0))","v":""},"",{"$f":"IF(C19=\"\",\"\",VLOOKUP(C19,'[3]CENNIK PŁASKI'!$C$2:$AH$27586,25,0))","v":""},"",""]
[null,"",null,{"$f":"IF(C20=\"\",\"\",VLOOKUP(C20,'CENNIK PŁASKI'!$D$2:$AH$21834,3,0))","v":""},{"$f":"IF(C20=\"\",\"\",VLOOKUP(C20,'CENNIK PŁASKI'!$D$2:$AH$21834,4,0))","v":""},null,{"$f":"IF(C20=\"\",\"\",VLOOKUP(C20,'CENNIK PŁASKI'!$D$2:$AH$21834,9,0))","v":""},"",null,"","",{"$f":"IF(C20=\"\",\"\",VLOOKUP(C20,'[3]CENNIK PŁASKI'!$C$2:$AH$27586,24,0))","v":""},"",{"$f":"IF(C20=\"\",\"\",VLOOKUP(C20,'[3]CENNIK PŁASKI'!$C$2:$AH$27586,25,0))","v":""},"",""]
[null,"",null,{"$f":"IF(C21=\"\",\"\",VLOOKUP(C21,'CENNIK PŁASKI'!$D$2:$AH$21834,3,0))","v":""},{"$f":"IF(C21=\"\",\"\",VLOOKUP(C21,'CENNIK PŁASKI'!$D$2:$AH$21834,4,0))","v":""},null,{"$f":"IF(C21=\"\",\"\",VLOOKUP(C21,'CENNIK PŁASKI'!$D$2:$AH$21834,9,0))","v":""},"",null,"","",{"$f":"IF(C21=\"\",\"\",VLOOKUP(C21,'[3]CENNIK PŁASKI'!$C$2:$AH$27586,24,0))","v":""},"",{"$f":"IF(C21=\"\",\"\",VLOOKUP(C21,'[3]CENNIK PŁASKI'!$C$2:$AH$27586,25,0))","v":""},"",""]
[null,"",null,{"$f":"IF(C22=\"\",\"\",VLOOKUP(C22,'CENNIK PŁASKI'!$D$2:$AH$21834,3,0))","v":""},{"$f":"IF(C22=\"\",\"\",VLOOKUP(C22,'CENNIK PŁASKI'!$D$2:$AH$21834,4,0))","v":""},null,{"$f":"IF(C22=\"\",\"\",VLOOKUP(C22,'CENNIK PŁASKI'!$D$2:$AH$21834,9,0))","v":""},"",null,"","",{"$f":"IF(C22=\"\",\"\",VLOOKUP(C22,'[3]CENNIK PŁASKI'!$C$2:$AH$27586,24,0))","v":""},"",{"$f":"IF(C22=\"\",\"\",VLOOKUP(C22,'[3]CENNIK PŁASKI'!$C$2:$AH$27586,25,0))","v":""},"",""]
[null,"",null,{"$f":"IF(C23=\"\",\"\",VLOOKUP(C23,'CENNIK PŁASKI'!$D$2:$AH$21834,3,0))","v":""},{"$f":"IF(C23=\"\",\"\",VLOOKUP(C23,'CENNIK PŁASKI'!$D$2:$AH$21834,4,0))","v":""},null,{"$f":"IF(C23=\"\",\"\",VLOOKUP(C23,'CENNIK PŁASKI'!$D$2:$AH$21834,9,0))","v":""},"",null,"","",{"$f":"IF(C23=\"\",\"\",VLOOKUP(C23,'[3]CENNIK PŁASKI'!$C$2:$AH$27586,24,0))","v":""},"",{"$f":"IF(C23=\"\",\"\",VLOOKUP(C23,'[3]CENNIK PŁASKI'!$C$2:$AH$27586,25,0))","v":""},"",""]
[null,"",null,{"$f":"IF(C24=\"\",\"\",VLOOKUP(C24,'CENNIK PŁASKI'!$D$2:$AH$21834,3,0))","v":""},{"$f":"IF(C24=\"\",\"\",VLOOKUP(C24,'CENNIK PŁASKI'!$D$2:$AH$21834,4,0))","v":""},null,{"$f":"IF(C24=\"\",\"\",VLOOKUP(C24,'CENNIK PŁASKI'!$D$2:$AH$21834,9,0))","v":""},"",null,"","",{"$f":"IF(C24=\"\",\"\",VLOOKUP(C24,'[3]CENNIK PŁASKI'!$C$2:$AH$27586,24,0))","v":""},"",{"$f":"IF(C24=\"\",\"\",VLOOKUP(C24,'[3]CENNIK PŁASKI'!$C$2:$AH$27586,25,0))","v":""},"",""]
[null,"",null,{"$f":"IF(C25=\"\",\"\",VLOOKUP(C25,'CENNIK PŁASKI'!$D$2:$AH$21834,3,0))","v":""},{"$f":"IF(C25=\"\",\"\",VLOOKUP(C25,'CENNIK PŁASKI'!$D$2:$AH$21834,4,0))","v":""},null,{"$f":"IF(C25=\"\",\"\",VLOOKUP(C25,'CENNIK PŁASKI'!$D$2:$AH$21834,9,0))","v":""},"",null,"","",{"$f":"IF(C25=\"\",\"\",VLOOKUP(C25,'[3]CENNIK PŁASKI'!$C$2:$AH$27586,24,0))","v":""},"",{"$f":"IF(C25=\"\",\"\",VLOOKUP(C25,'[3]CENNIK PŁASKI'!$C$2:$AH$27586,25,0))","v":""},"",""]
[null,"",null,{"$f":"IF(C26=\"\",\"\",VLOOKUP(C26,'CENNIK PŁASKI'!$D$2:$AH$21834,3,0))","v":""},{"$f":"IF(C26=\"\",\"\",VLOOKUP(C26,'CENNIK PŁASKI'!$D$2:$AH$21834,4,0))","v":""},null,{"$f":"IF(C26=\"\",\"\",VLOOKUP(C26,'CENNIK PŁASKI'!$D$2:$AH$21834,9,0))","v":""},"",null,"","",{"$f":"IF(C26=\"\",\"\",VLOOKUP(C26,'[3]CENNIK PŁASKI'!$C$2:$AH$27586,24,0))","v":""},"",{"$f":"IF(C26=\"\",\"\",VLOOKUP(C26,'[3]CENNIK PŁASKI'!$C$2:$AH$27586,25,0))","v":""},"",""]
[null,"",null,{"$f":"IF(C27=\"\",\"\",VLOOKUP(C27,'CENNIK PŁASKI'!$D$2:$AH$21834,3,0))","v":""},{"$f":"IF(C27=\"\",\"\",VLOOKUP(C27,'CENNIK PŁASKI'!$D$2:$AH$21834,4,0))","v":""},null,{"$f":"IF(C27=\"\",\"\",VLOOKUP(C27,'CENNIK PŁASKI'!$D$2:$AH$21834,9,0))","v":""},"",null,"","",{"$f":"IF(C27=\"\",\"\",VLOOKUP(C27,'[3]CENNIK PŁASKI'!$C$2:$AH$27586,24,0))","v":""},"",{"$f":"IF(C27=\"\",\"\",VLOOKUP(C27,'[3]CENNIK PŁASKI'!$C$2:$AH$27586,25,0))","v":""},"",""]
[null,"",null,{"$f":"IF(C28=\"\",\"\",VLOOKUP(C28,'CENNIK PŁASKI'!$D$2:$AH$21834,3,0))","v":""},{"$f":"IF(C28=\"\",\"\",VLOOKUP(C28,'CENNIK PŁASKI'!$D$2:$AH$21834,4,0))","v":""},null,{"$f":"IF(C28=\"\",\"\",VLOOKUP(C28,'CENNIK PŁASKI'!$D$2:$AH$21834,9,0))","v":""},"",null,"","",{"$f":"IF(C28=\"\",\"\",VLOOKUP(C28,'[3]CENNIK PŁASKI'!$C$2:$AH$27586,24,0))","v":""},"",{"$f":"IF(C28=\"\",\"\",VLOOKUP(C28,'[3]CENNIK PŁASKI'!$C$2:$AH$27586,25,0))","v":""},"",""]
[null,"",null,{"$f":"IF(C29=\"\",\"\",VLOOKUP(C29,'CENNIK PŁASKI'!$D$2:$AH$21834,3,0))","v":""},{"$f":"IF(C29=\"\",\"\",VLOOKUP(C29,'CENNIK PŁASKI'!$D$2:$AH$21834,4,0))","v":""},null,{"$f":"IF(C29=\"\",\"\",VLOOKUP(C29,'CENNIK PŁASKI'!$D$2:$AH$21834,9,0))","v":""},"",null,"","",{"$f":"IF(C29=\"\",\"\",VLOOKUP(C29,'[3]CENNIK PŁASKI'!$C$2:$AH$27586,24,0))","v":""},"",{"$f":"IF(C29=\"\",\"\",VLOOKUP(C29,'[3]CENNIK PŁASKI'!$C$2:$AH$27586,25,0))","v":""},"",""]
[null,"",null,{"$f":"IF(C30=\"\",\"\",VLOOKUP(C30,'CENNIK PŁASKI'!$D$2:$AH$21834,3,0))","v":""},{"$f":"IF(C30=\"\",\"\",VLOOKUP(C30,'CENNIK PŁASKI'!$D$2:$AH$21834,4,0))","v":""},null,{"$f":"IF(C30=\"\",\"\",VLOOKUP(C30,'CENNIK PŁASKI'!$D$2:$AH$21834,9,0))","v":""},"",null,"","",{"$f":"IF(C30=\"\",\"\",VLOOKUP(C30,'[3]CENNIK PŁASKI'!$C$2:$AH$27586,24,0))","v":""},"",{"$f":"IF(C30=\"\",\"\",VLOOKUP(C30,'[3]CENNIK PŁASKI'!$C$2:$AH$27586,25,0))","v":""},"",""]
[null,"",null,{"$f":"IF(C31=\"\",\"\",VLOOKUP(C31,'CENNIK PŁASKI'!$D$2:$AH$21834,3,0))","v":""},{"$f":"IF(C31=\"\",\"\",VLOOKUP(C31,'CENNIK PŁASKI'!$D$2:$AH$21834,4,0))","v":""},null,{"$f":"IF(C31=\"\",\"\",VLOOKUP(C31,'CENNIK PŁASKI'!$D$2:$AH$21834,9,0))","v":""},"",null,"","",{"$f":"IF(C31=\"\",\"\",VLOOKUP(C31,'[3]CENNIK PŁASKI'!$C$2:$AH$27586,24,0))","v":""},"",{"$f":"IF(C31=\"\",\"\",VLOOKUP(C31,'[3]CENNIK PŁASKI'!$C$2:$AH$27586,25,0))","v":""},"",""]
[null,"",null,{"$f":"IF(C32=\"\",\"\",VLOOKUP(C32,'CENNIK PŁASKI'!$D$2:$AH$21834,3,0))","v":""},{"$f":"IF(C32=\"\",\"\",VLOOKUP(C32,'CENNIK PŁASKI'!$D$2:$AH$21834,4,0))","v":""},null,{"$f":"IF(C32=\"\",\"\",VLOOKUP(C32,'CENNIK PŁASKI'!$D$2:$AH$21834,9,0))","v":""},"",null,"","",{"$f":"IF(C32=\"\",\"\",VLOOKUP(C32,'[3]CENNIK PŁASKI'!$C$2:$AH$27586,24,0))","v":""},"",{"$f":"IF(C32=\"\",\"\",VLOOKUP(C32,'[3]CENNIK PŁASKI'!$C$2:$AH$27586,25,0))","v":""},"",""]
[null,"",null,{"$f":"IF(C33=\"\",\"\",VLOOKUP(C33,'CENNIK PŁASKI'!$D$2:$AH$21834,3,0))","v":""},{"$f":"IF(C33=\"\",\"\",VLOOKUP(C33,'CENNIK PŁASKI'!$D$2:$AH$21834,4,0))","v":""},null,{"$f":"IF(C33=\"\",\"\",VLOOKUP(C33,'CENNIK PŁASKI'!$D$2:$AH$21834,9,0))","v":""},"",null,"","",{"$f":"IF(C33=\"\",\"\",VLOOKUP(C33,'[3]CENNIK PŁASKI'!$C$2:$AH$27586,24,0))","v":""},"",{"$f":"IF(C33=\"\",\"\",VLOOKUP(C33,'[3]CENNIK PŁASKI'!$C$2:$AH$27586,25,0))","v":""},"",""]
[null,"",null,{"$f":"IF(C34=\"\",\"\",VLOOKUP(C34,'CENNIK PŁASKI'!$D$2:$AH$21834,3,0))","v":""},{"$f":"IF(C34=\"\",\"\",VLOOKUP(C34,'CENNIK PŁASKI'!$D$2:$AH$21834,4,0))","v":""},null,{"$f":"IF(C34=\"\",\"\",VLOOKUP(C34,'CENNIK PŁASKI'!$D$2:$AH$21834,9,0))","v":""},"",null,"","",{"$f":"IF(C34=\"\",\"\",VLOOKUP(C34,'[3]CENNIK PŁASKI'!$C$2:$AH$27586,24,0))","v":""},"",{"$f":"IF(C34=\"\",\"\",VLOOKUP(C34,'[3]CENNIK PŁASKI'!$C$2:$AH$27586,25,0))","v":""},"",""]
[null,"",null,{"$f":"IF(C35=\"\",\"\",VLOOKUP(C35,'CENNIK PŁASKI'!$D$2:$AH$21834,3,0))","v":""},{"$f":"IF(C35=\"\",\"\",VLOOKUP(C35,'CENNIK PŁASKI'!$D$2:$AH$21834,4,0))","v":""},null,{"$f":"IF(C35=\"\",\"\",VLOOKUP(C35,'CENNIK PŁASKI'!$D$2:$AH$21834,9,0))","v":""},"",null,"","",{"$f":"IF(C35=\"\",\"\",VLOOKUP(C35,'[3]CENNIK PŁASKI'!$C$2:$AH$27586,24,0))","v":""},"",{"$f":"IF(C35=\"\",\"\",VLOOKUP(C35,'[3]CENNIK PŁASKI'!$C$2:$AH$27586,25,0))","v":""},"",""]
[null,"",null,{"$f":"IF(C36=\"\",\"\",VLOOKUP(C36,'CENNIK PŁASKI'!$D$2:$AH$21834,3,0))","v":""},{"$f":"IF(C36=\"\",\"\",VLOOKUP(C36,'CENNIK PŁASKI'!$D$2:$AH$21834,4,0))","v":""},null,{"$f":"IF(C36=\"\",\"\",VLOOKUP(C36,'CENNIK PŁASKI'!$D$2:$AH$21834,9,0))","v":""},"",null,"","",{"$f":"IF(C36=\"\",\"\",VLOOKUP(C36,'[3]CENNIK PŁASKI'!$C$2:$AH$27586,24,0))","v":""},"",{"$f":"IF(C36=\"\",\"\",VLOOKUP(C36,'[3]CENNIK PŁASKI'!$C$2:$AH$27586,25,0))","v":""},"",""]
[null,"",null,{"$f":"IF(C37=\"\",\"\",VLOOKUP(C37,'CENNIK PŁASKI'!$D$2:$AH$21834,3,0))","v":""},{"$f":"IF(C37=\"\",\"\",VLOOKUP(C37,'CENNIK PŁASKI'!$D$2:$AH$21834,4,0))","v":""},null,{"$f":"IF(C37=\"\",\"\",VLOOKUP(C37,'CENNIK PŁASKI'!$D$2:$AH$21834,9,0))","v":""},"",null,"","",{"$f":"IF(C37=\"\",\"\",VLOOKUP(C37,'[3]CENNIK PŁASKI'!$C$2:$AH$27586,24,0))","v":""},"",{"$f":"IF(C37=\"\",\"\",VLOOKUP(C37,'[3]CENNIK PŁASKI'!$C$2:$AH$27586,25,0))","v":""},"",""]
[null,"",null,{"$f":"IF(C38=\"\",\"\",VLOOKUP(C38,'CENNIK PŁASKI'!$D$2:$AH$21834,3,0))","v":""},{"$f":"IF(C38=\"\",\"\",VLOOKUP(C38,'CENNIK PŁASKI'!$D$2:$AH$21834,4,0))","v":""},null,{"$f":"IF(C38=\"\",\"\",VLOOKUP(C38,'CENNIK PŁASKI'!$D$2:$AH$21834,9,0))","v":""},"",null,"","",{"$f":"IF(C38=\"\",\"\",VLOOKUP(C38,'[3]CENNIK PŁASKI'!$C$2:$AH$27586,24,0))","v":""},"",{"$f":"IF(C38=\"\",\"\",VLOOKUP(C38,'[3]CENNIK PŁASKI'!$C$2:$AH$27586,25,0))","v":""},"",""]
[null,"",null,{"$f":"IF(C39=\"\",\"\",VLOOKUP(C39,'CENNIK PŁASKI'!$D$2:$AH$21834,3,0))","v":""},{"$f":"IF(C39=\"\",\"\",VLOOKUP(C39,'CENNIK PŁASKI'!$D$2:$AH$21834,4,0))","v":""},null,{"$f":"IF(C39=\"\",\"\",VLOOKUP(C39,'CENNIK PŁASKI'!$D$2:$AH$21834,9,0))","v":""},"",null,"","",{"$f":"IF(C39=\"\",\"\",VLOOKUP(C39,'[3]CENNIK PŁASKI'!$C$2:$AH$27586,24,0))","v":""},"",{"$f":"IF(C39=\"\",\"\",VLOOKUP(C39,'[3]CENNIK PŁASKI'!$C$2:$AH$27586,25,0))","v":""},"",""]
[null,"",null,{"$f":"IF(C40=\"\",\"\",VLOOKUP(C40,'CENNIK PŁASKI'!$D$2:$AH$21834,3,0))","v":""},{"$f":"IF(C40=\"\",\"\",VLOOKUP(C40,'CENNIK PŁASKI'!$D$2:$AH$21834,4,0))","v":""},null,{"$f":"IF(C40=\"\",\"\",VLOOKUP(C40,'CENNIK PŁASKI'!$D$2:$AH$21834,9,0))","v":""},"",null,"","",{"$f":"IF(C40=\"\",\"\",VLOOKUP(C40,'[3]CENNIK PŁASKI'!$C$2:$AH$27586,24,0))","v":""},"",{"$f":"IF(C40=\"\",\"\",VLOOKUP(C40,'[3]CENNIK PŁASKI'!$C$2:$AH$27586,25,0))","v":""},"",""]
[null,"",null,{"$f":"IF(C41=\"\",\"\",VLOOKUP(C41,'CENNIK PŁASKI'!$D$2:$AH$21834,3,0))","v":""},{"$f":"IF(C41=\"\",\"\",VLOOKUP(C41,'CENNIK PŁASKI'!$D$2:$AH$21834,4,0))","v":""},null,{"$f":"IF(C41=\"\",\"\",VLOOKUP(C41,'CENNIK PŁASKI'!$D$2:$AH$21834,9,0))","v":""},"",null,"","",{"$f":"IF(C41=\"\",\"\",VLOOKUP(C41,'[3]CENNIK PŁASKI'!$C$2:$AH$27586,24,0))","v":""},"",{"$f":"IF(C41=\"\",\"\",VLOOKUP(C41,'[3]CENNIK PŁASKI'!$C$2:$AH$27586,25,0))","v":""},"",""]
[null,"",null,{"$f":"IF(C42=\"\",\"\",VLOOKUP(C42,'CENNIK PŁASKI'!$D$2:$AH$21834,3,0))","v":""},{"$f":"IF(C42=\"\",\"\",VLOOKUP(C42,'CENNIK PŁASKI'!$D$2:$AH$21834,4,0))","v":""},null,{"$f":"IF(C42=\"\",\"\",VLOOKUP(C42,'CENNIK PŁASKI'!$D$2:$AH$21834,9,0))","v":""},"",null,"","",{"$f":"IF(C42=\"\",\"\",VLOOKUP(C42,'[3]CENNIK PŁASKI'!$C$2:$AH$27586,24,0))","v":""},"",{"$f":"IF(C42=\"\",\"\",VLOOKUP(C42,'[3]CENNIK PŁASKI'!$C$2:$AH$27586,25,0))","v":""},"",""]
[null,"",null,{"$f":"IF(C43=\"\",\"\",VLOOKUP(C43,'CENNIK PŁASKI'!$D$2:$AH$21834,3,0))","v":""},{"$f":"IF(C43=\"\",\"\",VLOOKUP(C43,'CENNIK PŁASKI'!$D$2:$AH$21834,4,0))","v":""},null,{"$f":"IF(C43=\"\",\"\",VLOOKUP(C43,'CENNIK PŁASKI'!$D$2:$AH$21834,9,0))","v":""},"",null,"","",{"$f":"IF(C43=\"\",\"\",VLOOKUP(C43,'[3]CENNIK PŁASKI'!$C$2:$AH$27586,24,0))","v":""},"",{"$f":"IF(C43=\"\",\"\",VLOOKUP(C43,'[3]CENNIK PŁASKI'!$C$2:$AH$27586,25,0))","v":""},"",""]
[null,"",null,{"$f":"IF(C44=\"\",\"\",VLOOKUP(C44,'CENNIK PŁASKI'!$D$2:$AH$21834,3,0))","v":""},{"$f":"IF(C44=\"\",\"\",VLOOKUP(C44,'CENNIK PŁASKI'!$D$2:$AH$21834,4,0))","v":""},null,{"$f":"IF(C44=\"\",\"\",VLOOKUP(C44,'CENNIK PŁASKI'!$D$2:$AH$21834,9,0))","v":""},"",null,"","",{"$f":"IF(C44=\"\",\"\",VLOOKUP(C44,'[3]CENNIK PŁASKI'!$C$2:$AH$27586,24,0))","v":""},"",{"$f":"IF(C44=\"\",\"\",VLOOKUP(C44,'[3]CENNIK PŁASKI'!$C$2:$AH$27586,25,0))","v":""},"",""]
[null,"",null,{"$f":"IF(C45=\"\",\"\",VLOOKUP(C45,'CENNIK PŁASKI'!$D$2:$AH$21834,3,0))","v":""},{"$f":"IF(C45=\"\",\"\",VLOOKUP(C45,'CENNIK PŁASKI'!$D$2:$AH$21834,4,0))","v":""},null,{"$f":"IF(C45=\"\",\"\",VLOOKUP(C45,'CENNIK PŁASKI'!$D$2:$AH$21834,9,0))","v":""},"",null,"","",{"$f":"IF(C45=\"\",\"\",VLOOKUP(C45,'[3]CENNIK PŁASKI'!$C$2:$AH$27586,24,0))","v":""},"",{"$f":"IF(C45=\"\",\"\",VLOOKUP(C45,'[3]CENNIK PŁASKI'!$C$2:$AH$27586,25,0))","v":""},"",""]
[null,"",null,{"$f":"IF(C46=\"\",\"\",VLOOKUP(C46,'CENNIK PŁASKI'!$D$2:$AH$21834,3,0))","v":""},{"$f":"IF(C46=\"\",\"\",VLOOKUP(C46,'CENNIK PŁASKI'!$D$2:$AH$21834,4,0))","v":""},null,{"$f":"IF(C46=\"\",\"\",VLOOKUP(C46,'CENNIK PŁASKI'!$D$2:$AH$21834,9,0))","v":""},"",null,"","",{"$f":"IF(C46=\"\",\"\",VLOOKUP(C46,'[3]CENNIK PŁASKI'!$C$2:$AH$27586,24,0))","v":""},"",{"$f":"IF(C46=\"\",\"\",VLOOKUP(C46,'[3]CENNIK PŁASKI'!$C$2:$AH$27586,25,0))","v":""},"",""]
[null,"",null,{"$f":"IF(C47=\"\",\"\",VLOOKUP(C47,'CENNIK PŁASKI'!$D$2:$AH$21834,3,0))","v":""},{"$f":"IF(C47=\"\",\"\",VLOOKUP(C47,'CENNIK PŁASKI'!$D$2:$AH$21834,4,0))","v":""},null,{"$f":"IF(C47=\"\",\"\",VLOOKUP(C47,'CENNIK PŁASKI'!$D$2:$AH$21834,9,0))","v":""},"",null,"","",{"$f":"IF(C47=\"\",\"\",VLOOKUP(C47,'[3]CENNIK PŁASKI'!$C$2:$AH$27586,24,0))","v":""},"",{"$f":"IF(C47=\"\",\"\",VLOOKUP(C47,'[3]CENNIK PŁASKI'!$C$2:$AH$27586,25,0))","v":""},"",""]
[null,"",null,{"$f":"IF(C48=\"\",\"\",VLOOKUP(C48,'CENNIK PŁASKI'!$D$2:$AH$21834,3,0))","v":""},{"$f":"IF(C48=\"\",\"\",VLOOKUP(C48,'CENNIK PŁASKI'!$D$2:$AH$21834,4,0))","v":""},null,{"$f":"IF(C48=\"\",\"\",VLOOKUP(C48,'CENNIK PŁASKI'!$D$2:$AH$21834,9,0))","v":""},"",null,"","",{"$f":"IF(C48=\"\",\"\",VLOOKUP(C48,'[3]CENNIK PŁASKI'!$C$2:$AH$27586,24,0))","v":""},"",{"$f":"IF(C48=\"\",\"\",VLOOKUP(C48,'[3]CENNIK PŁASKI'!$C$2:$AH$27586,25,0))","v":""},"",""]
[null,"",null,{"$f":"IF(C49=\"\",\"\",VLOOKUP(C49,'CENNIK PŁASKI'!$D$2:$AH$21834,3,0))","v":""},{"$f":"IF(C49=\"\",\"\",VLOOKUP(C49,'CENNIK PŁASKI'!$D$2:$AH$21834,4,0))","v":""},null,{"$f":"IF(C49=\"\",\"\",VLOOKUP(C49,'CENNIK PŁASKI'!$D$2:$AH$21834,9,0))","v":""},"",null,"","",{"$f":"IF(C49=\"\",\"\",VLOOKUP(C49,'[3]CENNIK PŁASKI'!$C$2:$AH$27586,24,0))","v":""},"",{"$f":"IF(C49=\"\",\"\",VLOOKUP(C49,'[3]CENNIK PŁASKI'!$C$2:$AH$27586,25,0))","v":""},"",""]
[null,"",null,{"$f":"IF(C50=\"\",\"\",VLOOKUP(C50,'CENNIK PŁASKI'!$D$2:$AH$21834,3,0))","v":""},{"$f":"IF(C50=\"\",\"\",VLOOKUP(C50,'CENNIK PŁASKI'!$D$2:$AH$21834,4,0))","v":""},null,{"$f":"IF(C50=\"\",\"\",VLOOKUP(C50,'CENNIK PŁASKI'!$D$2:$AH$21834,9,0))","v":""},"",null,"","",{"$f":"IF(C50=\"\",\"\",VLOOKUP(C50,'[3]CENNIK PŁASKI'!$C$2:$AH$27586,24,0))","v":""},"",{"$f":"IF(C50=\"\",\"\",VLOOKUP(C50,'[3]CENNIK PŁASKI'!$C$2:$AH$27586,25,0))","v":""},"",""]
[null,"",null,{"$f":"IF(C51=\"\",\"\",VLOOKUP(C51,'CENNIK PŁASKI'!$D$2:$AH$21834,3,0))","v":""},{"$f":"IF(C51=\"\",\"\",VLOOKUP(C51,'CENNIK PŁASKI'!$D$2:$AH$21834,4,0))","v":""},null,{"$f":"IF(C51=\"\",\"\",VLOOKUP(C51,'CENNIK PŁASKI'!$D$2:$AH$21834,9,0))","v":""},"",null,"","",{"$f":"IF(C51=\"\",\"\",VLOOKUP(C51,'[3]CENNIK PŁASKI'!$C$2:$AH$27586,24,0))","v":""},"",{"$f":"IF(C51=\"\",\"\",VLOOKUP(C51,'[3]CENNIK PŁASKI'!$C$2:$AH$27586,25,0))","v":""},"",""]
[null,"",null,{"$f":"IF(C52=\"\",\"\",VLOOKUP(C52,'CENNIK PŁASKI'!$D$2:$AH$21834,3,0))","v":""},{"$f":"IF(C52=\"\",\"\",VLOOKUP(C52,'CENNIK PŁASKI'!$D$2:$AH$21834,4,0))","v":""},null,{"$f":"IF(C52=\"\",\"\",VLOOKUP(C52,'CENNIK PŁASKI'!$D$2:$AH$21834,9,0))","v":""},"",null,"","",{"$f":"IF(C52=\"\",\"\",VLOOKUP(C52,'[3]CENNIK PŁASKI'!$C$2:$AH$27586,24,0))","v":""},"",{"$f":"IF(C52=\"\",\"\",VLOOKUP(C52,'[3]CENNIK PŁASKI'!$C$2:$AH$27586,25,0))","v":""},"",""]
[null,"",null,{"$f":"IF(C53=\"\",\"\",VLOOKUP(C53,'CENNIK PŁASKI'!$D$2:$AH$21834,3,0))","v":""},{"$f":"IF(C53=\"\",\"\",VLOOKUP(C53,'CENNIK PŁASKI'!$D$2:$AH$21834,4,0))","v":""},null,{"$f":"IF(C53=\"\",\"\",VLOOKUP(C53,'CENNIK PŁASKI'!$D$2:$AH$21834,9,0))","v":""},"",null,"","",{"$f":"IF(C53=\"\",\"\",VLOOKUP(C53,'[3]CENNIK PŁASKI'!$C$2:$AH$27586,24,0))","v":""},"",{"$f":"IF(C53=\"\",\"\",VLOOKUP(C53,'[3]CENNIK PŁASKI'!$C$2:$AH$27586,25,0))","v":""},"",""]
[null,"",null,{"$f":"IF(C54=\"\",\"\",VLOOKUP(C54,'CENNIK PŁASKI'!$D$2:$AH$21834,3,0))","v":""},{"$f":"IF(C54=\"\",\"\",VLOOKUP(C54,'CENNIK PŁASKI'!$D$2:$AH$21834,4,0))","v":""},null,{"$f":"IF(C54=\"\",\"\",VLOOKUP(C54,'CENNIK PŁASKI'!$D$2:$AH$21834,9,0))","v":""},"",null,"","",{"$f":"IF(C54=\"\",\"\",VLOOKUP(C54,'[3]CENNIK PŁASKI'!$C$2:$AH$27586,24,0))","v":""},"",{"$f":"IF(C54=\"\",\"\",VLOOKUP(C54,'[3]CENNIK PŁASKI'!$C$2:$AH$27586,25,0))","v":""},"",""]
[null,"",null,{"$f":"IF(C55=\"\",\"\",VLOOKUP(C55,'CENNIK PŁASKI'!$D$2:$AH$21834,3,0))","v":""},{"$f":"IF(C55=\"\",\"\",VLOOKUP(C55,'CENNIK PŁASKI'!$D$2:$AH$21834,4,0))","v":""},null,{"$f":"IF(C55=\"\",\"\",VLOOKUP(C55,'CENNIK PŁASKI'!$D$2:$AH$21834,9,0))","v":""},"",null,"","",{"$f":"IF(C55=\"\",\"\",VLOOKUP(C55,'[3]CENNIK PŁASKI'!$C$2:$AH$27586,24,0))","v":""},"",{"$f":"IF(C55=\"\",\"\",VLOOKUP(C55,'[3]CENNIK PŁASKI'!$C$2:$AH$27586,25,0))","v":""},"",""]
[null,"",null,{"$f":"IF(C56=\"\",\"\",VLOOKUP(C56,'CENNIK PŁASKI'!$D$2:$AH$21834,3,0))","v":""},{"$f":"IF(C56=\"\",\"\",VLOOKUP(C56,'CENNIK PŁASKI'!$D$2:$AH$21834,4,0))","v":""},null,{"$f":"IF(C56=\"\",\"\",VLOOKUP(C56,'CENNIK PŁASKI'!$D$2:$AH$21834,9,0))","v":""},"",null,"","",{"$f":"IF(C56=\"\",\"\",VLOOKUP(C56,'[3]CENNIK PŁASKI'!$C$2:$AH$27586,24,0))","v":""},"",{"$f":"IF(C56=\"\",\"\",VLOOKUP(C56,'[3]CENNIK PŁASKI'!$C$2:$AH$27586,25,0))","v":""},"",""]
[null,"",null,{"$f":"IF(C57=\"\",\"\",VLOOKUP(C57,'CENNIK PŁASKI'!$D$2:$AH$21834,3,0))","v":""},{"$f":"IF(C57=\"\",\"\",VLOOKUP(C57,'CENNIK PŁASKI'!$D$2:$AH$21834,4,0))","v":""},null,{"$f":"IF(C57=\"\",\"\",VLOOKUP(C57,'CENNIK PŁASKI'!$D$2:$AH$21834,9,0))","v":""},"",null,"","",{"$f":"IF(C57=\"\",\"\",VLOOKUP(C57,'[3]CENNIK PŁASKI'!$C$2:$AH$27586,24,0))","v":""},"",{"$f":"IF(C57=\"\",\"\",VLOOKUP(C57,'[3]CENNIK PŁASKI'!$C$2:$AH$27586,25,0))","v":""},"",""]
[null,"",null,{"$f":"IF(C58=\"\",\"\",VLOOKUP(C58,'CENNIK PŁASKI'!$D$2:$AH$21834,3,0))","v":""},{"$f":"IF(C58=\"\",\"\",VLOOKUP(C58,'CENNIK PŁASKI'!$D$2:$AH$21834,4,0))","v":""},null,{"$f":"IF(C58=\"\",\"\",VLOOKUP(C58,'CENNIK PŁASKI'!$D$2:$AH$21834,9,0))","v":""},"",null,"","",{"$f":"IF(C58=\"\",\"\",VLOOKUP(C58,'[3]CENNIK PŁASKI'!$C$2:$AH$27586,24,0))","v":""},"",{"$f":"IF(C58=\"\",\"\",VLOOKUP(C58,'[3]CENNIK PŁASKI'!$C$2:$AH$27586,25,0))","v":""},"",""]
[null,"",null,{"$f":"IF(C59=\"\",\"\",VLOOKUP(C59,'CENNIK PŁASKI'!$D$2:$AH$21834,3,0))","v":""},{"$f":"IF(C59=\"\",\"\",VLOOKUP(C59,'CENNIK PŁASKI'!$D$2:$AH$21834,4,0))","v":""},null,{"$f":"IF(C59=\"\",\"\",VLOOKUP(C59,'CENNIK PŁASKI'!$D$2:$AH$21834,9,0))","v":""},"",null,"","",{"$f":"IF(C59=\"\",\"\",VLOOKUP(C59,'[3]CENNIK PŁASKI'!$C$2:$AH$27586,24,0))","v":""},"",{"$f":"IF(C59=\"\",\"\",VLOOKUP(C59,'[3]CENNIK PŁASKI'!$C$2:$AH$27586,25,0))","v":""},"",""]
[null,"",null,{"$f":"IF(C60=\"\",\"\",VLOOKUP(C60,'CENNIK PŁASKI'!$D$2:$AH$21834,3,0))","v":""},{"$f":"IF(C60=\"\",\"\",VLOOKUP(C60,'CENNIK PŁASKI'!$D$2:$AH$21834,4,0))","v":""},null,{"$f":"IF(C60=\"\",\"\",VLOOKUP(C60,'CENNIK PŁASKI'!$D$2:$AH$21834,9,0))","v":""},"",null,"","",{"$f":"IF(C60=\"\",\"\",VLOOKUP(C60,'[3]CENNIK PŁASKI'!$C$2:$AH$27586,24,0))","v":""},"",{"$f":"IF(C60=\"\",\"\",VLOOKUP(C60,'[3]CENNIK PŁASKI'!$C$2:$AH$27586,25,0))","v":""},"",""]
[null,"",null,{"$f":"IF(C61=\"\",\"\",VLOOKUP(C61,'CENNIK PŁASKI'!$D$2:$AH$21834,3,0))","v":""},{"$f":"IF(C61=\"\",\"\",VLOOKUP(C61,'CENNIK PŁASKI'!$D$2:$AH$21834,4,0))","v":""},null,{"$f":"IF(C61=\"\",\"\",VLOOKUP(C61,'CENNIK PŁASKI'!$D$2:$AH$21834,9,0))","v":""},"",null,"","",{"$f":"IF(C61=\"\",\"\",VLOOKUP(C61,'[3]CENNIK PŁASKI'!$C$2:$AH$27586,24,0))","v":""},"",{"$f":"IF(C61=\"\",\"\",VLOOKUP(C61,'[3]CENNIK PŁASKI'!$C$2:$AH$27586,25,0))","v":""},"",""]
[null,"",null,{"$f":"IF(C62=\"\",\"\",VLOOKUP(C62,'CENNIK PŁASKI'!$D$2:$AH$21834,3,0))","v":""},{"$f":"IF(C62=\"\",\"\",VLOOKUP(C62,'CENNIK PŁASKI'!$D$2:$AH$21834,4,0))","v":""},null,{"$f":"IF(C62=\"\",\"\",VLOOKUP(C62,'CENNIK PŁASKI'!$D$2:$AH$21834,9,0))","v":""},"",null,"","",{"$f":"IF(C62=\"\",\"\",VLOOKUP(C62,'[3]CENNIK PŁASKI'!$C$2:$AH$27586,24,0))","v":""},"",{"$f":"IF(C62=\"\",\"\",VLOOKUP(C62,'[3]CENNIK PŁASKI'!$C$2:$AH$27586,25,0))","v":""},"",""]
[null,"",null,{"$f":"IF(C63=\"\",\"\",VLOOKUP(C63,'CENNIK PŁASKI'!$D$2:$AH$21834,3,0))","v":""},{"$f":"IF(C63=\"\",\"\",VLOOKUP(C63,'CENNIK PŁASKI'!$D$2:$AH$21834,4,0))","v":""},null,{"$f":"IF(C63=\"\",\"\",VLOOKUP(C63,'CENNIK PŁASKI'!$D$2:$AH$21834,9,0))","v":""},"",null,"","",{"$f":"IF(C63=\"\",\"\",VLOOKUP(C63,'[3]CENNIK PŁASKI'!$C$2:$AH$27586,24,0))","v":""},"",{"$f":"IF(C63=\"\",\"\",VLOOKUP(C63,'[3]CENNIK PŁASKI'!$C$2:$AH$27586,25,0))","v":""},"",""]
[null,"",null,{"$f":"IF(C64=\"\",\"\",VLOOKUP(C64,'CENNIK PŁASKI'!$D$2:$AH$21834,3,0))","v":""},{"$f":"IF(C64=\"\",\"\",VLOOKUP(C64,'CENNIK PŁASKI'!$D$2:$AH$21834,4,0))","v":""},null,{"$f":"IF(C64=\"\",\"\",VLOOKUP(C64,'CENNIK PŁASKI'!$D$2:$AH$21834,9,0))","v":""},"",null,"","",{"$f":"IF(C64=\"\",\"\",VLOOKUP(C64,'[3]CENNIK PŁASKI'!$C$2:$AH$27586,24,0))","v":""},"",{"$f":"IF(C64=\"\",\"\",VLOOKUP(C64,'[3]CENNIK PŁASKI'!$C$2:$AH$27586,25,0))","v":""},"",""]
[null,"",null,{"$f":"IF(C65=\"\",\"\",VLOOKUP(C65,'CENNIK PŁASKI'!$D$2:$AH$21834,3,0))","v":""},{"$f":"IF(C65=\"\",\"\",VLOOKUP(C65,'CENNIK PŁASKI'!$D$2:$AH$21834,4,0))","v":""},null,{"$f":"IF(C65=\"\",\"\",VLOOKUP(C65,'CENNIK PŁASKI'!$D$2:$AH$21834,9,0))","v":""},"",null,"","",{"$f":"IF(C65=\"\",\"\",VLOOKUP(C65,'[3]CENNIK PŁASKI'!$C$2:$AH$27586,24,0))","v":""},"",{"$f":"IF(C65=\"\",\"\",VLOOKUP(C65,'[3]CENNIK PŁASKI'!$C$2:$AH$27586,25,0))","v":""},"",""]
[null,"",null,{"$f":"IF(C66=\"\",\"\",VLOOKUP(C66,'CENNIK PŁASKI'!$D$2:$AH$21834,3,0))","v":""},{"$f":"IF(C66=\"\",\"\",VLOOKUP(C66,'CENNIK PŁASKI'!$D$2:$AH$21834,4,0))","v":""},null,{"$f":"IF(C66=\"\",\"\",VLOOKUP(C66,'CENNIK PŁASKI'!$D$2:$AH$21834,9,0))","v":""},"",null,"","",{"$f":"IF(C66=\"\",\"\",VLOOKUP(C66,'[3]CENNIK PŁASKI'!$C$2:$AH$27586,24,0))","v":""},"",{"$f":"IF(C66=\"\",\"\",VLOOKUP(C66,'[3]CENNIK PŁASKI'!$C$2:$AH$27586,25,0))","v":""},"",""]
[null,"",null,{"$f":"IF(C67=\"\",\"\",VLOOKUP(C67,'CENNIK PŁASKI'!$D$2:$AH$21834,3,0))","v":""},{"$f":"IF(C67=\"\",\"\",VLOOKUP(C67,'CENNIK PŁASKI'!$D$2:$AH$21834,4,0))","v":""},null,{"$f":"IF(C67=\"\",\"\",VLOOKUP(C67,'CENNIK PŁASKI'!$D$2:$AH$21834,9,0))","v":""},"",null,"","",{"$f":"IF(C67=\"\",\"\",VLOOKUP(C67,'[3]CENNIK PŁASKI'!$C$2:$AH$27586,24,0))","v":""},"",{"$f":"IF(C67=\"\",\"\",VLOOKUP(C67,'[3]CENNIK PŁASKI'!$C$2:$AH$27586,25,0))","v":""},"",""]
[null,"",null,{"$f":"IF(C68=\"\",\"\",VLOOKUP(C68,'CENNIK PŁASKI'!$D$2:$AH$21834,3,0))","v":""},{"$f":"IF(C68=\"\",\"\",VLOOKUP(C68,'CENNIK PŁASKI'!$D$2:$AH$21834,4,0))","v":""},null,{"$f":"IF(C68=\"\",\"\",VLOOKUP(C68,'CENNIK PŁASKI'!$D$2:$AH$21834,9,0))","v":""},"",null,"","",{"$f":"IF(C68=\"\",\"\",VLOOKUP(C68,'[3]CENNIK PŁASKI'!$C$2:$AH$27586,24,0))","v":""},"",{"$f":"IF(C68=\"\",\"\",VLOOKUP(C68,'[3]CENNIK PŁASKI'!$C$2:$AH$27586,25,0))","v":""},"",""]
[null,"",null,{"$f":"IF(C69=\"\",\"\",VLOOKUP(C69,'CENNIK PŁASKI'!$D$2:$AH$21834,3,0))","v":""},{"$f":"IF(C69=\"\",\"\",VLOOKUP(C69,'CENNIK PŁASKI'!$D$2:$AH$21834,4,0))","v":""},null,{"$f":"IF(C69=\"\",\"\",VLOOKUP(C69,'CENNIK PŁASKI'!$D$2:$AH$21834,9,0))","v":""},"",null,"","",{"$f":"IF(C69=\"\",\"\",VLOOKUP(C69,'[3]CENNIK PŁASKI'!$C$2:$AH$27586,24,0))","v":""},"",{"$f":"IF(C69=\"\",\"\",VLOOKUP(C69,'[3]CENNIK PŁASKI'!$C$2:$AH$27586,25,0))","v":""},"",""]
[null,"",null,{"$f":"IF(C70=\"\",\"\",VLOOKUP(C70,'CENNIK PŁASKI'!$D$2:$AH$21834,3,0))","v":""},{"$f":"IF(C70=\"\",\"\",VLOOKUP(C70,'CENNIK PŁASKI'!$D$2:$AH$21834,4,0))","v":""},null,{"$f":"IF(C70=\"\",\"\",VLOOKUP(C70,'CENNIK PŁASKI'!$D$2:$AH$21834,9,0))","v":""},"",null,"","",{"$f":"IF(C70=\"\",\"\",VLOOKUP(C70,'[3]CENNIK PŁASKI'!$C$2:$AH$27586,24,0))","v":""},"",{"$f":"IF(C70=\"\",\"\",VLOOKUP(C70,'[3]CENNIK PŁASKI'!$C$2:$AH$27586,25,0))","v":""},"",""]
[null,"",null,{"$f":"IF(C71=\"\",\"\",VLOOKUP(C71,'CENNIK PŁASKI'!$D$2:$AH$21834,3,0))","v":""},{"$f":"IF(C71=\"\",\"\",VLOOKUP(C71,'CENNIK PŁASKI'!$D$2:$AH$21834,4,0))","v":""},null,{"$f":"IF(C71=\"\",\"\",VLOOKUP(C71,'CENNIK PŁASKI'!$D$2:$AH$21834,9,0))","v":""},"",null,"","",{"$f":"IF(C71=\"\",\"\",VLOOKUP(C71,'[3]CENNIK PŁASKI'!$C$2:$AH$27586,24,0))","v":""},"",{"$f":"IF(C71=\"\",\"\",VLOOKUP(C71,'[3]CENNIK PŁASKI'!$C$2:$AH$27586,25,0))","v":""},"",""]
[null,"",null,{"$f":"IF(C72=\"\",\"\",VLOOKUP(C72,'CENNIK PŁASKI'!$D$2:$AH$21834,3,0))","v":""},{"$f":"IF(C72=\"\",\"\",VLOOKUP(C72,'CENNIK PŁASKI'!$D$2:$AH$21834,4,0))","v":""},null,{"$f":"IF(C72=\"\",\"\",VLOOKUP(C72,'CENNIK PŁASKI'!$D$2:$AH$21834,9,0))","v":""},"",null,"","",{"$f":"IF(C72=\"\",\"\",VLOOKUP(C72,'[3]CENNIK PŁASKI'!$C$2:$AH$27586,24,0))","v":""},"",{"$f":"IF(C72=\"\",\"\",VLOOKUP(C72,'[3]CENNIK PŁASKI'!$C$2:$AH$27586,25,0))","v":""},"",""]
[null,"",null,{"$f":"IF(C73=\"\",\"\",VLOOKUP(C73,'CENNIK PŁASKI'!$D$2:$AH$21834,3,0))","v":""},{"$f":"IF(C73=\"\",\"\",VLOOKUP(C73,'CENNIK PŁASKI'!$D$2:$AH$21834,4,0))","v":""},null,{"$f":"IF(C73=\"\",\"\",VLOOKUP(C73,'CENNIK PŁASKI'!$D$2:$AH$21834,9,0))","v":""},"",null,"","",{"$f":"IF(C73=\"\",\"\",VLOOKUP(C73,'[3]CENNIK PŁASKI'!$C$2:$AH$27586,24,0))","v":""},"",{"$f":"IF(C73=\"\",\"\",VLOOKUP(C73,'[3]CENNIK PŁASKI'!$C$2:$AH$27586,25,0))","v":""},"",""]
[null,"",null,{"$f":"IF(C74=\"\",\"\",VLOOKUP(C74,'CENNIK PŁASKI'!$D$2:$AH$21834,3,0))","v":""},{"$f":"IF(C74=\"\",\"\",VLOOKUP(C74,'CENNIK PŁASKI'!$D$2:$AH$21834,4,0))","v":""},null,{"$f":"IF(C74=\"\",\"\",VLOOKUP(C74,'CENNIK PŁASKI'!$D$2:$AH$21834,9,0))","v":""},"",null,"","",{"$f":"IF(C74=\"\",\"\",VLOOKUP(C74,'[3]CENNIK PŁASKI'!$C$2:$AH$27586,24,0))","v":""},"",{"$f":"IF(C74=\"\",\"\",VLOOKUP(C74,'[3]CENNIK PŁASKI'!$C$2:$AH$27586,25,0))","v":""},"",""]
[null,"",null,{"$f":"IF(C75=\"\",\"\",VLOOKUP(C75,'CENNIK PŁASKI'!$D$2:$AH$21834,3,0))","v":""},{"$f":"IF(C75=\"\",\"\",VLOOKUP(C75,'CENNIK PŁASKI'!$D$2:$AH$21834,4,0))","v":""},null,{"$f":"IF(C75=\"\",\"\",VLOOKUP(C75,'CENNIK PŁASKI'!$D$2:$AH$21834,9,0))","v":""},"",null,"","",{"$f":"IF(C75=\"\",\"\",VLOOKUP(C75,'[3]CENNIK PŁASKI'!$C$2:$AH$27586,24,0))","v":""},"",{"$f":"IF(C75=\"\",\"\",VLOOKUP(C75,'[3]CENNIK PŁASKI'!$C$2:$AH$27586,25,0))","v":""},"",""]
[null,"",null,{"$f":"IF(C76=\"\",\"\",VLOOKUP(C76,'CENNIK PŁASKI'!$D$2:$AH$21834,3,0))","v":""},{"$f":"IF(C76=\"\",\"\",VLOOKUP(C76,'CENNIK PŁASKI'!$D$2:$AH$21834,4,0))","v":""},null,{"$f":"IF(C76=\"\",\"\",VLOOKUP(C76,'CENNIK PŁASKI'!$D$2:$AH$21834,9,0))","v":""},"",null,"","",{"$f":"IF(C76=\"\",\"\",VLOOKUP(C76,'[3]CENNIK PŁASKI'!$C$2:$AH$27586,24,0))","v":""},"",{"$f":"IF(C76=\"\",\"\",VLOOKUP(C76,'[3]CENNIK PŁASKI'!$C$2:$AH$27586,25,0))","v":""},"",""]
[null,"",null,{"$f":"IF(C77=\"\",\"\",VLOOKUP(C77,'CENNIK PŁASKI'!$D$2:$AH$21834,3,0))","v":""},{"$f":"IF(C77=\"\",\"\",VLOOKUP(C77,'CENNIK PŁASKI'!$D$2:$AH$21834,4,0))","v":""},null,{"$f":"IF(C77=\"\",\"\",VLOOKUP(C77,'CENNIK PŁASKI'!$D$2:$AH$21834,9,0))","v":""},"",null,"","",{"$f":"IF(C77=\"\",\"\",VLOOKUP(C77,'[3]CENNIK PŁASKI'!$C$2:$AH$27586,24,0))","v":""},"",{"$f":"IF(C77=\"\",\"\",VLOOKUP(C77,'[3]CENNIK PŁASKI'!$C$2:$AH$27586,25,0))","v":""},"",""]
[null,"",null,{"$f":"IF(C78=\"\",\"\",VLOOKUP(C78,'CENNIK PŁASKI'!$D$2:$AH$21834,3,0))","v":""},{"$f":"IF(C78=\"\",\"\",VLOOKUP(C78,'CENNIK PŁASKI'!$D$2:$AH$21834,4,0))","v":""},null,{"$f":"IF(C78=\"\",\"\",VLOOKUP(C78,'CENNIK PŁASKI'!$D$2:$AH$21834,9,0))","v":""},"",null,"","",{"$f":"IF(C78=\"\",\"\",VLOOKUP(C78,'[3]CENNIK PŁASKI'!$C$2:$AH$27586,24,0))","v":""},"",{"$f":"IF(C78=\"\",\"\",VLOOKUP(C78,'[3]CENNIK PŁASKI'!$C$2:$AH$27586,25,0))","v":""},"",{"$f":"IF(C78<>\"\",IF(ISNUMBER(F78),\"\",\"Proszę wpisać ilość\"),\"\")","v":""}]
[null,"",null,{"$f":"IF(C79=\"\",\"\",VLOOKUP(C79,'CENNIK PŁASKI'!$D$2:$AH$21834,3,0))","v":""},{"$f":"IF(C79=\"\",\"\",VLOOKUP(C79,'CENNIK PŁASKI'!$D$2:$AH$21834,4,0))","v":""},null,{"$f":"IF(C79=\"\",\"\",VLOOKUP(C79,'CENNIK PŁASKI'!$D$2:$AH$21834,9,0))","v":""},"",null,"","",{"$f":"IF(C79=\"\",\"\",VLOOKUP(C79,'[3]CENNIK PŁASKI'!$C$2:$AH$27586,24,0))","v":""},"",{"$f":"IF(C79=\"\",\"\",VLOOKUP(C79,'[3]CENNIK PŁASKI'!$C$2:$AH$27586,25,0))","v":""},"",""]
[null,{"$f":"IF(C80<>\"\",B79+1,\"\")","v":""},null,{"$f":"IF(C80=\"\",\"\",VLOOKUP(C80,'CENNIK PŁASKI'!$D$2:$AH$21834,3,0))","v":""},{"$f":"IF(C80=\"\",\"\",VLOOKUP(C80,'CENNIK PŁASKI'!$D$2:$AH$21834,4,0))","v":""},null,{"$f":"IF(C80=\"\",\"\",VLOOKUP(C80,'CENNIK PŁASKI'!$D$2:$AH$21834,9,0))","v":""},{"$f":"IF(C80=\"\",\"\",F80*G80)","v":""},null,{"$f":"IF(B80=\"\",\"\",IF(I80>0,G80*(1-I80),G80))","v":""},{"$f":"IF(C80=\"\",\"\",IF(I80>0,H80*(1-I80),H80))","v":""},{"$f":"IF(C80=\"\",\"\",VLOOKUP(C80,'[3]CENNIK PŁASKI'!$C$2:$AH$27586,24,0))","v":""},{"$f":"HYPERLINK(L80,L80)","v":""},{"$f":"IF(C80=\"\",\"\",VLOOKUP(C80,'[3]CENNIK PŁASKI'!$C$2:$AH$27586,25,0))","v":""},{"$f":"HYPERLINK(N80,N80)","v":""},""]
[null,"",null,{"$f":"IF(C81=\"\",\"\",VLOOKUP(C81,'CENNIK PŁASKI'!$D$2:$AH$21834,3,0))","v":""},{"$f":"IF(C81=\"\",\"\",VLOOKUP(C81,'CENNIK PŁASKI'!$D$2:$AH$21834,4,0))","v":""},null,{"$f":"IF(C81=\"\",\"\",VLOOKUP(C81,'CENNIK PŁASKI'!$D$2:$AH$21834,9,0))","v":""},"",null,"","",{"$f":"IF(C81=\"\",\"\",VLOOKUP(C81,'[3]CENNIK PŁASKI'!$C$2:$AH$27586,24,0))","v":""},"",{"$f":"IF(C81=\"\",\"\",VLOOKUP(C81,'[3]CENNIK PŁASKI'!$C$2:$AH$27586,25,0))","v":""},"",""]
[null,"",null,{"$f":"IF(C82=\"\",\"\",VLOOKUP(C82,'CENNIK PŁASKI'!$D$2:$AH$21834,3,0))","v":""},{"$f":"IF(C82=\"\",\"\",VLOOKUP(C82,'CENNIK PŁASKI'!$D$2:$AH$21834,4,0))","v":""},null,{"$f":"IF(C82=\"\",\"\",VLOOKUP(C82,'CENNIK PŁASKI'!$D$2:$AH$21834,9,0))","v":""},"",null,"","",{"$f":"IF(C82=\"\",\"\",VLOOKUP(C82,'[3]CENNIK PŁASKI'!$C$2:$AH$27586,24,0))","v":""},"",{"$f":"IF(C82=\"\",\"\",VLOOKUP(C82,'[3]CENNIK PŁASKI'!$C$2:$AH$27586,25,0))","v":""},"",""]
[null,"",null,{"$f":"IF(C83=\"\",\"\",VLOOKUP(C83,'CENNIK PŁASKI'!$D$2:$AH$21834,3,0))","v":""},{"$f":"IF(C83=\"\",\"\",VLOOKUP(C83,'CENNIK PŁASKI'!$D$2:$AH$21834,4,0))","v":""},null,{"$f":"IF(C83=\"\",\"\",VLOOKUP(C83,'CENNIK PŁASKI'!$D$2:$AH$21834,9,0))","v":""},"",null,"","",{"$f":"IF(C83=\"\",\"\",VLOOKUP(C83,'[3]CENNIK PŁASKI'!$C$2:$AH$27586,24,0))","v":""},"",{"$f":"IF(C83=\"\",\"\",VLOOKUP(C83,'[3]CENNIK PŁASKI'!$C$2:$AH$27586,25,0))","v":""},"",""]
[null,"",null,{"$f":"IF(C84=\"\",\"\",VLOOKUP(C84,'CENNIK PŁASKI'!$D$2:$AH$21834,3,0))","v":""},{"$f":"IF(C84=\"\",\"\",VLOOKUP(C84,'CENNIK PŁASKI'!$D$2:$AH$21834,4,0))","v":""},null,{"$f":"IF(C84=\"\",\"\",VLOOKUP(C84,'CENNIK PŁASKI'!$D$2:$AH$21834,9,0))","v":""},"",null,"","",{"$f":"IF(C84=\"\",\"\",VLOOKUP(C84,'[3]CENNIK PŁASKI'!$C$2:$AH$27586,24,0))","v":""},"",{"$f":"IF(C84=\"\",\"\",VLOOKUP(C84,'[3]CENNIK PŁASKI'!$C$2:$AH$27586,25,0))","v":""},"",""]
[null,"",null,{"$f":"IF(C85=\"\",\"\",VLOOKUP(C85,'CENNIK PŁASKI'!$D$2:$AH$21834,3,0))","v":""},{"$f":"IF(C85=\"\",\"\",VLOOKUP(C85,'CENNIK PŁASKI'!$D$2:$AH$21834,4,0))","v":""},null,{"$f":"IF(C85=\"\",\"\",VLOOKUP(C85,'CENNIK PŁASKI'!$D$2:$AH$21834,9,0))","v":""},"",null,"","",{"$f":"IF(C85=\"\",\"\",VLOOKUP(C85,'[3]CENNIK PŁASKI'!$C$2:$AH$27586,24,0))","v":""},"",{"$f":"IF(C85=\"\",\"\",VLOOKUP(C85,'[3]CENNIK PŁASKI'!$C$2:$AH$27586,25,0))","v":""},"",""]
[null,"",null,{"$f":"IF(C86=\"\",\"\",VLOOKUP(C86,'CENNIK PŁASKI'!$D$2:$AH$21834,3,0))","v":""},{"$f":"IF(C86=\"\",\"\",VLOOKUP(C86,'CENNIK PŁASKI'!$D$2:$AH$21834,4,0))","v":""},null,{"$f":"IF(C86=\"\",\"\",VLOOKUP(C86,'CENNIK PŁASKI'!$D$2:$AH$21834,9,0))","v":""},"",null,"","",{"$f":"IF(C86=\"\",\"\",VLOOKUP(C86,'[3]CENNIK PŁASKI'!$C$2:$AH$27586,24,0))","v":""},"",{"$f":"IF(C86=\"\",\"\",VLOOKUP(C86,'[3]CENNIK PŁASKI'!$C$2:$AH$27586,25,0))","v":""},"",""]
[null,"",null,{"$f":"IF(C87=\"\",\"\",VLOOKUP(C87,'CENNIK PŁASKI'!$D$2:$AH$21834,3,0))","v":""},{"$f":"IF(C87=\"\",\"\",VLOOKUP(C87,'CENNIK PŁASKI'!$D$2:$AH$21834,4,0))","v":""},null,{"$f":"IF(C87=\"\",\"\",VLOOKUP(C87,'CENNIK PŁASKI'!$D$2:$AH$21834,9,0))","v":""},"",null,"","",{"$f":"IF(C87=\"\",\"\",VLOOKUP(C87,'[3]CENNIK PŁASKI'!$C$2:$AH$27586,24,0))","v":""},"",{"$f":"IF(C87=\"\",\"\",VLOOKUP(C87,'[3]CENNIK PŁASKI'!$C$2:$AH$27586,25,0))","v":""},"",""]
[null,"",null,{"$f":"IF(C88=\"\",\"\",VLOOKUP(C88,'CENNIK PŁASKI'!$D$2:$AH$21834,3,0))","v":""},{"$f":"IF(C88=\"\",\"\",VLOOKUP(C88,'CENNIK PŁASKI'!$D$2:$AH$21834,4,0))","v":""},null,{"$f":"IF(C88=\"\",\"\",VLOOKUP(C88,'CENNIK PŁASKI'!$D$2:$AH$21834,9,0))","v":""},"",null,"","",{"$f":"IF(C88=\"\",\"\",VLOOKUP(C88,'[3]CENNIK PŁASKI'!$C$2:$AH$27586,24,0))","v":""},"",{"$f":"IF(C88=\"\",\"\",VLOOKUP(C88,'[3]CENNIK PŁASKI'!$C$2:$AH$27586,25,0))","v":""},"",""]
[null,"",null,{"$f":"IF(C89=\"\",\"\",VLOOKUP(C89,'CENNIK PŁASKI'!$D$2:$AH$21834,3,0))","v":""},{"$f":"IF(C89=\"\",\"\",VLOOKUP(C89,'CENNIK PŁASKI'!$D$2:$AH$21834,4,0))","v":""},null,{"$f":"IF(C89=\"\",\"\",VLOOKUP(C89,'CENNIK PŁASKI'!$D$2:$AH$21834,9,0))","v":""},"",null,"","",{"$f":"IF(C89=\"\",\"\",VLOOKUP(C89,'[3]CENNIK PŁASKI'!$C$2:$AH$27586,24,0))","v":""},"",{"$f":"IF(C89=\"\",\"\",VLOOKUP(C89,'[3]CENNIK PŁASKI'!$C$2:$AH$27586,25,0))","v":""},"",""]
[null,"",null,{"$f":"IF(C90=\"\",\"\",VLOOKUP(C90,'CENNIK PŁASKI'!$D$2:$AH$21834,3,0))","v":""},{"$f":"IF(C90=\"\",\"\",VLOOKUP(C90,'CENNIK PŁASKI'!$D$2:$AH$21834,4,0))","v":""},null,{"$f":"IF(C90=\"\",\"\",VLOOKUP(C90,'CENNIK PŁASKI'!$D$2:$AH$21834,9,0))","v":""},"",null,"","",{"$f":"IF(C90=\"\",\"\",VLOOKUP(C90,'[3]CENNIK PŁASKI'!$C$2:$AH$27586,24,0))","v":""},"",{"$f":"IF(C90=\"\",\"\",VLOOKUP(C90,'[3]CENNIK PŁASKI'!$C$2:$AH$27586,25,0))","v":""},"",""]
[null,"",null,{"$f":"IF(C91=\"\",\"\",VLOOKUP(C91,'CENNIK PŁASKI'!$D$2:$AH$21834,3,0))","v":""},{"$f":"IF(C91=\"\",\"\",VLOOKUP(C91,'CENNIK PŁASKI'!$D$2:$AH$21834,4,0))","v":""},null,{"$f":"IF(C91=\"\",\"\",VLOOKUP(C91,'CENNIK PŁASKI'!$D$2:$AH$21834,9,0))","v":""},"",null,"","",{"$f":"IF(C91=\"\",\"\",VLOOKUP(C91,'[3]CENNIK PŁASKI'!$C$2:$AH$27586,24,0))","v":""},"",{"$f":"IF(C91=\"\",\"\",VLOOKUP(C91,'[3]CENNIK PŁASKI'!$C$2:$AH$27586,25,0))","v":""},"",""]
[null,"",null,{"$f":"IF(C92=\"\",\"\",VLOOKUP(C92,'CENNIK PŁASKI'!$D$2:$AH$21834,3,0))","v":""},{"$f":"IF(C92=\"\",\"\",VLOOKUP(C92,'CENNIK PŁASKI'!$D$2:$AH$21834,4,0))","v":""},null,{"$f":"IF(C92=\"\",\"\",VLOOKUP(C92,'CENNIK PŁASKI'!$D$2:$AH$21834,9,0))","v":""},"",null,"","",{"$f":"IF(C92=\"\",\"\",VLOOKUP(C92,'[3]CENNIK PŁASKI'!$C$2:$AH$27586,24,0))","v":""},"",{"$f":"IF(C92=\"\",\"\",VLOOKUP(C92,'[3]CENNIK PŁASKI'!$C$2:$AH$27586,25,0))","v":""},"",""]
[null,"",null,{"$f":"IF(C93=\"\",\"\",VLOOKUP(C93,'CENNIK PŁASKI'!$D$2:$AH$21834,3,0))","v":""},{"$f":"IF(C93=\"\",\"\",VLOOKUP(C93,'CENNIK PŁASKI'!$D$2:$AH$21834,4,0))","v":""},null,{"$f":"IF(C93=\"\",\"\",VLOOKUP(C93,'CENNIK PŁASKI'!$D$2:$AH$21834,9,0))","v":""},"",null,"","",{"$f":"IF(C93=\"\",\"\",VLOOKUP(C93,'[3]CENNIK PŁASKI'!$C$2:$AH$27586,24,0))","v":""},"",{"$f":"IF(C93=\"\",\"\",VLOOKUP(C93,'[3]CENNIK PŁASKI'!$C$2:$AH$27586,25,0))","v":""},"",""]
[null,"",null,{"$f":"IF(C94=\"\",\"\",VLOOKUP(C94,'CENNIK PŁASKI'!$D$2:$AH$21834,3,0))","v":""},{"$f":"IF(C94=\"\",\"\",VLOOKUP(C94,'CENNIK PŁASKI'!$D$2:$AH$21834,4,0))","v":""},null,{"$f":"IF(C94=\"\",\"\",VLOOKUP(C94,'CENNIK PŁASKI'!$D$2:$AH$21834,9,0))","v":""},"",null,"","",{"$f":"IF(C94=\"\",\"\",VLOOKUP(C94,'[3]CENNIK PŁASKI'!$C$2:$AH$27586,24,0))","v":""},"",{"$f":"IF(C94=\"\",\"\",VLOOKUP(C94,'[3]CENNIK PŁASKI'!$C$2:$AH$27586,25,0))","v":""},"",""]
[null,"",null,{"$f":"IF(C95=\"\",\"\",VLOOKUP(C95,'CENNIK PŁASKI'!$D$2:$AH$21834,3,0))","v":""},{"$f":"IF(C95=\"\",\"\",VLOOKUP(C95,'CENNIK PŁASKI'!$D$2:$AH$21834,4,0))","v":""},null,{"$f":"IF(C95=\"\",\"\",VLOOKUP(C95,'CENNIK PŁASKI'!$D$2:$AH$21834,9,0))","v":""},"",null,"","",{"$f":"IF(C95=\"\",\"\",VLOOKUP(C95,'[3]CENNIK PŁASKI'!$C$2:$AH$27586,24,0))","v":""},"",{"$f":"IF(C95=\"\",\"\",VLOOKUP(C95,'[3]CENNIK PŁASKI'!$C$2:$AH$27586,25,0))","v":""},"",""]
[null,"",null,{"$f":"IF(C96=\"\",\"\",VLOOKUP(C96,'CENNIK PŁASKI'!$D$2:$AH$21834,3,0))","v":""},{"$f":"IF(C96=\"\",\"\",VLOOKUP(C96,'CENNIK PŁASKI'!$D$2:$AH$21834,4,0))","v":""},null,{"$f":"IF(C96=\"\",\"\",VLOOKUP(C96,'CENNIK PŁASKI'!$D$2:$AH$21834,9,0))","v":""},"",null,"","",{"$f":"IF(C96=\"\",\"\",VLOOKUP(C96,'[3]CENNIK PŁASKI'!$C$2:$AH$27586,24,0))","v":""},"",{"$f":"IF(C96=\"\",\"\",VLOOKUP(C96,'[3]CENNIK PŁASKI'!$C$2:$AH$27586,25,0))","v":""},"",""]
[null,"",null,{"$f":"IF(C97=\"\",\"\",VLOOKUP(C97,'CENNIK PŁASKI'!$D$2:$AH$21834,3,0))","v":""},{"$f":"IF(C97=\"\",\"\",VLOOKUP(C97,'CENNIK PŁASKI'!$D$2:$AH$21834,4,0))","v":""},null,{"$f":"IF(C97=\"\",\"\",VLOOKUP(C97,'CENNIK PŁASKI'!$D$2:$AH$21834,9,0))","v":""},"",null,"","",{"$f":"IF(C97=\"\",\"\",VLOOKUP(C97,'[3]CENNIK PŁASKI'!$C$2:$AH$27586,24,0))","v":""},"",{"$f":"IF(C97=\"\",\"\",VLOOKUP(C97,'[3]CENNIK PŁASKI'!$C$2:$AH$27586,25,0))","v":""},"",""]
[null,"",null,{"$f":"IF(C98=\"\",\"\",VLOOKUP(C98,'CENNIK PŁASKI'!$D$2:$AH$21834,3,0))","v":""},{"$f":"IF(C98=\"\",\"\",VLOOKUP(C98,'CENNIK PŁASKI'!$D$2:$AH$21834,4,0))","v":""},null,{"$f":"IF(C98=\"\",\"\",VLOOKUP(C98,'CENNIK PŁASKI'!$D$2:$AH$21834,9,0))","v":""},"",null,"","",{"$f":"IF(C98=\"\",\"\",VLOOKUP(C98,'[3]CENNIK PŁASKI'!$C$2:$AH$27586,24,0))","v":""},"",{"$f":"IF(C98=\"\",\"\",VLOOKUP(C98,'[3]CENNIK PŁASKI'!$C$2:$AH$27586,25,0))","v":""},"",""]
[null,"",null,{"$f":"IF(C99=\"\",\"\",VLOOKUP(C99,'CENNIK PŁASKI'!$D$2:$AH$21834,3,0))","v":""},{"$f":"IF(C99=\"\",\"\",VLOOKUP(C99,'CENNIK PŁASKI'!$D$2:$AH$21834,4,0))","v":""},null,{"$f":"IF(C99=\"\",\"\",VLOOKUP(C99,'CENNIK PŁASKI'!$D$2:$AH$21834,9,0))","v":""},"",null,"","",{"$f":"IF(C99=\"\",\"\",VLOOKUP(C99,'[3]CENNIK PŁASKI'!$C$2:$AH$27586,24,0))","v":""},"",{"$f":"IF(C99=\"\",\"\",VLOOKUP(C99,'[3]CENNIK PŁASKI'!$C$2:$AH$27586,25,0))","v":""},"",""]
[null,"",null,{"$f":"IF(C100=\"\",\"\",VLOOKUP(C100,'CENNIK PŁASKI'!$D$2:$AH$21834,3,0))","v":""},{"$f":"IF(C100=\"\",\"\",VLOOKUP(C100,'CENNIK PŁASKI'!$D$2:$AH$21834,4,0))","v":""},null,{"$f":"IF(C100=\"\",\"\",VLOOKUP(C100,'CENNIK PŁASKI'!$D$2:$AH$21834,9,0))","v":""},"",null,"","",{"$f":"IF(C100=\"\",\"\",VLOOKUP(C100,'[3]CENNIK PŁASKI'!$C$2:$AH$27586,24,0))","v":""},"",{"$f":"IF(C100=\"\",\"\",VLOOKUP(C100,'[3]CENNIK PŁASKI'!$C$2:$AH$27586,25,0))","v":""},"",""]
[null,"",null,{"$f":"IF(C101=\"\",\"\",VLOOKUP(C101,'CENNIK PŁASKI'!$D$2:$AH$21834,3,0))","v":""},{"$f":"IF(C101=\"\",\"\",VLOOKUP(C101,'CENNIK PŁASKI'!$D$2:$AH$21834,4,0))","v":""},null,{"$f":"IF(C101=\"\",\"\",VLOOKUP(C101,'CENNIK PŁASKI'!$D$2:$AH$21834,9,0))","v":""},"",null,"","",{"$f":"IF(C101=\"\",\"\",VLOOKUP(C101,'[3]CENNIK PŁASKI'!$C$2:$AH$27586,24,0))","v":""},"",{"$f":"IF(C101=\"\",\"\",VLOOKUP(C101,'[3]CENNIK PŁASKI'!$C$2:$AH$27586,25,0))","v":""},"",""]
[null,"",null,{"$f":"IF(C102=\"\",\"\",VLOOKUP(C102,'CENNIK PŁASKI'!$D$2:$AH$21834,3,0))","v":""},{"$f":"IF(C102=\"\",\"\",VLOOKUP(C102,'CENNIK PŁASKI'!$D$2:$AH$21834,4,0))","v":""},null,{"$f":"IF(C102=\"\",\"\",VLOOKUP(C102,'CENNIK PŁASKI'!$D$2:$AH$21834,9,0))","v":""},"",null,"","",{"$f":"IF(C102=\"\",\"\",VLOOKUP(C102,'[3]CENNIK PŁASKI'!$C$2:$AH$27586,24,0))","v":""},"",{"$f":"IF(C102=\"\",\"\",VLOOKUP(C102,'[3]CENNIK PŁASKI'!$C$2:$AH$27586,25,0))","v":""},"",""]
[null,"",null,{"$f":"IF(C103=\"\",\"\",VLOOKUP(C103,'CENNIK PŁASKI'!$D$2:$AH$21834,3,0))","v":""},{"$f":"IF(C103=\"\",\"\",VLOOKUP(C103,'CENNIK PŁASKI'!$D$2:$AH$21834,4,0))","v":""},null,{"$f":"IF(C103=\"\",\"\",VLOOKUP(C103,'CENNIK PŁASKI'!$D$2:$AH$21834,9,0))","v":""},"",null,"","",{"$f":"IF(C103=\"\",\"\",VLOOKUP(C103,'[3]CENNIK PŁASKI'!$C$2:$AH$27586,24,0))","v":""},"",{"$f":"IF(C103=\"\",\"\",VLOOKUP(C103,'[3]CENNIK PŁASKI'!$C$2:$AH$27586,25,0))","v":""},"",""]
[null,"",null,{"$f":"IF(C104=\"\",\"\",VLOOKUP(C104,'CENNIK PŁASKI'!$D$2:$AH$21834,3,0))","v":""},{"$f":"IF(C104=\"\",\"\",VLOOKUP(C104,'CENNIK PŁASKI'!$D$2:$AH$21834,4,0))","v":""},null,{"$f":"IF(C104=\"\",\"\",VLOOKUP(C104,'CENNIK PŁASKI'!$D$2:$AH$21834,9,0))","v":""},"",null,"","",{"$f":"IF(C104=\"\",\"\",VLOOKUP(C104,'[3]CENNIK PŁASKI'!$C$2:$AH$27586,24,0))","v":""},"",{"$f":"IF(C104=\"\",\"\",VLOOKUP(C104,'[3]CENNIK PŁASKI'!$C$2:$AH$27586,25,0))","v":""},"",""]
[null,"",null,{"$f":"IF(C105=\"\",\"\",VLOOKUP(C105,'CENNIK PŁASKI'!$D$2:$AH$21834,3,0))","v":""},{"$f":"IF(C105=\"\",\"\",VLOOKUP(C105,'CENNIK PŁASKI'!$D$2:$AH$21834,4,0))","v":""},null,{"$f":"IF(C105=\"\",\"\",VLOOKUP(C105,'CENNIK PŁASKI'!$D$2:$AH$21834,9,0))","v":""},"",null,"","",{"$f":"IF(C105=\"\",\"\",VLOOKUP(C105,'[3]CENNIK PŁASKI'!$C$2:$AH$27586,24,0))","v":""},"",{"$f":"IF(C105=\"\",\"\",VLOOKUP(C105,'[3]CENNIK PŁASKI'!$C$2:$AH$27586,25,0))","v":""},"",""]
[null,"",null,{"$f":"IF(C106=\"\",\"\",VLOOKUP(C106,'CENNIK PŁASKI'!$D$2:$AH$21834,3,0))","v":""},{"$f":"IF(C106=\"\",\"\",VLOOKUP(C106,'CENNIK PŁASKI'!$D$2:$AH$21834,4,0))","v":""},null,{"$f":"IF(C106=\"\",\"\",VLOOKUP(C106,'CENNIK PŁASKI'!$D$2:$AH$21834,9,0))","v":""},"",null,"","",{"$f":"IF(C106=\"\",\"\",VLOOKUP(C106,'[3]CENNIK PŁASKI'!$C$2:$AH$27586,24,0))","v":""},"",{"$f":"IF(C106=\"\",\"\",VLOOKUP(C106,'[3]CENNIK PŁASKI'!$C$2:$AH$27586,25,0))","v":""},"",""]
[null,"",null,{"$f":"IF(C107=\"\",\"\",VLOOKUP(C107,'CENNIK PŁASKI'!$D$2:$AH$21834,3,0))","v":""},{"$f":"IF(C107=\"\",\"\",VLOOKUP(C107,'CENNIK PŁASKI'!$D$2:$AH$21834,4,0))","v":""},null,{"$f":"IF(C107=\"\",\"\",VLOOKUP(C107,'CENNIK PŁASKI'!$D$2:$AH$21834,9,0))","v":""},"",null,"","",{"$f":"IF(C107=\"\",\"\",VLOOKUP(C107,'[3]CENNIK PŁASKI'!$C$2:$AH$27586,24,0))","v":""},"",{"$f":"IF(C107=\"\",\"\",VLOOKUP(C107,'[3]CENNIK PŁASKI'!$C$2:$AH$27586,25,0))","v":""},"",""]
[null,"",null,{"$f":"IF(C108=\"\",\"\",VLOOKUP(C108,'CENNIK PŁASKI'!$D$2:$AH$21834,3,0))","v":""},{"$f":"IF(C108=\"\",\"\",VLOOKUP(C108,'CENNIK PŁASKI'!$D$2:$AH$21834,4,0))","v":""},null,{"$f":"IF(C108=\"\",\"\",VLOOKUP(C108,'CENNIK PŁASKI'!$D$2:$AH$21834,9,0))","v":""},"",null,"","",{"$f":"IF(C108=\"\",\"\",VLOOKUP(C108,'[3]CENNIK PŁASKI'!$C$2:$AH$27586,24,0))","v":""},"",{"$f":"IF(C108=\"\",\"\",VLOOKUP(C108,'[3]CENNIK PŁASKI'!$C$2:$AH$27586,25,0))","v":""},"",""]
[null,"",null,{"$f":"IF(C109=\"\",\"\",VLOOKUP(C109,'CENNIK PŁASKI'!$D$2:$AH$21834,3,0))","v":""},{"$f":"IF(C109=\"\",\"\",VLOOKUP(C109,'CENNIK PŁASKI'!$D$2:$AH$21834,4,0))","v":""},null,{"$f":"IF(C109=\"\",\"\",VLOOKUP(C109,'CENNIK PŁASKI'!$D$2:$AH$21834,9,0))","v":""},"",null,"","",{"$f":"IF(C109=\"\",\"\",VLOOKUP(C109,'[3]CENNIK PŁASKI'!$C$2:$AH$27586,24,0))","v":""},"",{"$f":"IF(C109=\"\",\"\",VLOOKUP(C109,'[3]CENNIK PŁASKI'!$C$2:$AH$27586,25,0))","v":""},"",""]
[null,"",null,{"$f":"IF(C110=\"\",\"\",VLOOKUP(C110,'CENNIK PŁASKI'!$D$2:$AH$21834,3,0))","v":""},{"$f":"IF(C110=\"\",\"\",VLOOKUP(C110,'CENNIK PŁASKI'!$D$2:$AH$21834,4,0))","v":""},null,{"$f":"IF(C110=\"\",\"\",VLOOKUP(C110,'CENNIK PŁASKI'!$D$2:$AH$21834,9,0))","v":""},"",null,"","",{"$f":"IF(C110=\"\",\"\",VLOOKUP(C110,'[3]CENNIK PŁASKI'!$C$2:$AH$27586,24,0))","v":""},"",{"$f":"IF(C110=\"\",\"\",VLOOKUP(C110,'[3]CENNIK PŁASKI'!$C$2:$AH$27586,25,0))","v":""},"",""]
[null,"",null,{"$f":"IF(C111=\"\",\"\",VLOOKUP(C111,'CENNIK PŁASKI'!$D$2:$AH$21834,3,0))","v":""},{"$f":"IF(C111=\"\",\"\",VLOOKUP(C111,'CENNIK PŁASKI'!$D$2:$AH$21834,4,0))","v":""},null,{"$f":"IF(C111=\"\",\"\",VLOOKUP(C111,'CENNIK PŁASKI'!$D$2:$AH$21834,9,0))","v":""},"",null,"","",{"$f":"IF(C111=\"\",\"\",VLOOKUP(C111,'[3]CENNIK PŁASKI'!$C$2:$AH$27586,24,0))","v":""},"",{"$f":"IF(C111=\"\",\"\",VLOOKUP(C111,'[3]CENNIK PŁASKI'!$C$2:$AH$27586,25,0))","v":""},"",""]
[null,"",null,{"$f":"IF(C112=\"\",\"\",VLOOKUP(C112,'CENNIK PŁASKI'!$D$2:$AH$21834,3,0))","v":""},{"$f":"IF(C112=\"\",\"\",VLOOKUP(C112,'CENNIK PŁASKI'!$D$2:$AH$21834,4,0))","v":""},null,{"$f":"IF(C112=\"\",\"\",VLOOKUP(C112,'CENNIK PŁASKI'!$D$2:$AH$21834,9,0))","v":""},"",null,"","",{"$f":"IF(C112=\"\",\"\",VLOOKUP(C112,'[3]CENNIK PŁASKI'!$C$2:$AH$27586,24,0))","v":""},"",{"$f":"IF(C112=\"\",\"\",VLOOKUP(C112,'[3]CENNIK PŁASKI'!$C$2:$AH$27586,25,0))","v":""},"",""]
[null,"",null,{"$f":"IF(C113=\"\",\"\",VLOOKUP(C113,'CENNIK PŁASKI'!$D$2:$AH$21834,3,0))","v":""},{"$f":"IF(C113=\"\",\"\",VLOOKUP(C113,'CENNIK PŁASKI'!$D$2:$AH$21834,4,0))","v":""},null,{"$f":"IF(C113=\"\",\"\",VLOOKUP(C113,'CENNIK PŁASKI'!$D$2:$AH$21834,9,0))","v":""},"",null,"","",{"$f":"IF(C113=\"\",\"\",VLOOKUP(C113,'[3]CENNIK PŁASKI'!$C$2:$AH$27586,24,0))","v":""},"",{"$f":"IF(C113=\"\",\"\",VLOOKUP(C113,'[3]CENNIK PŁASKI'!$C$2:$AH$27586,25,0))","v":""},"",""]
[null,"",null,{"$f":"IF(C114=\"\",\"\",VLOOKUP(C114,'CENNIK PŁASKI'!$D$2:$AH$21834,3,0))","v":""},{"$f":"IF(C114=\"\",\"\",VLOOKUP(C114,'CENNIK PŁASKI'!$D$2:$AH$21834,4,0))","v":""},null,{"$f":"IF(C114=\"\",\"\",VLOOKUP(C114,'CENNIK PŁASKI'!$D$2:$AH$21834,9,0))","v":""},"",null,"","",{"$f":"IF(C114=\"\",\"\",VLOOKUP(C114,'[3]CENNIK PŁASKI'!$C$2:$AH$27586,24,0))","v":""},"",{"$f":"IF(C114=\"\",\"\",VLOOKUP(C114,'[3]CENNIK PŁASKI'!$C$2:$AH$27586,25,0))","v":""},"",""]
[null,"",null,{"$f":"IF(C115=\"\",\"\",VLOOKUP(C115,'CENNIK PŁASKI'!$D$2:$AH$21834,3,0))","v":""},{"$f":"IF(C115=\"\",\"\",VLOOKUP(C115,'CENNIK PŁASKI'!$D$2:$AH$21834,4,0))","v":""},null,{"$f":"IF(C115=\"\",\"\",VLOOKUP(C115,'CENNIK PŁASKI'!$D$2:$AH$21834,9,0))","v":""},"",null,"","",{"$f":"IF(C115=\"\",\"\",VLOOKUP(C115,'[3]CENNIK PŁASKI'!$C$2:$AH$27586,24,0))","v":""},"",{"$f":"IF(C115=\"\",\"\",VLOOKUP(C115,'[3]CENNIK PŁASKI'!$C$2:$AH$27586,25,0))","v":""},"",""]
[null,"",null,{"$f":"IF(C116=\"\",\"\",VLOOKUP(C116,'CENNIK PŁASKI'!$D$2:$AH$21834,3,0))","v":""},{"$f":"IF(C116=\"\",\"\",VLOOKUP(C116,'CENNIK PŁASKI'!$D$2:$AH$21834,4,0))","v":""},null,{"$f":"IF(C116=\"\",\"\",VLOOKUP(C116,'CENNIK PŁASKI'!$D$2:$AH$21834,9,0))","v":""},"",null,"","",{"$f":"IF(C116=\"\",\"\",VLOOKUP(C116,'[3]CENNIK PŁASKI'!$C$2:$AH$27586,24,0))","v":""},"",{"$f":"IF(C116=\"\",\"\",VLOOKUP(C116,'[3]CENNIK PŁASKI'!$C$2:$AH$27586,25,0))","v":""},"",""]
[null,"",null,{"$f":"IF(C117=\"\",\"\",VLOOKUP(C117,'CENNIK PŁASKI'!$D$2:$AH$21834,3,0))","v":""},{"$f":"IF(C117=\"\",\"\",VLOOKUP(C117,'CENNIK PŁASKI'!$D$2:$AH$21834,4,0))","v":""},null,{"$f":"IF(C117=\"\",\"\",VLOOKUP(C117,'CENNIK PŁASKI'!$D$2:$AH$21834,9,0))","v":""},"",null,"","",{"$f":"IF(C117=\"\",\"\",VLOOKUP(C117,'[3]CENNIK PŁASKI'!$C$2:$AH$27586,24,0))","v":""},"",{"$f":"IF(C117=\"\",\"\",VLOOKUP(C117,'[3]CENNIK PŁASKI'!$C$2:$AH$27586,25,0))","v":""},"",""]
[null,"",null,{"$f":"IF(C118=\"\",\"\",VLOOKUP(C118,'CENNIK PŁASKI'!$D$2:$AH$21834,3,0))","v":""},{"$f":"IF(C118=\"\",\"\",VLOOKUP(C118,'CENNIK PŁASKI'!$D$2:$AH$21834,4,0))","v":""},null,{"$f":"IF(C118=\"\",\"\",VLOOKUP(C118,'CENNIK PŁASKI'!$D$2:$AH$21834,9,0))","v":""},"",null,"","",{"$f":"IF(C118=\"\",\"\",VLOOKUP(C118,'[3]CENNIK PŁASKI'!$C$2:$AH$27586,24,0))","v":""},"",{"$f":"IF(C118=\"\",\"\",VLOOKUP(C118,'[3]CENNIK PŁASKI'!$C$2:$AH$27586,25,0))","v":""},"",""]
[null,"",null,{"$f":"IF(C119=\"\",\"\",VLOOKUP(C119,'CENNIK PŁASKI'!$D$2:$AH$21834,3,0))","v":""},{"$f":"IF(C119=\"\",\"\",VLOOKUP(C119,'CENNIK PŁASKI'!$D$2:$AH$21834,4,0))","v":""},null,{"$f":"IF(C119=\"\",\"\",VLOOKUP(C119,'CENNIK PŁASKI'!$D$2:$AH$21834,9,0))","v":""},"",null,"","",{"$f":"IF(C119=\"\",\"\",VLOOKUP(C119,'[3]CENNIK PŁASKI'!$C$2:$AH$27586,24,0))","v":""},"",{"$f":"IF(C119=\"\",\"\",VLOOKUP(C119,'[3]CENNIK PŁASKI'!$C$2:$AH$27586,25,0))","v":""},"",""]
[null,"",null,{"$f":"IF(C120=\"\",\"\",VLOOKUP(C120,'CENNIK PŁASKI'!$D$2:$AH$21834,3,0))","v":""},{"$f":"IF(C120=\"\",\"\",VLOOKUP(C120,'CENNIK PŁASKI'!$D$2:$AH$21834,4,0))","v":""},null,{"$f":"IF(C120=\"\",\"\",VLOOKUP(C120,'CENNIK PŁASKI'!$D$2:$AH$21834,9,0))","v":""},"",null,"","",{"$f":"IF(C120=\"\",\"\",VLOOKUP(C120,'[3]CENNIK PŁASKI'!$C$2:$AH$27586,24,0))","v":""},"",{"$f":"IF(C120=\"\",\"\",VLOOKUP(C120,'[3]CENNIK PŁASKI'!$C$2:$AH$27586,25,0))","v":""},"",""]
[null,"",null,{"$f":"IF(C121=\"\",\"\",VLOOKUP(C121,'CENNIK PŁASKI'!$D$2:$AH$21834,3,0))","v":""},{"$f":"IF(C121=\"\",\"\",VLOOKUP(C121,'CENNIK PŁASKI'!$D$2:$AH$21834,4,0))","v":""},null,{"$f":"IF(C121=\"\",\"\",VLOOKUP(C121,'CENNIK PŁASKI'!$D$2:$AH$21834,9,0))","v":""},"",null,"","",{"$f":"IF(C121=\"\",\"\",VLOOKUP(C121,'[3]CENNIK PŁASKI'!$C$2:$AH$27586,24,0))","v":""},"",{"$f":"IF(C121=\"\",\"\",VLOOKUP(C121,'[3]CENNIK PŁASKI'!$C$2:$AH$27586,25,0))","v":""},"",""]
[null,"",null,{"$f":"IF(C122=\"\",\"\",VLOOKUP(C122,'CENNIK PŁASKI'!$D$2:$AH$21834,3,0))","v":""},{"$f":"IF(C122=\"\",\"\",VLOOKUP(C122,'CENNIK PŁASKI'!$D$2:$AH$21834,4,0))","v":""},null,{"$f":"IF(C122=\"\",\"\",VLOOKUP(C122,'CENNIK PŁASKI'!$D$2:$AH$21834,9,0))","v":""},"",null,"","",{"$f":"IF(C122=\"\",\"\",VLOOKUP(C122,'[3]CENNIK PŁASKI'!$C$2:$AH$27586,24,0))","v":""},"",{"$f":"IF(C122=\"\",\"\",VLOOKUP(C122,'[3]CENNIK PŁASKI'!$C$2:$AH$27586,25,0))","v":""},"",""]
[null,"",null,{"$f":"IF(C123=\"\",\"\",VLOOKUP(C123,'CENNIK PŁASKI'!$D$2:$AH$21834,3,0))","v":""},{"$f":"IF(C123=\"\",\"\",VLOOKUP(C123,'CENNIK PŁASKI'!$D$2:$AH$21834,4,0))","v":""},null,{"$f":"IF(C123=\"\",\"\",VLOOKUP(C123,'CENNIK PŁASKI'!$D$2:$AH$21834,9,0))","v":""},"",null,"","",{"$f":"IF(C123=\"\",\"\",VLOOKUP(C123,'[3]CENNIK PŁASKI'!$C$2:$AH$27586,24,0))","v":""},"",{"$f":"IF(C123=\"\",\"\",VLOOKUP(C123,'[3]CENNIK PŁASKI'!$C$2:$AH$27586,25,0))","v":""},"",""]
[null,"",null,{"$f":"IF(C124=\"\",\"\",VLOOKUP(C124,'CENNIK PŁASKI'!$D$2:$AH$21834,3,0))","v":""},{"$f":"IF(C124=\"\",\"\",VLOOKUP(C124,'CENNIK PŁASKI'!$D$2:$AH$21834,4,0))","v":""},null,{"$f":"IF(C124=\"\",\"\",VLOOKUP(C124,'CENNIK PŁASKI'!$D$2:$AH$21834,9,0))","v":""},"",null,"","",{"$f":"IF(C124=\"\",\"\",VLOOKUP(C124,'[3]CENNIK PŁASKI'!$C$2:$AH$27586,24,0))","v":""},"",{"$f":"IF(C124=\"\",\"\",VLOOKUP(C124,'[3]CENNIK PŁASKI'!$C$2:$AH$27586,25,0))","v":""},"",""]
[null,"",null,{"$f":"IF(C125=\"\",\"\",VLOOKUP(C125,'CENNIK PŁASKI'!$D$2:$AH$21834,3,0))","v":""},{"$f":"IF(C125=\"\",\"\",VLOOKUP(C125,'CENNIK PŁASKI'!$D$2:$AH$21834,4,0))","v":""},null,{"$f":"IF(C125=\"\",\"\",VLOOKUP(C125,'CENNIK PŁASKI'!$D$2:$AH$21834,9,0))","v":""},"",null,"","",{"$f":"IF(C125=\"\",\"\",VLOOKUP(C125,'[3]CENNIK PŁASKI'!$C$2:$AH$27586,24,0))","v":""},"",{"$f":"IF(C125=\"\",\"\",VLOOKUP(C125,'[3]CENNIK PŁASKI'!$C$2:$AH$27586,25,0))","v":""},"",""]
[null,"",null,{"$f":"IF(C126=\"\",\"\",VLOOKUP(C126,'CENNIK PŁASKI'!$D$2:$AH$21834,3,0))","v":""},{"$f":"IF(C126=\"\",\"\",VLOOKUP(C126,'CENNIK PŁASKI'!$D$2:$AH$21834,4,0))","v":""},null,{"$f":"IF(C126=\"\",\"\",VLOOKUP(C126,'CENNIK PŁASKI'!$D$2:$AH$21834,9,0))","v":""},"",null,"","",{"$f":"IF(C126=\"\",\"\",VLOOKUP(C126,'[3]CENNIK PŁASKI'!$C$2:$AH$27586,24,0))","v":""},"",{"$f":"IF(C126=\"\",\"\",VLOOKUP(C126,'[3]CENNIK PŁASKI'!$C$2:$AH$27586,25,0))","v":""},"",""]
[null,"",null,{"$f":"IF(C127=\"\",\"\",VLOOKUP(C127,'CENNIK PŁASKI'!$D$2:$AH$21834,3,0))","v":""},{"$f":"IF(C127=\"\",\"\",VLOOKUP(C127,'CENNIK PŁASKI'!$D$2:$AH$21834,4,0))","v":""},null,{"$f":"IF(C127=\"\",\"\",VLOOKUP(C127,'CENNIK PŁASKI'!$D$2:$AH$21834,9,0))","v":""},"",null,"","",{"$f":"IF(C127=\"\",\"\",VLOOKUP(C127,'[3]CENNIK PŁASKI'!$C$2:$AH$27586,24,0))","v":""},"",{"$f":"IF(C127=\"\",\"\",VLOOKUP(C127,'[3]CENNIK PŁASKI'!$C$2:$AH$27586,25,0))","v":""},"",""]
[null,"",null,{"$f":"IF(C128=\"\",\"\",VLOOKUP(C128,'CENNIK PŁASKI'!$D$2:$AH$21834,3,0))","v":""},{"$f":"IF(C128=\"\",\"\",VLOOKUP(C128,'CENNIK PŁASKI'!$D$2:$AH$21834,4,0))","v":""},null,{"$f":"IF(C128=\"\",\"\",VLOOKUP(C128,'CENNIK PŁASKI'!$D$2:$AH$21834,9,0))","v":""},"",null,"","",{"$f":"IF(C128=\"\",\"\",VLOOKUP(C128,'[3]CENNIK PŁASKI'!$C$2:$AH$27586,24,0))","v":""},"",{"$f":"IF(C128=\"\",\"\",VLOOKUP(C128,'[3]CENNIK PŁASKI'!$C$2:$AH$27586,25,0))","v":""},"",""]
[null,"",null,{"$f":"IF(C129=\"\",\"\",VLOOKUP(C129,'CENNIK PŁASKI'!$D$2:$AH$21834,3,0))","v":""},{"$f":"IF(C129=\"\",\"\",VLOOKUP(C129,'CENNIK PŁASKI'!$D$2:$AH$21834,4,0))","v":""},null,{"$f":"IF(C129=\"\",\"\",VLOOKUP(C129,'CENNIK PŁASKI'!$D$2:$AH$21834,9,0))","v":""},"",null,"","",{"$f":"IF(C129=\"\",\"\",VLOOKUP(C129,'[3]CENNIK PŁASKI'!$C$2:$AH$27586,24,0))","v":""},"",{"$f":"IF(C129=\"\",\"\",VLOOKUP(C129,'[3]CENNIK PŁASKI'!$C$2:$AH$27586,25,0))","v":""},"",""]
[null,"",null,{"$f":"IF(C130=\"\",\"\",VLOOKUP(C130,'CENNIK PŁASKI'!$D$2:$AH$21834,3,0))","v":""},{"$f":"IF(C130=\"\",\"\",VLOOKUP(C130,'CENNIK PŁASKI'!$D$2:$AH$21834,4,0))","v":""},null,{"$f":"IF(C130=\"\",\"\",VLOOKUP(C130,'CENNIK PŁASKI'!$D$2:$AH$21834,9,0))","v":""},"",null,"","",{"$f":"IF(C130=\"\",\"\",VLOOKUP(C130,'[3]CENNIK PŁASKI'!$C$2:$AH$27586,24,0))","v":""},"",{"$f":"IF(C130=\"\",\"\",VLOOKUP(C130,'[3]CENNIK PŁASKI'!$C$2:$AH$27586,25,0))","v":""},"",""]
[null,"",null,{"$f":"IF(C131=\"\",\"\",VLOOKUP(C131,'CENNIK PŁASKI'!$D$2:$AH$21834,3,0))","v":""},{"$f":"IF(C131=\"\",\"\",VLOOKUP(C131,'CENNIK PŁASKI'!$D$2:$AH$21834,4,0))","v":""},null,{"$f":"IF(C131=\"\",\"\",VLOOKUP(C131,'CENNIK PŁASKI'!$D$2:$AH$21834,9,0))","v":""},"",null,"","",{"$f":"IF(C131=\"\",\"\",VLOOKUP(C131,'[3]CENNIK PŁASKI'!$C$2:$AH$27586,24,0))","v":""},"",{"$f":"IF(C131=\"\",\"\",VLOOKUP(C131,'[3]CENNIK PŁASKI'!$C$2:$AH$27586,25,0))","v":""},"",""]
[null,"",null,{"$f":"IF(C132=\"\",\"\",VLOOKUP(C132,'CENNIK PŁASKI'!$D$2:$AH$21834,3,0))","v":""},{"$f":"IF(C132=\"\",\"\",VLOOKUP(C132,'CENNIK PŁASKI'!$D$2:$AH$21834,4,0))","v":""},null,{"$f":"IF(C132=\"\",\"\",VLOOKUP(C132,'CENNIK PŁASKI'!$D$2:$AH$21834,9,0))","v":""},"",null,"","",{"$f":"IF(C132=\"\",\"\",VLOOKUP(C132,'[3]CENNIK PŁASKI'!$C$2:$AH$27586,24,0))","v":""},"",{"$f":"IF(C132=\"\",\"\",VLOOKUP(C132,'[3]CENNIK PŁASKI'!$C$2:$AH$27586,25,0))","v":""},"",""]
[null,"",null,{"$f":"IF(C133=\"\",\"\",VLOOKUP(C133,'CENNIK PŁASKI'!$D$2:$AH$21834,3,0))","v":""},{"$f":"IF(C133=\"\",\"\",VLOOKUP(C133,'CENNIK PŁASKI'!$D$2:$AH$21834,4,0))","v":""},null,{"$f":"IF(C133=\"\",\"\",VLOOKUP(C133,'CENNIK PŁASKI'!$D$2:$AH$21834,9,0))","v":""},"",null,"","",{"$f":"IF(C133=\"\",\"\",VLOOKUP(C133,'[3]CENNIK PŁASKI'!$C$2:$AH$27586,24,0))","v":""},"",{"$f":"IF(C133=\"\",\"\",VLOOKUP(C133,'[3]CENNIK PŁASKI'!$C$2:$AH$27586,25,0))","v":""},"",""]
[null,"",null,{"$f":"IF(C134=\"\",\"\",VLOOKUP(C134,'CENNIK PŁASKI'!$D$2:$AH$21834,3,0))","v":""},{"$f":"IF(C134=\"\",\"\",VLOOKUP(C134,'CENNIK PŁASKI'!$D$2:$AH$21834,4,0))","v":""},null,{"$f":"IF(C134=\"\",\"\",VLOOKUP(C134,'CENNIK PŁASKI'!$D$2:$AH$21834,9,0))","v":""},"",null,"","",{"$f":"IF(C134=\"\",\"\",VLOOKUP(C134,'[3]CENNIK PŁASKI'!$C$2:$AH$27586,24,0))","v":""},"",{"$f":"IF(C134=\"\",\"\",VLOOKUP(C134,'[3]CENNIK PŁASKI'!$C$2:$AH$27586,25,0))","v":""},"",""]
[null,"",null,{"$f":"IF(C135=\"\",\"\",VLOOKUP(C135,'CENNIK PŁASKI'!$D$2:$AH$21834,3,0))","v":""},{"$f":"IF(C135=\"\",\"\",VLOOKUP(C135,'CENNIK PŁASKI'!$D$2:$AH$21834,4,0))","v":""},null,{"$f":"IF(C135=\"\",\"\",VLOOKUP(C135,'CENNIK PŁASKI'!$D$2:$AH$21834,9,0))","v":""},"",null,"","",{"$f":"IF(C135=\"\",\"\",VLOOKUP(C135,'[3]CENNIK PŁASKI'!$C$2:$AH$27586,24,0))","v":""},"",{"$f":"IF(C135=\"\",\"\",VLOOKUP(C135,'[3]CENNIK PŁASKI'!$C$2:$AH$27586,25,0))","v":""},"",""]
[null,"",null,{"$f":"IF(C136=\"\",\"\",VLOOKUP(C136,'CENNIK PŁASKI'!$D$2:$AH$21834,3,0))","v":""},{"$f":"IF(C136=\"\",\"\",VLOOKUP(C136,'CENNIK PŁASKI'!$D$2:$AH$21834,4,0))","v":""},null,{"$f":"IF(C136=\"\",\"\",VLOOKUP(C136,'CENNIK PŁASKI'!$D$2:$AH$21834,9,0))","v":""},"",null,"","",{"$f":"IF(C136=\"\",\"\",VLOOKUP(C136,'[3]CENNIK PŁASKI'!$C$2:$AH$27586,24,0))","v":""},"",{"$f":"IF(C136=\"\",\"\",VLOOKUP(C136,'[3]CENNIK PŁASKI'!$C$2:$AH$27586,25,0))","v":""},"",""]
[null,"",null,{"$f":"IF(C137=\"\",\"\",VLOOKUP(C137,'CENNIK PŁASKI'!$D$2:$AH$21834,3,0))","v":""},{"$f":"IF(C137=\"\",\"\",VLOOKUP(C137,'CENNIK PŁASKI'!$D$2:$AH$21834,4,0))","v":""},null,{"$f":"IF(C137=\"\",\"\",VLOOKUP(C137,'CENNIK PŁASKI'!$D$2:$AH$21834,9,0))","v":""},"",null,"","",{"$f":"IF(C137=\"\",\"\",VLOOKUP(C137,'[3]CENNIK PŁASKI'!$C$2:$AH$27586,24,0))","v":""},"",{"$f":"IF(C137=\"\",\"\",VLOOKUP(C137,'[3]CENNIK PŁASKI'!$C$2:$AH$27586,25,0))","v":""},"",""]
[null,"",null,{"$f":"IF(C138=\"\",\"\",VLOOKUP(C138,'CENNIK PŁASKI'!$D$2:$AH$21834,3,0))","v":""},{"$f":"IF(C138=\"\",\"\",VLOOKUP(C138,'CENNIK PŁASKI'!$D$2:$AH$21834,4,0))","v":""},null,{"$f":"IF(C138=\"\",\"\",VLOOKUP(C138,'CENNIK PŁASKI'!$D$2:$AH$21834,9,0))","v":""},"",null,"","",{"$f":"IF(C138=\"\",\"\",VLOOKUP(C138,'[3]CENNIK PŁASKI'!$C$2:$AH$27586,24,0))","v":""},"",{"$f":"IF(C138=\"\",\"\",VLOOKUP(C138,'[3]CENNIK PŁASKI'!$C$2:$AH$27586,25,0))","v":""},"",""]
[null,"",null,{"$f":"IF(C139=\"\",\"\",VLOOKUP(C139,'CENNIK PŁASKI'!$D$2:$AH$21834,3,0))","v":""},{"$f":"IF(C139=\"\",\"\",VLOOKUP(C139,'CENNIK PŁASKI'!$D$2:$AH$21834,4,0))","v":""},null,{"$f":"IF(C139=\"\",\"\",VLOOKUP(C139,'CENNIK PŁASKI'!$D$2:$AH$21834,9,0))","v":""},"",null,"","",{"$f":"IF(C139=\"\",\"\",VLOOKUP(C139,'[3]CENNIK PŁASKI'!$C$2:$AH$27586,24,0))","v":""},"",{"$f":"IF(C139=\"\",\"\",VLOOKUP(C139,'[3]CENNIK PŁASKI'!$C$2:$AH$27586,25,0))","v":""},"",""]
[null,"",null,{"$f":"IF(C140=\"\",\"\",VLOOKUP(C140,'CENNIK PŁASKI'!$D$2:$AH$21834,3,0))","v":""},{"$f":"IF(C140=\"\",\"\",VLOOKUP(C140,'CENNIK PŁASKI'!$D$2:$AH$21834,4,0))","v":""},null,{"$f":"IF(C140=\"\",\"\",VLOOKUP(C140,'CENNIK PŁASKI'!$D$2:$AH$21834,9,0))","v":""},"",null,"","",{"$f":"IF(C140=\"\",\"\",VLOOKUP(C140,'[3]CENNIK PŁASKI'!$C$2:$AH$27586,24,0))","v":""},"",{"$f":"IF(C140=\"\",\"\",VLOOKUP(C140,'[3]CENNIK PŁASKI'!$C$2:$AH$27586,25,0))","v":""},"",""]
[null,"",null,{"$f":"IF(C141=\"\",\"\",VLOOKUP(C141,'CENNIK PŁASKI'!$D$2:$AH$21834,3,0))","v":""},{"$f":"IF(C141=\"\",\"\",VLOOKUP(C141,'CENNIK PŁASKI'!$D$2:$AH$21834,4,0))","v":""},null,{"$f":"IF(C141=\"\",\"\",VLOOKUP(C141,'CENNIK PŁASKI'!$D$2:$AH$21834,9,0))","v":""},"",null,"","",{"$f":"IF(C141=\"\",\"\",VLOOKUP(C141,'[3]CENNIK PŁASKI'!$C$2:$AH$27586,24,0))","v":""},"",{"$f":"IF(C141=\"\",\"\",VLOOKUP(C141,'[3]CENNIK PŁASKI'!$C$2:$AH$27586,25,0))","v":""},"",""]
[null,"",null,{"$f":"IF(C142=\"\",\"\",VLOOKUP(C142,'CENNIK PŁASKI'!$D$2:$AH$21834,3,0))","v":""},{"$f":"IF(C142=\"\",\"\",VLOOKUP(C142,'CENNIK PŁASKI'!$D$2:$AH$21834,4,0))","v":""},null,{"$f":"IF(C142=\"\",\"\",VLOOKUP(C142,'CENNIK PŁASKI'!$D$2:$AH$21834,9,0))","v":""},"",null,"","",{"$f":"IF(C142=\"\",\"\",VLOOKUP(C142,'[3]CENNIK PŁASKI'!$C$2:$AH$27586,24,0))","v":""},"",{"$f":"IF(C142=\"\",\"\",VLOOKUP(C142,'[3]CENNIK PŁASKI'!$C$2:$AH$27586,25,0))","v":""},"",{"$f":"IF(C142<>\"\",IF(ISNUMBER(F142),\"\",\"Proszę wpisać ilość\"),\"\")","v":""}]
[null,"",null,{"$f":"IF(C143=\"\",\"\",VLOOKUP(C143,'CENNIK PŁASKI'!$D$2:$AH$21834,3,0))","v":""},{"$f":"IF(C143=\"\",\"\",VLOOKUP(C143,'CENNIK PŁASKI'!$D$2:$AH$21834,4,0))","v":""},null,{"$f":"IF(C143=\"\",\"\",VLOOKUP(C143,'CENNIK PŁASKI'!$D$2:$AH$21834,9,0))","v":""},"",null,"","",{"$f":"IF(C143=\"\",\"\",VLOOKUP(C143,'[3]CENNIK PŁASKI'!$C$2:$AH$27586,24,0))","v":""},"",{"$f":"IF(C143=\"\",\"\",VLOOKUP(C143,'[3]CENNIK PŁASKI'!$C$2:$AH$27586,25,0))","v":""},"",""]
[null,{"$f":"IF(C144<>\"\",B143+1,\"\")","v":""},null,{"$f":"IF(C144=\"\",\"\",VLOOKUP(C144,'CENNIK PŁASKI'!$D$2:$AH$21834,3,0))","v":""},{"$f":"IF(C144=\"\",\"\",VLOOKUP(C144,'CENNIK PŁASKI'!$D$2:$AH$21834,4,0))","v":""},null,{"$f":"IF(C144=\"\",\"\",VLOOKUP(C144,'CENNIK PŁASKI'!$D$2:$AH$21834,9,0))","v":""},{"$f":"IF(C144=\"\",\"\",F144*G144)","v":""},null,{"$f":"IF(B144=\"\",\"\",IF(I144>0,G144*(1-I144),G144))","v":""},{"$f":"IF(C144=\"\",\"\",IF(I144>0,H144*(1-I144),H144))","v":""},{"$f":"IF(C144=\"\",\"\",VLOOKUP(C144,'[3]CENNIK PŁASKI'!$C$2:$AH$27586,24,0))","v":""},{"$f":"HYPERLINK(L144,L144)","v":""},{"$f":"IF(C144=\"\",\"\",VLOOKUP(C144,'[3]CENNIK PŁASKI'!$C$2:$AH$27586,25,0))","v":""},{"$f":"HYPERLINK(N144,N144)","v":""},""]
[null,"",null,{"$f":"IF(C145=\"\",\"\",VLOOKUP(C145,'CENNIK PŁASKI'!$D$2:$AH$21834,3,0))","v":""},{"$f":"IF(C145=\"\",\"\",VLOOKUP(C145,'CENNIK PŁASKI'!$D$2:$AH$21834,4,0))","v":""},null,{"$f":"IF(C145=\"\",\"\",VLOOKUP(C145,'CENNIK PŁASKI'!$D$2:$AH$21834,9,0))","v":""},"",null,"","",{"$f":"IF(C145=\"\",\"\",VLOOKUP(C145,'[3]CENNIK PŁASKI'!$C$2:$AH$27586,24,0))","v":""},"",{"$f":"IF(C145=\"\",\"\",VLOOKUP(C145,'[3]CENNIK PŁASKI'!$C$2:$AH$27586,25,0))","v":""},"",""]
[null,"",null,{"$f":"IF(C146=\"\",\"\",VLOOKUP(C146,'CENNIK PŁASKI'!$D$2:$AH$21834,3,0))","v":""},{"$f":"IF(C146=\"\",\"\",VLOOKUP(C146,'CENNIK PŁASKI'!$D$2:$AH$21834,4,0))","v":""},null,{"$f":"IF(C146=\"\",\"\",VLOOKUP(C146,'CENNIK PŁASKI'!$D$2:$AH$21834,9,0))","v":""},"",null,"","",{"$f":"IF(C146=\"\",\"\",VLOOKUP(C146,'[3]CENNIK PŁASKI'!$C$2:$AH$27586,24,0))","v":""},"",{"$f":"IF(C146=\"\",\"\",VLOOKUP(C146,'[3]CENNIK PŁASKI'!$C$2:$AH$27586,25,0))","v":""},"",""]
[null,"",null,{"$f":"IF(C147=\"\",\"\",VLOOKUP(C147,'CENNIK PŁASKI'!$D$2:$AH$21834,3,0))","v":""},{"$f":"IF(C147=\"\",\"\",VLOOKUP(C147,'CENNIK PŁASKI'!$D$2:$AH$21834,4,0))","v":""},null,{"$f":"IF(C147=\"\",\"\",VLOOKUP(C147,'CENNIK PŁASKI'!$D$2:$AH$21834,9,0))","v":""},"",null,"","",{"$f":"IF(C147=\"\",\"\",VLOOKUP(C147,'[3]CENNIK PŁASKI'!$C$2:$AH$27586,24,0))","v":""},"",{"$f":"IF(C147=\"\",\"\",VLOOKUP(C147,'[3]CENNIK PŁASKI'!$C$2:$AH$27586,25,0))","v":""},"",""]
[null,"",null,{"$f":"IF(C148=\"\",\"\",VLOOKUP(C148,'CENNIK PŁASKI'!$D$2:$AH$21834,3,0))","v":""},{"$f":"IF(C148=\"\",\"\",VLOOKUP(C148,'CENNIK PŁASKI'!$D$2:$AH$21834,4,0))","v":""},null,{"$f":"IF(C148=\"\",\"\",VLOOKUP(C148,'CENNIK PŁASKI'!$D$2:$AH$21834,9,0))","v":""},"",null,"","",{"$f":"IF(C148=\"\",\"\",VLOOKUP(C148,'[3]CENNIK PŁASKI'!$C$2:$AH$27586,24,0))","v":""},"",{"$f":"IF(C148=\"\",\"\",VLOOKUP(C148,'[3]CENNIK PŁASKI'!$C$2:$AH$27586,25,0))","v":""},"",""]
[null,"",null,{"$f":"IF(C149=\"\",\"\",VLOOKUP(C149,'CENNIK PŁASKI'!$D$2:$AH$21834,3,0))","v":""},{"$f":"IF(C149=\"\",\"\",VLOOKUP(C149,'CENNIK PŁASKI'!$D$2:$AH$21834,4,0))","v":""},null,{"$f":"IF(C149=\"\",\"\",VLOOKUP(C149,'CENNIK PŁASKI'!$D$2:$AH$21834,9,0))","v":""},"",null,"","",{"$f":"IF(C149=\"\",\"\",VLOOKUP(C149,'[3]CENNIK PŁASKI'!$C$2:$AH$27586,24,0))","v":""},"",{"$f":"IF(C149=\"\",\"\",VLOOKUP(C149,'[3]CENNIK PŁASKI'!$C$2:$AH$27586,25,0))","v":""},"",""]
[null,"",null,{"$f":"IF(C150=\"\",\"\",VLOOKUP(C150,'CENNIK PŁASKI'!$D$2:$AH$21834,3,0))","v":""},{"$f":"IF(C150=\"\",\"\",VLOOKUP(C150,'CENNIK PŁASKI'!$D$2:$AH$21834,4,0))","v":""},null,{"$f":"IF(C150=\"\",\"\",VLOOKUP(C150,'CENNIK PŁASKI'!$D$2:$AH$21834,9,0))","v":""},"",null,"","",{"$f":"IF(C150=\"\",\"\",VLOOKUP(C150,'[3]CENNIK PŁASKI'!$C$2:$AH$27586,24,0))","v":""},"",{"$f":"IF(C150=\"\",\"\",VLOOKUP(C150,'[3]CENNIK PŁASKI'!$C$2:$AH$27586,25,0))","v":""},"",""]
[null,"",null,{"$f":"IF(C151=\"\",\"\",VLOOKUP(C151,'CENNIK PŁASKI'!$D$2:$AH$21834,3,0))","v":""},{"$f":"IF(C151=\"\",\"\",VLOOKUP(C151,'CENNIK PŁASKI'!$D$2:$AH$21834,4,0))","v":""},null,{"$f":"IF(C151=\"\",\"\",VLOOKUP(C151,'CENNIK PŁASKI'!$D$2:$AH$21834,9,0))","v":""},"",null,"","",{"$f":"IF(C151=\"\",\"\",VLOOKUP(C151,'[3]CENNIK PŁASKI'!$C$2:$AH$27586,24,0))","v":""},"",{"$f":"IF(C151=\"\",\"\",VLOOKUP(C151,'[3]CENNIK PŁASKI'!$C$2:$AH$27586,25,0))","v":""},"",""]
[null,"",null,{"$f":"IF(C152=\"\",\"\",VLOOKUP(C152,'CENNIK PŁASKI'!$D$2:$AH$21834,3,0))","v":""},{"$f":"IF(C152=\"\",\"\",VLOOKUP(C152,'CENNIK PŁASKI'!$D$2:$AH$21834,4,0))","v":""},null,{"$f":"IF(C152=\"\",\"\",VLOOKUP(C152,'CENNIK PŁASKI'!$D$2:$AH$21834,9,0))","v":""},"",null,"","",{"$f":"IF(C152=\"\",\"\",VLOOKUP(C152,'[3]CENNIK PŁASKI'!$C$2:$AH$27586,24,0))","v":""},"",{"$f":"IF(C152=\"\",\"\",VLOOKUP(C152,'[3]CENNIK PŁASKI'!$C$2:$AH$27586,25,0))","v":""},"",""]
[null,"",null,{"$f":"IF(C153=\"\",\"\",VLOOKUP(C153,'CENNIK PŁASKI'!$D$2:$AH$21834,3,0))","v":""},{"$f":"IF(C153=\"\",\"\",VLOOKUP(C153,'CENNIK PŁASKI'!$D$2:$AH$21834,4,0))","v":""},null,{"$f":"IF(C153=\"\",\"\",VLOOKUP(C153,'CENNIK PŁASKI'!$D$2:$AH$21834,9,0))","v":""},"",null,"","",{"$f":"IF(C153=\"\",\"\",VLOOKUP(C153,'[3]CENNIK PŁASKI'!$C$2:$AH$27586,24,0))","v":""},"",{"$f":"IF(C153=\"\",\"\",VLOOKUP(C153,'[3]CENNIK PŁASKI'!$C$2:$AH$27586,25,0))","v":""},"",""]
[null,"",null,{"$f":"IF(C154=\"\",\"\",VLOOKUP(C154,'CENNIK PŁASKI'!$D$2:$AH$21834,3,0))","v":""},{"$f":"IF(C154=\"\",\"\",VLOOKUP(C154,'CENNIK PŁASKI'!$D$2:$AH$21834,4,0))","v":""},null,{"$f":"IF(C154=\"\",\"\",VLOOKUP(C154,'CENNIK PŁASKI'!$D$2:$AH$21834,9,0))","v":""},"",null,"","",{"$f":"IF(C154=\"\",\"\",VLOOKUP(C154,'[3]CENNIK PŁASKI'!$C$2:$AH$27586,24,0))","v":""},"",{"$f":"IF(C154=\"\",\"\",VLOOKUP(C154,'[3]CENNIK PŁASKI'!$C$2:$AH$27586,25,0))","v":""},"",""]
[null,"",null,{"$f":"IF(C155=\"\",\"\",VLOOKUP(C155,'CENNIK PŁASKI'!$D$2:$AH$21834,3,0))","v":""},{"$f":"IF(C155=\"\",\"\",VLOOKUP(C155,'CENNIK PŁASKI'!$D$2:$AH$21834,4,0))","v":""},null,{"$f":"IF(C155=\"\",\"\",VLOOKUP(C155,'CENNIK PŁASKI'!$D$2:$AH$21834,9,0))","v":""},"",null,"","",{"$f":"IF(C155=\"\",\"\",VLOOKUP(C155,'[3]CENNIK PŁASKI'!$C$2:$AH$27586,24,0))","v":""},"",{"$f":"IF(C155=\"\",\"\",VLOOKUP(C155,'[3]CENNIK PŁASKI'!$C$2:$AH$27586,25,0))","v":""},"",""]
[null,"",null,{"$f":"IF(C156=\"\",\"\",VLOOKUP(C156,'CENNIK PŁASKI'!$D$2:$AH$21834,3,0))","v":""},{"$f":"IF(C156=\"\",\"\",VLOOKUP(C156,'CENNIK PŁASKI'!$D$2:$AH$21834,4,0))","v":""},null,{"$f":"IF(C156=\"\",\"\",VLOOKUP(C156,'CENNIK PŁASKI'!$D$2:$AH$21834,9,0))","v":""},"",null,"","",{"$f":"IF(C156=\"\",\"\",VLOOKUP(C156,'[3]CENNIK PŁASKI'!$C$2:$AH$27586,24,0))","v":""},"",{"$f":"IF(C156=\"\",\"\",VLOOKUP(C156,'[3]CENNIK PŁASKI'!$C$2:$AH$27586,25,0))","v":""},"",""]
[null,"",null,{"$f":"IF(C157=\"\",\"\",VLOOKUP(C157,'CENNIK PŁASKI'!$D$2:$AH$21834,3,0))","v":""},{"$f":"IF(C157=\"\",\"\",VLOOKUP(C157,'CENNIK PŁASKI'!$D$2:$AH$21834,4,0))","v":""},null,{"$f":"IF(C157=\"\",\"\",VLOOKUP(C157,'CENNIK PŁASKI'!$D$2:$AH$21834,9,0))","v":""},"",null,"","",{"$f":"IF(C157=\"\",\"\",VLOOKUP(C157,'[3]CENNIK PŁASKI'!$C$2:$AH$27586,24,0))","v":""},"",{"$f":"IF(C157=\"\",\"\",VLOOKUP(C157,'[3]CENNIK PŁASKI'!$C$2:$AH$27586,25,0))","v":""},"",""]
[null,"",null,{"$f":"IF(C158=\"\",\"\",VLOOKUP(C158,'CENNIK PŁASKI'!$D$2:$AH$21834,3,0))","v":""},{"$f":"IF(C158=\"\",\"\",VLOOKUP(C158,'CENNIK PŁASKI'!$D$2:$AH$21834,4,0))","v":""},null,{"$f":"IF(C158=\"\",\"\",VLOOKUP(C158,'CENNIK PŁASKI'!$D$2:$AH$21834,9,0))","v":""},"",null,"","",{"$f":"IF(C158=\"\",\"\",VLOOKUP(C158,'[3]CENNIK PŁASKI'!$C$2:$AH$27586,24,0))","v":""},"",{"$f":"IF(C158=\"\",\"\",VLOOKUP(C158,'[3]CENNIK PŁASKI'!$C$2:$AH$27586,25,0))","v":""},"",""]
[null,"",null,{"$f":"IF(C159=\"\",\"\",VLOOKUP(C159,'CENNIK PŁASKI'!$D$2:$AH$21834,3,0))","v":""},{"$f":"IF(C159=\"\",\"\",VLOOKUP(C159,'CENNIK PŁASKI'!$D$2:$AH$21834,4,0))","v":""},null,{"$f":"IF(C159=\"\",\"\",VLOOKUP(C159,'CENNIK PŁASKI'!$D$2:$AH$21834,9,0))","v":""},"",null,"","",{"$f":"IF(C159=\"\",\"\",VLOOKUP(C159,'[3]CENNIK PŁASKI'!$C$2:$AH$27586,24,0))","v":""},"",{"$f":"IF(C159=\"\",\"\",VLOOKUP(C159,'[3]CENNIK PŁASKI'!$C$2:$AH$27586,25,0))","v":""},"",""]
[null,"",null,{"$f":"IF(C160=\"\",\"\",VLOOKUP(C160,'CENNIK PŁASKI'!$D$2:$AH$21834,3,0))","v":""},{"$f":"IF(C160=\"\",\"\",VLOOKUP(C160,'CENNIK PŁASKI'!$D$2:$AH$21834,4,0))","v":""},null,{"$f":"IF(C160=\"\",\"\",VLOOKUP(C160,'CENNIK PŁASKI'!$D$2:$AH$21834,9,0))","v":""},"",null,"","",{"$f":"IF(C160=\"\",\"\",VLOOKUP(C160,'[3]CENNIK PŁASKI'!$C$2:$AH$27586,24,0))","v":""},"",{"$f":"IF(C160=\"\",\"\",VLOOKUP(C160,'[3]CENNIK PŁASKI'!$C$2:$AH$27586,25,0))","v":""},"",""]
[null,"",null,{"$f":"IF(C161=\"\",\"\",VLOOKUP(C161,'CENNIK PŁASKI'!$D$2:$AH$21834,3,0))","v":""},{"$f":"IF(C161=\"\",\"\",VLOOKUP(C161,'CENNIK PŁASKI'!$D$2:$AH$21834,4,0))","v":""},null,{"$f":"IF(C161=\"\",\"\",VLOOKUP(C161,'CENNIK PŁASKI'!$D$2:$AH$21834,9,0))","v":""},"",null,"","",{"$f":"IF(C161=\"\",\"\",VLOOKUP(C161,'[3]CENNIK PŁASKI'!$C$2:$AH$27586,24,0))","v":""},"",{"$f":"IF(C161=\"\",\"\",VLOOKUP(C161,'[3]CENNIK PŁASKI'!$C$2:$AH$27586,25,0))","v":""},"",""]
[null,"",null,{"$f":"IF(C162=\"\",\"\",VLOOKUP(C162,'CENNIK PŁASKI'!$D$2:$AH$21834,3,0))","v":""},{"$f":"IF(C162=\"\",\"\",VLOOKUP(C162,'CENNIK PŁASKI'!$D$2:$AH$21834,4,0))","v":""},null,{"$f":"IF(C162=\"\",\"\",VLOOKUP(C162,'CENNIK PŁASKI'!$D$2:$AH$21834,9,0))","v":""},"",null,"","",{"$f":"IF(C162=\"\",\"\",VLOOKUP(C162,'[3]CENNIK PŁASKI'!$C$2:$AH$27586,24,0))","v":""},"",{"$f":"IF(C162=\"\",\"\",VLOOKUP(C162,'[3]CENNIK PŁASKI'!$C$2:$AH$27586,25,0))","v":""},"",""]
[null,"",null,{"$f":"IF(C163=\"\",\"\",VLOOKUP(C163,'CENNIK PŁASKI'!$D$2:$AH$21834,3,0))","v":""},{"$f":"IF(C163=\"\",\"\",VLOOKUP(C163,'CENNIK PŁASKI'!$D$2:$AH$21834,4,0))","v":""},null,{"$f":"IF(C163=\"\",\"\",VLOOKUP(C163,'CENNIK PŁASKI'!$D$2:$AH$21834,9,0))","v":""},"",null,"","",{"$f":"IF(C163=\"\",\"\",VLOOKUP(C163,'[3]CENNIK PŁASKI'!$C$2:$AH$27586,24,0))","v":""},"",{"$f":"IF(C163=\"\",\"\",VLOOKUP(C163,'[3]CENNIK PŁASKI'!$C$2:$AH$27586,25,0))","v":""},"",""]
[null,"",null,{"$f":"IF(C164=\"\",\"\",VLOOKUP(C164,'CENNIK PŁASKI'!$D$2:$AH$21834,3,0))","v":""},{"$f":"IF(C164=\"\",\"\",VLOOKUP(C164,'CENNIK PŁASKI'!$D$2:$AH$21834,4,0))","v":""},null,{"$f":"IF(C164=\"\",\"\",VLOOKUP(C164,'CENNIK PŁASKI'!$D$2:$AH$21834,9,0))","v":""},"",null,"","",{"$f":"IF(C164=\"\",\"\",VLOOKUP(C164,'[3]CENNIK PŁASKI'!$C$2:$AH$27586,24,0))","v":""},"",{"$f":"IF(C164=\"\",\"\",VLOOKUP(C164,'[3]CENNIK PŁASKI'!$C$2:$AH$27586,25,0))","v":""},"",""]
[null,"",null,{"$f":"IF(C165=\"\",\"\",VLOOKUP(C165,'CENNIK PŁASKI'!$D$2:$AH$21834,3,0))","v":""},{"$f":"IF(C165=\"\",\"\",VLOOKUP(C165,'CENNIK PŁASKI'!$D$2:$AH$21834,4,0))","v":""},null,{"$f":"IF(C165=\"\",\"\",VLOOKUP(C165,'CENNIK PŁASKI'!$D$2:$AH$21834,9,0))","v":""},"",null,"","",{"$f":"IF(C165=\"\",\"\",VLOOKUP(C165,'[3]CENNIK PŁASKI'!$C$2:$AH$27586,24,0))","v":""},"",{"$f":"IF(C165=\"\",\"\",VLOOKUP(C165,'[3]CENNIK PŁASKI'!$C$2:$AH$27586,25,0))","v":""},"",""]
[null,"",null,{"$f":"IF(C166=\"\",\"\",VLOOKUP(C166,'CENNIK PŁASKI'!$D$2:$AH$21834,3,0))","v":""},{"$f":"IF(C166=\"\",\"\",VLOOKUP(C166,'CENNIK PŁASKI'!$D$2:$AH$21834,4,0))","v":""},null,{"$f":"IF(C166=\"\",\"\",VLOOKUP(C166,'CENNIK PŁASKI'!$D$2:$AH$21834,9,0))","v":""},"",null,"","",{"$f":"IF(C166=\"\",\"\",VLOOKUP(C166,'[3]CENNIK PŁASKI'!$C$2:$AH$27586,24,0))","v":""},"",{"$f":"IF(C166=\"\",\"\",VLOOKUP(C166,'[3]CENNIK PŁASKI'!$C$2:$AH$27586,25,0))","v":""},"",""]
[null,"",null,{"$f":"IF(C167=\"\",\"\",VLOOKUP(C167,'CENNIK PŁASKI'!$D$2:$AH$21834,3,0))","v":""},{"$f":"IF(C167=\"\",\"\",VLOOKUP(C167,'CENNIK PŁASKI'!$D$2:$AH$21834,4,0))","v":""},null,{"$f":"IF(C167=\"\",\"\",VLOOKUP(C167,'CENNIK PŁASKI'!$D$2:$AH$21834,9,0))","v":""},"",null,"","",{"$f":"IF(C167=\"\",\"\",VLOOKUP(C167,'[3]CENNIK PŁASKI'!$C$2:$AH$27586,24,0))","v":""},"",{"$f":"IF(C167=\"\",\"\",VLOOKUP(C167,'[3]CENNIK PŁASKI'!$C$2:$AH$27586,25,0))","v":""},"",""]
[null,"",null,{"$f":"IF(C168=\"\",\"\",VLOOKUP(C168,'CENNIK PŁASKI'!$D$2:$AH$21834,3,0))","v":""},{"$f":"IF(C168=\"\",\"\",VLOOKUP(C168,'CENNIK PŁASKI'!$D$2:$AH$21834,4,0))","v":""},null,{"$f":"IF(C168=\"\",\"\",VLOOKUP(C168,'CENNIK PŁASKI'!$D$2:$AH$21834,9,0))","v":""},"",null,"","",{"$f":"IF(C168=\"\",\"\",VLOOKUP(C168,'[3]CENNIK PŁASKI'!$C$2:$AH$27586,24,0))","v":""},"",{"$f":"IF(C168=\"\",\"\",VLOOKUP(C168,'[3]CENNIK PŁASKI'!$C$2:$AH$27586,25,0))","v":""},"",""]
[null,"",null,{"$f":"IF(C169=\"\",\"\",VLOOKUP(C169,'CENNIK PŁASKI'!$D$2:$AH$21834,3,0))","v":""},{"$f":"IF(C169=\"\",\"\",VLOOKUP(C169,'CENNIK PŁASKI'!$D$2:$AH$21834,4,0))","v":""},null,{"$f":"IF(C169=\"\",\"\",VLOOKUP(C169,'CENNIK PŁASKI'!$D$2:$AH$21834,9,0))","v":""},"",null,"","",{"$f":"IF(C169=\"\",\"\",VLOOKUP(C169,'[3]CENNIK PŁASKI'!$C$2:$AH$27586,24,0))","v":""},"",{"$f":"IF(C169=\"\",\"\",VLOOKUP(C169,'[3]CENNIK PŁASKI'!$C$2:$AH$27586,25,0))","v":""},"",""]
[null,"",null,{"$f":"IF(C170=\"\",\"\",VLOOKUP(C170,'CENNIK PŁASKI'!$D$2:$AH$21834,3,0))","v":""},{"$f":"IF(C170=\"\",\"\",VLOOKUP(C170,'CENNIK PŁASKI'!$D$2:$AH$21834,4,0))","v":""},null,{"$f":"IF(C170=\"\",\"\",VLOOKUP(C170,'CENNIK PŁASKI'!$D$2:$AH$21834,9,0))","v":""},"",null,"","",{"$f":"IF(C170=\"\",\"\",VLOOKUP(C170,'[3]CENNIK PŁASKI'!$C$2:$AH$27586,24,0))","v":""},"",{"$f":"IF(C170=\"\",\"\",VLOOKUP(C170,'[3]CENNIK PŁASKI'!$C$2:$AH$27586,25,0))","v":""},"",""]
[null,"",null,{"$f":"IF(C171=\"\",\"\",VLOOKUP(C171,'CENNIK PŁASKI'!$D$2:$AH$21834,3,0))","v":""},{"$f":"IF(C171=\"\",\"\",VLOOKUP(C171,'CENNIK PŁASKI'!$D$2:$AH$21834,4,0))","v":""},null,{"$f":"IF(C171=\"\",\"\",VLOOKUP(C171,'CENNIK PŁASKI'!$D$2:$AH$21834,9,0))","v":""},"",null,"","",{"$f":"IF(C171=\"\",\"\",VLOOKUP(C171,'[3]CENNIK PŁASKI'!$C$2:$AH$27586,24,0))","v":""},"",{"$f":"IF(C171=\"\",\"\",VLOOKUP(C171,'[3]CENNIK PŁASKI'!$C$2:$AH$27586,25,0))","v":""},"",""]
[null,"",null,{"$f":"IF(C172=\"\",\"\",VLOOKUP(C172,'CENNIK PŁASKI'!$D$2:$AH$21834,3,0))","v":""},{"$f":"IF(C172=\"\",\"\",VLOOKUP(C172,'CENNIK PŁASKI'!$D$2:$AH$21834,4,0))","v":""},null,{"$f":"IF(C172=\"\",\"\",VLOOKUP(C172,'CENNIK PŁASKI'!$D$2:$AH$21834,9,0))","v":""},"",null,"","",{"$f":"IF(C172=\"\",\"\",VLOOKUP(C172,'[3]CENNIK PŁASKI'!$C$2:$AH$27586,24,0))","v":""},"",{"$f":"IF(C172=\"\",\"\",VLOOKUP(C172,'[3]CENNIK PŁASKI'!$C$2:$AH$27586,25,0))","v":""},"",""]
[null,"",null,{"$f":"IF(C173=\"\",\"\",VLOOKUP(C173,'CENNIK PŁASKI'!$D$2:$AH$21834,3,0))","v":""},{"$f":"IF(C173=\"\",\"\",VLOOKUP(C173,'CENNIK PŁASKI'!$D$2:$AH$21834,4,0))","v":""},null,{"$f":"IF(C173=\"\",\"\",VLOOKUP(C173,'CENNIK PŁASKI'!$D$2:$AH$21834,9,0))","v":""},"",null,"","",{"$f":"IF(C173=\"\",\"\",VLOOKUP(C173,'[3]CENNIK PŁASKI'!$C$2:$AH$27586,24,0))","v":""},"",{"$f":"IF(C173=\"\",\"\",VLOOKUP(C173,'[3]CENNIK PŁASKI'!$C$2:$AH$27586,25,0))","v":""},"",""]
[null,"",null,{"$f":"IF(C174=\"\",\"\",VLOOKUP(C174,'CENNIK PŁASKI'!$D$2:$AH$21834,3,0))","v":""},{"$f":"IF(C174=\"\",\"\",VLOOKUP(C174,'CENNIK PŁASKI'!$D$2:$AH$21834,4,0))","v":""},null,{"$f":"IF(C174=\"\",\"\",VLOOKUP(C174,'CENNIK PŁASKI'!$D$2:$AH$21834,9,0))","v":""},"",null,"","",{"$f":"IF(C174=\"\",\"\",VLOOKUP(C174,'[3]CENNIK PŁASKI'!$C$2:$AH$27586,24,0))","v":""},"",{"$f":"IF(C174=\"\",\"\",VLOOKUP(C174,'[3]CENNIK PŁASKI'!$C$2:$AH$27586,25,0))","v":""},"",""]
[null,"",null,{"$f":"IF(C175=\"\",\"\",VLOOKUP(C175,'CENNIK PŁASKI'!$D$2:$AH$21834,3,0))","v":""},{"$f":"IF(C175=\"\",\"\",VLOOKUP(C175,'CENNIK PŁASKI'!$D$2:$AH$21834,4,0))","v":""},null,{"$f":"IF(C175=\"\",\"\",VLOOKUP(C175,'CENNIK PŁASKI'!$D$2:$AH$21834,9,0))","v":""},"",null,"","",{"$f":"IF(C175=\"\",\"\",VLOOKUP(C175,'[3]CENNIK PŁASKI'!$C$2:$AH$27586,24,0))","v":""},"",{"$f":"IF(C175=\"\",\"\",VLOOKUP(C175,'[3]CENNIK PŁASKI'!$C$2:$AH$27586,25,0))","v":""},"",""]
[null,"",null,{"$f":"IF(C176=\"\",\"\",VLOOKUP(C176,'CENNIK PŁASKI'!$D$2:$AH$21834,3,0))","v":""},{"$f":"IF(C176=\"\",\"\",VLOOKUP(C176,'CENNIK PŁASKI'!$D$2:$AH$21834,4,0))","v":""},null,{"$f":"IF(C176=\"\",\"\",VLOOKUP(C176,'CENNIK PŁASKI'!$D$2:$AH$21834,9,0))","v":""},"",null,"","",{"$f":"IF(C176=\"\",\"\",VLOOKUP(C176,'[3]CENNIK PŁASKI'!$C$2:$AH$27586,24,0))","v":""},"",{"$f":"IF(C176=\"\",\"\",VLOOKUP(C176,'[3]CENNIK PŁASKI'!$C$2:$AH$27586,25,0))","v":""},"",""]
[null,"",null,{"$f":"IF(C177=\"\",\"\",VLOOKUP(C177,'CENNIK PŁASKI'!$D$2:$AH$21834,3,0))","v":""},{"$f":"IF(C177=\"\",\"\",VLOOKUP(C177,'CENNIK PŁASKI'!$D$2:$AH$21834,4,0))","v":""},null,{"$f":"IF(C177=\"\",\"\",VLOOKUP(C177,'CENNIK PŁASKI'!$D$2:$AH$21834,9,0))","v":""},"",null,"","",{"$f":"IF(C177=\"\",\"\",VLOOKUP(C177,'[3]CENNIK PŁASKI'!$C$2:$AH$27586,24,0))","v":""},"",{"$f":"IF(C177=\"\",\"\",VLOOKUP(C177,'[3]CENNIK PŁASKI'!$C$2:$AH$27586,25,0))","v":""},"",""]
[null,"",null,{"$f":"IF(C178=\"\",\"\",VLOOKUP(C178,'CENNIK PŁASKI'!$D$2:$AH$21834,3,0))","v":""},{"$f":"IF(C178=\"\",\"\",VLOOKUP(C178,'CENNIK PŁASKI'!$D$2:$AH$21834,4,0))","v":""},null,{"$f":"IF(C178=\"\",\"\",VLOOKUP(C178,'CENNIK PŁASKI'!$D$2:$AH$21834,9,0))","v":""},"",null,"","",{"$f":"IF(C178=\"\",\"\",VLOOKUP(C178,'[3]CENNIK PŁASKI'!$C$2:$AH$27586,24,0))","v":""},"",{"$f":"IF(C178=\"\",\"\",VLOOKUP(C178,'[3]CENNIK PŁASKI'!$C$2:$AH$27586,25,0))","v":""},"",""]
[null,"",null,{"$f":"IF(C179=\"\",\"\",VLOOKUP(C179,'CENNIK PŁASKI'!$D$2:$AH$21834,3,0))","v":""},{"$f":"IF(C179=\"\",\"\",VLOOKUP(C179,'CENNIK PŁASKI'!$D$2:$AH$21834,4,0))","v":""},null,{"$f":"IF(C179=\"\",\"\",VLOOKUP(C179,'CENNIK PŁASKI'!$D$2:$AH$21834,9,0))","v":""},"",null,"","",{"$f":"IF(C179=\"\",\"\",VLOOKUP(C179,'[3]CENNIK PŁASKI'!$C$2:$AH$27586,24,0))","v":""},"",{"$f":"IF(C179=\"\",\"\",VLOOKUP(C179,'[3]CENNIK PŁASKI'!$C$2:$AH$27586,25,0))","v":""},"",""]
[null,"",null,{"$f":"IF(C180=\"\",\"\",VLOOKUP(C180,'CENNIK PŁASKI'!$D$2:$AH$21834,3,0))","v":""},{"$f":"IF(C180=\"\",\"\",VLOOKUP(C180,'CENNIK PŁASKI'!$D$2:$AH$21834,4,0))","v":""},null,{"$f":"IF(C180=\"\",\"\",VLOOKUP(C180,'CENNIK PŁASKI'!$D$2:$AH$21834,9,0))","v":""},"",null,"","",{"$f":"IF(C180=\"\",\"\",VLOOKUP(C180,'[3]CENNIK PŁASKI'!$C$2:$AH$27586,24,0))","v":""},"",{"$f":"IF(C180=\"\",\"\",VLOOKUP(C180,'[3]CENNIK PŁASKI'!$C$2:$AH$27586,25,0))","v":""},"",""]
[null,"",null,{"$f":"IF(C181=\"\",\"\",VLOOKUP(C181,'CENNIK PŁASKI'!$D$2:$AH$21834,3,0))","v":""},{"$f":"IF(C181=\"\",\"\",VLOOKUP(C181,'CENNIK PŁASKI'!$D$2:$AH$21834,4,0))","v":""},null,{"$f":"IF(C181=\"\",\"\",VLOOKUP(C181,'CENNIK PŁASKI'!$D$2:$AH$21834,9,0))","v":""},"",null,"","",{"$f":"IF(C181=\"\",\"\",VLOOKUP(C181,'[3]CENNIK PŁASKI'!$C$2:$AH$27586,24,0))","v":""},"",{"$f":"IF(C181=\"\",\"\",VLOOKUP(C181,'[3]CENNIK PŁASKI'!$C$2:$AH$27586,25,0))","v":""},"",""]
[null,"",null,{"$f":"IF(C182=\"\",\"\",VLOOKUP(C182,'CENNIK PŁASKI'!$D$2:$AH$21834,3,0))","v":""},{"$f":"IF(C182=\"\",\"\",VLOOKUP(C182,'CENNIK PŁASKI'!$D$2:$AH$21834,4,0))","v":""},null,{"$f":"IF(C182=\"\",\"\",VLOOKUP(C182,'CENNIK PŁASKI'!$D$2:$AH$21834,9,0))","v":""},"",null,"","",{"$f":"IF(C182=\"\",\"\",VLOOKUP(C182,'[3]CENNIK PŁASKI'!$C$2:$AH$27586,24,0))","v":""},"",{"$f":"IF(C182=\"\",\"\",VLOOKUP(C182,'[3]CENNIK PŁASKI'!$C$2:$AH$27586,25,0))","v":""},"",""]
[null,"",null,{"$f":"IF(C183=\"\",\"\",VLOOKUP(C183,'CENNIK PŁASKI'!$D$2:$AH$21834,3,0))","v":""},{"$f":"IF(C183=\"\",\"\",VLOOKUP(C183,'CENNIK PŁASKI'!$D$2:$AH$21834,4,0))","v":""},null,{"$f":"IF(C183=\"\",\"\",VLOOKUP(C183,'CENNIK PŁASKI'!$D$2:$AH$21834,9,0))","v":""},"",null,"","",{"$f":"IF(C183=\"\",\"\",VLOOKUP(C183,'[3]CENNIK PŁASKI'!$C$2:$AH$27586,24,0))","v":""},"",{"$f":"IF(C183=\"\",\"\",VLOOKUP(C183,'[3]CENNIK PŁASKI'!$C$2:$AH$27586,25,0))","v":""},"",""]
[null,"",null,{"$f":"IF(C184=\"\",\"\",VLOOKUP(C184,'CENNIK PŁASKI'!$D$2:$AH$21834,3,0))","v":""},{"$f":"IF(C184=\"\",\"\",VLOOKUP(C184,'CENNIK PŁASKI'!$D$2:$AH$21834,4,0))","v":""},null,{"$f":"IF(C184=\"\",\"\",VLOOKUP(C184,'CENNIK PŁASKI'!$D$2:$AH$21834,9,0))","v":""},"",null,"","",{"$f":"IF(C184=\"\",\"\",VLOOKUP(C184,'[3]CENNIK PŁASKI'!$C$2:$AH$27586,24,0))","v":""},"",{"$f":"IF(C184=\"\",\"\",VLOOKUP(C184,'[3]CENNIK PŁASKI'!$C$2:$AH$27586,25,0))","v":""},"",""]
[null,"",null,{"$f":"IF(C185=\"\",\"\",VLOOKUP(C185,'CENNIK PŁASKI'!$D$2:$AH$21834,3,0))","v":""},{"$f":"IF(C185=\"\",\"\",VLOOKUP(C185,'CENNIK PŁASKI'!$D$2:$AH$21834,4,0))","v":""},null,{"$f":"IF(C185=\"\",\"\",VLOOKUP(C185,'CENNIK PŁASKI'!$D$2:$AH$21834,9,0))","v":""},"",null,"","",{"$f":"IF(C185=\"\",\"\",VLOOKUP(C185,'[3]CENNIK PŁASKI'!$C$2:$AH$27586,24,0))","v":""},"",{"$f":"IF(C185=\"\",\"\",VLOOKUP(C185,'[3]CENNIK PŁASKI'!$C$2:$AH$27586,25,0))","v":""},"",""]
[null,"",null,{"$f":"IF(C186=\"\",\"\",VLOOKUP(C186,'CENNIK PŁASKI'!$D$2:$AH$21834,3,0))","v":""},{"$f":"IF(C186=\"\",\"\",VLOOKUP(C186,'CENNIK PŁASKI'!$D$2:$AH$21834,4,0))","v":""},null,{"$f":"IF(C186=\"\",\"\",VLOOKUP(C186,'CENNIK PŁASKI'!$D$2:$AH$21834,9,0))","v":""},"",null,"","",{"$f":"IF(C186=\"\",\"\",VLOOKUP(C186,'[3]CENNIK PŁASKI'!$C$2:$AH$27586,24,0))","v":""},"",{"$f":"IF(C186=\"\",\"\",VLOOKUP(C186,'[3]CENNIK PŁASKI'!$C$2:$AH$27586,25,0))","v":""},"",""]
[null,"",null,{"$f":"IF(C187=\"\",\"\",VLOOKUP(C187,'CENNIK PŁASKI'!$D$2:$AH$21834,3,0))","v":""},{"$f":"IF(C187=\"\",\"\",VLOOKUP(C187,'CENNIK PŁASKI'!$D$2:$AH$21834,4,0))","v":""},null,{"$f":"IF(C187=\"\",\"\",VLOOKUP(C187,'CENNIK PŁASKI'!$D$2:$AH$21834,9,0))","v":""},"",null,"","",{"$f":"IF(C187=\"\",\"\",VLOOKUP(C187,'[3]CENNIK PŁASKI'!$C$2:$AH$27586,24,0))","v":""},"",{"$f":"IF(C187=\"\",\"\",VLOOKUP(C187,'[3]CENNIK PŁASKI'!$C$2:$AH$27586,25,0))","v":""},"",""]
[null,"",null,{"$f":"IF(C188=\"\",\"\",VLOOKUP(C188,'CENNIK PŁASKI'!$D$2:$AH$21834,3,0))","v":""},{"$f":"IF(C188=\"\",\"\",VLOOKUP(C188,'CENNIK PŁASKI'!$D$2:$AH$21834,4,0))","v":""},null,{"$f":"IF(C188=\"\",\"\",VLOOKUP(C188,'CENNIK PŁASKI'!$D$2:$AH$21834,9,0))","v":""},"",null,"","",{"$f":"IF(C188=\"\",\"\",VLOOKUP(C188,'[3]CENNIK PŁASKI'!$C$2:$AH$27586,24,0))","v":""},"",{"$f":"IF(C188=\"\",\"\",VLOOKUP(C188,'[3]CENNIK PŁASKI'!$C$2:$AH$27586,25,0))","v":""},"",""]
[null,"",null,{"$f":"IF(C189=\"\",\"\",VLOOKUP(C189,'CENNIK PŁASKI'!$D$2:$AH$21834,3,0))","v":""},{"$f":"IF(C189=\"\",\"\",VLOOKUP(C189,'CENNIK PŁASKI'!$D$2:$AH$21834,4,0))","v":""},null,{"$f":"IF(C189=\"\",\"\",VLOOKUP(C189,'CENNIK PŁASKI'!$D$2:$AH$21834,9,0))","v":""},"",null,"","",{"$f":"IF(C189=\"\",\"\",VLOOKUP(C189,'[3]CENNIK PŁASKI'!$C$2:$AH$27586,24,0))","v":""},"",{"$f":"IF(C189=\"\",\"\",VLOOKUP(C189,'[3]CENNIK PŁASKI'!$C$2:$AH$27586,25,0))","v":""},"",""]
[null,"",null,{"$f":"IF(C190=\"\",\"\",VLOOKUP(C190,'CENNIK PŁASKI'!$D$2:$AH$21834,3,0))","v":""},{"$f":"IF(C190=\"\",\"\",VLOOKUP(C190,'CENNIK PŁASKI'!$D$2:$AH$21834,4,0))","v":""},null,{"$f":"IF(C190=\"\",\"\",VLOOKUP(C190,'CENNIK PŁASKI'!$D$2:$AH$21834,9,0))","v":""},"",null,"","",{"$f":"IF(C190=\"\",\"\",VLOOKUP(C190,'[3]CENNIK PŁASKI'!$C$2:$AH$27586,24,0))","v":""},"",{"$f":"IF(C190=\"\",\"\",VLOOKUP(C190,'[3]CENNIK PŁASKI'!$C$2:$AH$27586,25,0))","v":""},"",""]
[null,"",null,{"$f":"IF(C191=\"\",\"\",VLOOKUP(C191,'CENNIK PŁASKI'!$D$2:$AH$21834,3,0))","v":""},{"$f":"IF(C191=\"\",\"\",VLOOKUP(C191,'CENNIK PŁASKI'!$D$2:$AH$21834,4,0))","v":""},null,{"$f":"IF(C191=\"\",\"\",VLOOKUP(C191,'CENNIK PŁASKI'!$D$2:$AH$21834,9,0))","v":""},"",null,"","",{"$f":"IF(C191=\"\",\"\",VLOOKUP(C191,'[3]CENNIK PŁASKI'!$C$2:$AH$27586,24,0))","v":""},"",{"$f":"IF(C191=\"\",\"\",VLOOKUP(C191,'[3]CENNIK PŁASKI'!$C$2:$AH$27586,25,0))","v":""},"",""]
[null,"",null,{"$f":"IF(C192=\"\",\"\",VLOOKUP(C192,'CENNIK PŁASKI'!$D$2:$AH$21834,3,0))","v":""},{"$f":"IF(C192=\"\",\"\",VLOOKUP(C192,'CENNIK PŁASKI'!$D$2:$AH$21834,4,0))","v":""},null,{"$f":"IF(C192=\"\",\"\",VLOOKUP(C192,'CENNIK PŁASKI'!$D$2:$AH$21834,9,0))","v":""},"",null,"","",{"$f":"IF(C192=\"\",\"\",VLOOKUP(C192,'[3]CENNIK PŁASKI'!$C$2:$AH$27586,24,0))","v":""},"",{"$f":"IF(C192=\"\",\"\",VLOOKUP(C192,'[3]CENNIK PŁASKI'!$C$2:$AH$27586,25,0))","v":""},"",""]
[null,"",null,{"$f":"IF(C193=\"\",\"\",VLOOKUP(C193,'CENNIK PŁASKI'!$D$2:$AH$21834,3,0))","v":""},{"$f":"IF(C193=\"\",\"\",VLOOKUP(C193,'CENNIK PŁASKI'!$D$2:$AH$21834,4,0))","v":""},null,{"$f":"IF(C193=\"\",\"\",VLOOKUP(C193,'CENNIK PŁASKI'!$D$2:$AH$21834,9,0))","v":""},"",null,"","",{"$f":"IF(C193=\"\",\"\",VLOOKUP(C193,'[3]CENNIK PŁASKI'!$C$2:$AH$27586,24,0))","v":""},"",{"$f":"IF(C193=\"\",\"\",VLOOKUP(C193,'[3]CENNIK PŁASKI'!$C$2:$AH$27586,25,0))","v":""},"",""]
[null,"",null,{"$f":"IF(C194=\"\",\"\",VLOOKUP(C194,'CENNIK PŁASKI'!$D$2:$AH$21834,3,0))","v":""},{"$f":"IF(C194=\"\",\"\",VLOOKUP(C194,'CENNIK PŁASKI'!$D$2:$AH$21834,4,0))","v":""},null,{"$f":"IF(C194=\"\",\"\",VLOOKUP(C194,'CENNIK PŁASKI'!$D$2:$AH$21834,9,0))","v":""},"",null,"","",{"$f":"IF(C194=\"\",\"\",VLOOKUP(C194,'[3]CENNIK PŁASKI'!$C$2:$AH$27586,24,0))","v":""},"",{"$f":"IF(C194=\"\",\"\",VLOOKUP(C194,'[3]CENNIK PŁASKI'!$C$2:$AH$27586,25,0))","v":""},"",""]
[null,"",null,{"$f":"IF(C195=\"\",\"\",VLOOKUP(C195,'CENNIK PŁASKI'!$D$2:$AH$21834,3,0))","v":""},{"$f":"IF(C195=\"\",\"\",VLOOKUP(C195,'CENNIK PŁASKI'!$D$2:$AH$21834,4,0))","v":""},null,{"$f":"IF(C195=\"\",\"\",VLOOKUP(C195,'CENNIK PŁASKI'!$D$2:$AH$21834,9,0))","v":""},"",null,"","",{"$f":"IF(C195=\"\",\"\",VLOOKUP(C195,'[3]CENNIK PŁASKI'!$C$2:$AH$27586,24,0))","v":""},"",{"$f":"IF(C195=\"\",\"\",VLOOKUP(C195,'[3]CENNIK PŁASKI'!$C$2:$AH$27586,25,0))","v":""},"",""]
[null,"",null,{"$f":"IF(C196=\"\",\"\",VLOOKUP(C196,'CENNIK PŁASKI'!$D$2:$AH$21834,3,0))","v":""},{"$f":"IF(C196=\"\",\"\",VLOOKUP(C196,'CENNIK PŁASKI'!$D$2:$AH$21834,4,0))","v":""},null,{"$f":"IF(C196=\"\",\"\",VLOOKUP(C196,'CENNIK PŁASKI'!$D$2:$AH$21834,9,0))","v":""},"",null,"","",{"$f":"IF(C196=\"\",\"\",VLOOKUP(C196,'[3]CENNIK PŁASKI'!$C$2:$AH$27586,24,0))","v":""},"",{"$f":"IF(C196=\"\",\"\",VLOOKUP(C196,'[3]CENNIK PŁASKI'!$C$2:$AH$27586,25,0))","v":""},"",""]
[null,"",null,{"$f":"IF(C197=\"\",\"\",VLOOKUP(C197,'CENNIK PŁASKI'!$D$2:$AH$21834,3,0))","v":""},{"$f":"IF(C197=\"\",\"\",VLOOKUP(C197,'CENNIK PŁASKI'!$D$2:$AH$21834,4,0))","v":""},null,{"$f":"IF(C197=\"\",\"\",VLOOKUP(C197,'CENNIK PŁASKI'!$D$2:$AH$21834,9,0))","v":""},"",null,"","",{"$f":"IF(C197=\"\",\"\",VLOOKUP(C197,'[3]CENNIK PŁASKI'!$C$2:$AH$27586,24,0))","v":""},"",{"$f":"IF(C197=\"\",\"\",VLOOKUP(C197,'[3]CENNIK PŁASKI'!$C$2:$AH$27586,25,0))","v":""},"",""]
[null,"",null,{"$f":"IF(C198=\"\",\"\",VLOOKUP(C198,'CENNIK PŁASKI'!$D$2:$AH$21834,3,0))","v":""},{"$f":"IF(C198=\"\",\"\",VLOOKUP(C198,'CENNIK PŁASKI'!$D$2:$AH$21834,4,0))","v":""},null,{"$f":"IF(C198=\"\",\"\",VLOOKUP(C198,'CENNIK PŁASKI'!$D$2:$AH$21834,9,0))","v":""},"",null,"","",{"$f":"IF(C198=\"\",\"\",VLOOKUP(C198,'[3]CENNIK PŁASKI'!$C$2:$AH$27586,24,0))","v":""},"",{"$f":"IF(C198=\"\",\"\",VLOOKUP(C198,'[3]CENNIK PŁASKI'!$C$2:$AH$27586,25,0))","v":""},"",""]
[null,"",null,{"$f":"IF(C199=\"\",\"\",VLOOKUP(C199,'CENNIK PŁASKI'!$D$2:$AH$21834,3,0))","v":""},{"$f":"IF(C199=\"\",\"\",VLOOKUP(C199,'CENNIK PŁASKI'!$D$2:$AH$21834,4,0))","v":""},null,{"$f":"IF(C199=\"\",\"\",VLOOKUP(C199,'CENNIK PŁASKI'!$D$2:$AH$21834,9,0))","v":""},"",null,"","",{"$f":"IF(C199=\"\",\"\",VLOOKUP(C199,'[3]CENNIK PŁASKI'!$C$2:$AH$27586,24,0))","v":""},"",{"$f":"IF(C199=\"\",\"\",VLOOKUP(C199,'[3]CENNIK PŁASKI'!$C$2:$AH$27586,25,0))","v":""},"",""]
[null,"",null,{"$f":"IF(C200=\"\",\"\",VLOOKUP(C200,'CENNIK PŁASKI'!$D$2:$AH$21834,3,0))","v":""},{"$f":"IF(C200=\"\",\"\",VLOOKUP(C200,'CENNIK PŁASKI'!$D$2:$AH$21834,4,0))","v":""},null,{"$f":"IF(C200=\"\",\"\",VLOOKUP(C200,'CENNIK PŁASKI'!$D$2:$AH$21834,9,0))","v":""},"",null,"","",{"$f":"IF(C200=\"\",\"\",VLOOKUP(C200,'[3]CENNIK PŁASKI'!$C$2:$AH$27586,24,0))","v":""},"",{"$f":"IF(C200=\"\",\"\",VLOOKUP(C200,'[3]CENNIK PŁASKI'!$C$2:$AH$27586,25,0))","v":""},"",""]
[null,"",null,{"$f":"IF(C201=\"\",\"\",VLOOKUP(C201,'CENNIK PŁASKI'!$D$2:$AH$21834,3,0))","v":""},{"$f":"IF(C201=\"\",\"\",VLOOKUP(C201,'CENNIK PŁASKI'!$D$2:$AH$21834,4,0))","v":""},null,{"$f":"IF(C201=\"\",\"\",VLOOKUP(C201,'CENNIK PŁASKI'!$D$2:$AH$21834,9,0))","v":""},"",null,"","",{"$f":"IF(C201=\"\",\"\",VLOOKUP(C201,'[3]CENNIK PŁASKI'!$C$2:$AH$27586,24,0))","v":""},"",{"$f":"IF(C201=\"\",\"\",VLOOKUP(C201,'[3]CENNIK PŁASKI'!$C$2:$AH$27586,25,0))","v":""},"",""]
[null,"",null,{"$f":"IF(C202=\"\",\"\",VLOOKUP(C202,'CENNIK PŁASKI'!$D$2:$AH$21834,3,0))","v":""},{"$f":"IF(C202=\"\",\"\",VLOOKUP(C202,'CENNIK PŁASKI'!$D$2:$AH$21834,4,0))","v":""},null,{"$f":"IF(C202=\"\",\"\",VLOOKUP(C202,'CENNIK PŁASKI'!$D$2:$AH$21834,9,0))","v":""},"",null,"","",{"$f":"IF(C202=\"\",\"\",VLOOKUP(C202,'[3]CENNIK PŁASKI'!$C$2:$AH$27586,24,0))","v":""},"",{"$f":"IF(C202=\"\",\"\",VLOOKUP(C202,'[3]CENNIK PŁASKI'!$C$2:$AH$27586,25,0))","v":""},"",""]
[null,"",null,{"$f":"IF(C203=\"\",\"\",VLOOKUP(C203,'CENNIK PŁASKI'!$D$2:$AH$21834,3,0))","v":""},{"$f":"IF(C203=\"\",\"\",VLOOKUP(C203,'CENNIK PŁASKI'!$D$2:$AH$21834,4,0))","v":""},null,{"$f":"IF(C203=\"\",\"\",VLOOKUP(C203,'CENNIK PŁASKI'!$D$2:$AH$21834,9,0))","v":""},"",null,"","",{"$f":"IF(C203=\"\",\"\",VLOOKUP(C203,'[3]CENNIK PŁASKI'!$C$2:$AH$27586,24,0))","v":""},"",{"$f":"IF(C203=\"\",\"\",VLOOKUP(C203,'[3]CENNIK PŁASKI'!$C$2:$AH$27586,25,0))","v":""},"",""]
[null,"",null,{"$f":"IF(C204=\"\",\"\",VLOOKUP(C204,'CENNIK PŁASKI'!$D$2:$AH$21834,3,0))","v":""},{"$f":"IF(C204=\"\",\"\",VLOOKUP(C204,'CENNIK PŁASKI'!$D$2:$AH$21834,4,0))","v":""},null,{"$f":"IF(C204=\"\",\"\",VLOOKUP(C204,'CENNIK PŁASKI'!$D$2:$AH$21834,9,0))","v":""},"",null,"","",{"$f":"IF(C204=\"\",\"\",VLOOKUP(C204,'[3]CENNIK PŁASKI'!$C$2:$AH$27586,24,0))","v":""},"",{"$f":"IF(C204=\"\",\"\",VLOOKUP(C204,'[3]CENNIK PŁASKI'!$C$2:$AH$27586,25,0))","v":""},"",""]
[null,"",null,{"$f":"IF(C205=\"\",\"\",VLOOKUP(C205,'CENNIK PŁASKI'!$D$2:$AH$21834,3,0))","v":""},{"$f":"IF(C205=\"\",\"\",VLOOKUP(C205,'CENNIK PŁASKI'!$D$2:$AH$21834,4,0))","v":""},null,{"$f":"IF(C205=\"\",\"\",VLOOKUP(C205,'CENNIK PŁASKI'!$D$2:$AH$21834,9,0))","v":""},"",null,"","",{"$f":"IF(C205=\"\",\"\",VLOOKUP(C205,'[3]CENNIK PŁASKI'!$C$2:$AH$27586,24,0))","v":""},"",{"$f":"IF(C205=\"\",\"\",VLOOKUP(C205,'[3]CENNIK PŁASKI'!$C$2:$AH$27586,25,0))","v":""},"",""]
[null,"",null,{"$f":"IF(C206=\"\",\"\",VLOOKUP(C206,'CENNIK PŁASKI'!$D$2:$AH$21834,3,0))","v":""},{"$f":"IF(C206=\"\",\"\",VLOOKUP(C206,'CENNIK PŁASKI'!$D$2:$AH$21834,4,0))","v":""},null,{"$f":"IF(C206=\"\",\"\",VLOOKUP(C206,'CENNIK PŁASKI'!$D$2:$AH$21834,9,0))","v":""},"",null,"","",{"$f":"IF(C206=\"\",\"\",VLOOKUP(C206,'[3]CENNIK PŁASKI'!$C$2:$AH$27586,24,0))","v":""},"",{"$f":"IF(C206=\"\",\"\",VLOOKUP(C206,'[3]CENNIK PŁASKI'!$C$2:$AH$27586,25,0))","v":""},"",{"$f":"IF(C206<>\"\",IF(ISNUMBER(F206),\"\",\"Proszę wpisać ilość\"),\"\")","v":""}]
[null,"",null,{"$f":"IF(C207=\"\",\"\",VLOOKUP(C207,'CENNIK PŁASKI'!$D$2:$AH$21834,3,0))","v":""},{"$f":"IF(C207=\"\",\"\",VLOOKUP(C207,'CENNIK PŁASKI'!$D$2:$AH$21834,4,0))","v":""},null,{"$f":"IF(C207=\"\",\"\",VLOOKUP(C207,'CENNIK PŁASKI'!$D$2:$AH$21834,9,0))","v":""},"",null,"","",{"$f":"IF(C207=\"\",\"\",VLOOKUP(C207,'[3]CENNIK PŁASKI'!$C$2:$AH$27586,24,0))","v":""},"",{"$f":"IF(C207=\"\",\"\",VLOOKUP(C207,'[3]CENNIK PŁASKI'!$C$2:$AH$27586,25,0))","v":""},"",""]
[null,{"$f":"IF(C208<>\"\",B207+1,\"\")","v":""},null,{"$f":"IF(C208=\"\",\"\",VLOOKUP(C208,'CENNIK PŁASKI'!$D$2:$AH$21834,3,0))","v":""},{"$f":"IF(C208=\"\",\"\",VLOOKUP(C208,'CENNIK PŁASKI'!$D$2:$AH$21834,4,0))","v":""},null,{"$f":"IF(C208=\"\",\"\",VLOOKUP(C208,'CENNIK PŁASKI'!$D$2:$AH$21834,9,0))","v":""},{"$f":"IF(C208=\"\",\"\",F208*G208)","v":""},null,{"$f":"IF(B208=\"\",\"\",IF(I208>0,G208*(1-I208),G208))","v":""},{"$f":"IF(C208=\"\",\"\",IF(I208>0,H208*(1-I208),H208))","v":""},{"$f":"IF(C208=\"\",\"\",VLOOKUP(C208,'[3]CENNIK PŁASKI'!$C$2:$AH$27586,24,0))","v":""},{"$f":"HYPERLINK(L208,L208)","v":""},{"$f":"IF(C208=\"\",\"\",VLOOKUP(C208,'[3]CENNIK PŁASKI'!$C$2:$AH$27586,25,0))","v":""},{"$f":"HYPERLINK(N208,N208)","v":""},""]
[null,"",null,{"$f":"IF(C209=\"\",\"\",VLOOKUP(C209,'CENNIK PŁASKI'!$D$2:$AH$21834,3,0))","v":""},{"$f":"IF(C209=\"\",\"\",VLOOKUP(C209,'CENNIK PŁASKI'!$D$2:$AH$21834,4,0))","v":""},null,{"$f":"IF(C209=\"\",\"\",VLOOKUP(C209,'CENNIK PŁASKI'!$D$2:$AH$21834,9,0))","v":""},"",null,"","",{"$f":"IF(C209=\"\",\"\",VLOOKUP(C209,'[3]CENNIK PŁASKI'!$C$2:$AH$27586,24,0))","v":""},"",{"$f":"IF(C209=\"\",\"\",VLOOKUP(C209,'[3]CENNIK PŁASKI'!$C$2:$AH$27586,25,0))","v":""},"",""]
[null,"",null,{"$f":"IF(C210=\"\",\"\",VLOOKUP(C210,'CENNIK PŁASKI'!$D$2:$AH$21834,3,0))","v":""},{"$f":"IF(C210=\"\",\"\",VLOOKUP(C210,'CENNIK PŁASKI'!$D$2:$AH$21834,4,0))","v":""},null,{"$f":"IF(C210=\"\",\"\",VLOOKUP(C210,'CENNIK PŁASKI'!$D$2:$AH$21834,9,0))","v":""},"",null,"","",{"$f":"IF(C210=\"\",\"\",VLOOKUP(C210,'[3]CENNIK PŁASKI'!$C$2:$AH$27586,24,0))","v":""},"",{"$f":"IF(C210=\"\",\"\",VLOOKUP(C210,'[3]CENNIK PŁASKI'!$C$2:$AH$27586,25,0))","v":""},"",""]
[null,"",null,{"$f":"IF(C211=\"\",\"\",VLOOKUP(C211,'CENNIK PŁASKI'!$D$2:$AH$21834,3,0))","v":""},{"$f":"IF(C211=\"\",\"\",VLOOKUP(C211,'CENNIK PŁASKI'!$D$2:$AH$21834,4,0))","v":""},null,{"$f":"IF(C211=\"\",\"\",VLOOKUP(C211,'CENNIK PŁASKI'!$D$2:$AH$21834,9,0))","v":""},"",null,"","",{"$f":"IF(C211=\"\",\"\",VLOOKUP(C211,'[3]CENNIK PŁASKI'!$C$2:$AH$27586,24,0))","v":""},"",{"$f":"IF(C211=\"\",\"\",VLOOKUP(C211,'[3]CENNIK PŁASKI'!$C$2:$AH$27586,25,0))","v":""},"",""]
[null,"",null,{"$f":"IF(C212=\"\",\"\",VLOOKUP(C212,'CENNIK PŁASKI'!$D$2:$AH$21834,3,0))","v":""},{"$f":"IF(C212=\"\",\"\",VLOOKUP(C212,'CENNIK PŁASKI'!$D$2:$AH$21834,4,0))","v":""},null,{"$f":"IF(C212=\"\",\"\",VLOOKUP(C212,'CENNIK PŁASKI'!$D$2:$AH$21834,9,0))","v":""},"",null,"","",{"$f":"IF(C212=\"\",\"\",VLOOKUP(C212,'[3]CENNIK PŁASKI'!$C$2:$AH$27586,24,0))","v":""},"",{"$f":"IF(C212=\"\",\"\",VLOOKUP(C212,'[3]CENNIK PŁASKI'!$C$2:$AH$27586,25,0))","v":""},"",""]
[null,"",null,{"$f":"IF(C213=\"\",\"\",VLOOKUP(C213,'CENNIK PŁASKI'!$D$2:$AH$21834,3,0))","v":""},{"$f":"IF(C213=\"\",\"\",VLOOKUP(C213,'CENNIK PŁASKI'!$D$2:$AH$21834,4,0))","v":""},null,{"$f":"IF(C213=\"\",\"\",VLOOKUP(C213,'CENNIK PŁASKI'!$D$2:$AH$21834,9,0))","v":""},"",null,"","",{"$f":"IF(C213=\"\",\"\",VLOOKUP(C213,'[3]CENNIK PŁASKI'!$C$2:$AH$27586,24,0))","v":""},"",{"$f":"IF(C213=\"\",\"\",VLOOKUP(C213,'[3]CENNIK PŁASKI'!$C$2:$AH$27586,25,0))","v":""},"",""]
[null,"",null,{"$f":"IF(C214=\"\",\"\",VLOOKUP(C214,'CENNIK PŁASKI'!$D$2:$AH$21834,3,0))","v":""},{"$f":"IF(C214=\"\",\"\",VLOOKUP(C214,'CENNIK PŁASKI'!$D$2:$AH$21834,4,0))","v":""},null,{"$f":"IF(C214=\"\",\"\",VLOOKUP(C214,'CENNIK PŁASKI'!$D$2:$AH$21834,9,0))","v":""},"",null,"","",{"$f":"IF(C214=\"\",\"\",VLOOKUP(C214,'[3]CENNIK PŁASKI'!$C$2:$AH$27586,24,0))","v":""},"",{"$f":"IF(C214=\"\",\"\",VLOOKUP(C214,'[3]CENNIK PŁASKI'!$C$2:$AH$27586,25,0))","v":""},"",""]
[null,"",null,{"$f":"IF(C215=\"\",\"\",VLOOKUP(C215,'CENNIK PŁASKI'!$D$2:$AH$21834,3,0))","v":""},{"$f":"IF(C215=\"\",\"\",VLOOKUP(C215,'CENNIK PŁASKI'!$D$2:$AH$21834,4,0))","v":""},null,{"$f":"IF(C215=\"\",\"\",VLOOKUP(C215,'CENNIK PŁASKI'!$D$2:$AH$21834,9,0))","v":""},"",null,"","",{"$f":"IF(C215=\"\",\"\",VLOOKUP(C215,'[3]CENNIK PŁASKI'!$C$2:$AH$27586,24,0))","v":""},"",{"$f":"IF(C215=\"\",\"\",VLOOKUP(C215,'[3]CENNIK PŁASKI'!$C$2:$AH$27586,25,0))","v":""},"",""]
[null,"",null,{"$f":"IF(C216=\"\",\"\",VLOOKUP(C216,'CENNIK PŁASKI'!$D$2:$AH$21834,3,0))","v":""},{"$f":"IF(C216=\"\",\"\",VLOOKUP(C216,'CENNIK PŁASKI'!$D$2:$AH$21834,4,0))","v":""},null,{"$f":"IF(C216=\"\",\"\",VLOOKUP(C216,'CENNIK PŁASKI'!$D$2:$AH$21834,9,0))","v":""},"",null,"","",{"$f":"IF(C216=\"\",\"\",VLOOKUP(C216,'[3]CENNIK PŁASKI'!$C$2:$AH$27586,24,0))","v":""},"",{"$f":"IF(C216=\"\",\"\",VLOOKUP(C216,'[3]CENNIK PŁASKI'!$C$2:$AH$27586,25,0))","v":""},"",""]
[null,"",null,{"$f":"IF(C217=\"\",\"\",VLOOKUP(C217,'CENNIK PŁASKI'!$D$2:$AH$21834,3,0))","v":""},{"$f":"IF(C217=\"\",\"\",VLOOKUP(C217,'CENNIK PŁASKI'!$D$2:$AH$21834,4,0))","v":""},null,{"$f":"IF(C217=\"\",\"\",VLOOKUP(C217,'CENNIK PŁASKI'!$D$2:$AH$21834,9,0))","v":""},"",null,"","",{"$f":"IF(C217=\"\",\"\",VLOOKUP(C217,'[3]CENNIK PŁASKI'!$C$2:$AH$27586,24,0))","v":""},"",{"$f":"IF(C217=\"\",\"\",VLOOKUP(C217,'[3]CENNIK PŁASKI'!$C$2:$AH$27586,25,0))","v":""},"",""]
[null,"",null,{"$f":"IF(C218=\"\",\"\",VLOOKUP(C218,'CENNIK PŁASKI'!$D$2:$AH$21834,3,0))","v":""},{"$f":"IF(C218=\"\",\"\",VLOOKUP(C218,'CENNIK PŁASKI'!$D$2:$AH$21834,4,0))","v":""},null,{"$f":"IF(C218=\"\",\"\",VLOOKUP(C218,'CENNIK PŁASKI'!$D$2:$AH$21834,9,0))","v":""},"",null,"","",{"$f":"IF(C218=\"\",\"\",VLOOKUP(C218,'[3]CENNIK PŁASKI'!$C$2:$AH$27586,24,0))","v":""},"",{"$f":"IF(C218=\"\",\"\",VLOOKUP(C218,'[3]CENNIK PŁASKI'!$C$2:$AH$27586,25,0))","v":""},"",""]
[null,"",null,{"$f":"IF(C219=\"\",\"\",VLOOKUP(C219,'CENNIK PŁASKI'!$D$2:$AH$21834,3,0))","v":""},{"$f":"IF(C219=\"\",\"\",VLOOKUP(C219,'CENNIK PŁASKI'!$D$2:$AH$21834,4,0))","v":""},null,{"$f":"IF(C219=\"\",\"\",VLOOKUP(C219,'CENNIK PŁASKI'!$D$2:$AH$21834,9,0))","v":""},"",null,"","",{"$f":"IF(C219=\"\",\"\",VLOOKUP(C219,'[3]CENNIK PŁASKI'!$C$2:$AH$27586,24,0))","v":""},"",{"$f":"IF(C219=\"\",\"\",VLOOKUP(C219,'[3]CENNIK PŁASKI'!$C$2:$AH$27586,25,0))","v":""},"",""]
[null,"",null,{"$f":"IF(C220=\"\",\"\",VLOOKUP(C220,'CENNIK PŁASKI'!$D$2:$AH$21834,3,0))","v":""},{"$f":"IF(C220=\"\",\"\",VLOOKUP(C220,'CENNIK PŁASKI'!$D$2:$AH$21834,4,0))","v":""},null,{"$f":"IF(C220=\"\",\"\",VLOOKUP(C220,'CENNIK PŁASKI'!$D$2:$AH$21834,9,0))","v":""},"",null,"","",{"$f":"IF(C220=\"\",\"\",VLOOKUP(C220,'[3]CENNIK PŁASKI'!$C$2:$AH$27586,24,0))","v":""},"",{"$f":"IF(C220=\"\",\"\",VLOOKUP(C220,'[3]CENNIK PŁASKI'!$C$2:$AH$27586,25,0))","v":""},"",""]
[null,"",null,{"$f":"IF(C221=\"\",\"\",VLOOKUP(C221,'CENNIK PŁASKI'!$D$2:$AH$21834,3,0))","v":""},{"$f":"IF(C221=\"\",\"\",VLOOKUP(C221,'CENNIK PŁASKI'!$D$2:$AH$21834,4,0))","v":""},null,{"$f":"IF(C221=\"\",\"\",VLOOKUP(C221,'CENNIK PŁASKI'!$D$2:$AH$21834,9,0))","v":""},"",null,"","",{"$f":"IF(C221=\"\",\"\",VLOOKUP(C221,'[3]CENNIK PŁASKI'!$C$2:$AH$27586,24,0))","v":""},"",{"$f":"IF(C221=\"\",\"\",VLOOKUP(C221,'[3]CENNIK PŁASKI'!$C$2:$AH$27586,25,0))","v":""},"",""]
[null,"",null,{"$f":"IF(C222=\"\",\"\",VLOOKUP(C222,'CENNIK PŁASKI'!$D$2:$AH$21834,3,0))","v":""},{"$f":"IF(C222=\"\",\"\",VLOOKUP(C222,'CENNIK PŁASKI'!$D$2:$AH$21834,4,0))","v":""},null,{"$f":"IF(C222=\"\",\"\",VLOOKUP(C222,'CENNIK PŁASKI'!$D$2:$AH$21834,9,0))","v":""},"",null,"","",{"$f":"IF(C222=\"\",\"\",VLOOKUP(C222,'[3]CENNIK PŁASKI'!$C$2:$AH$27586,24,0))","v":""},"",{"$f":"IF(C222=\"\",\"\",VLOOKUP(C222,'[3]CENNIK PŁASKI'!$C$2:$AH$27586,25,0))","v":""},"",""]
[null,"",null,{"$f":"IF(C223=\"\",\"\",VLOOKUP(C223,'CENNIK PŁASKI'!$D$2:$AH$21834,3,0))","v":""},{"$f":"IF(C223=\"\",\"\",VLOOKUP(C223,'CENNIK PŁASKI'!$D$2:$AH$21834,4,0))","v":""},null,{"$f":"IF(C223=\"\",\"\",VLOOKUP(C223,'CENNIK PŁASKI'!$D$2:$AH$21834,9,0))","v":""},"",null,"","",{"$f":"IF(C223=\"\",\"\",VLOOKUP(C223,'[3]CENNIK PŁASKI'!$C$2:$AH$27586,24,0))","v":""},"",{"$f":"IF(C223=\"\",\"\",VLOOKUP(C223,'[3]CENNIK PŁASKI'!$C$2:$AH$27586,25,0))","v":""},"",""]
[null,"",null,{"$f":"IF(C224=\"\",\"\",VLOOKUP(C224,'CENNIK PŁASKI'!$D$2:$AH$21834,3,0))","v":""},{"$f":"IF(C224=\"\",\"\",VLOOKUP(C224,'CENNIK PŁASKI'!$D$2:$AH$21834,4,0))","v":""},null,{"$f":"IF(C224=\"\",\"\",VLOOKUP(C224,'CENNIK PŁASKI'!$D$2:$AH$21834,9,0))","v":""},"",null,"","",{"$f":"IF(C224=\"\",\"\",VLOOKUP(C224,'[3]CENNIK PŁASKI'!$C$2:$AH$27586,24,0))","v":""},"",{"$f":"IF(C224=\"\",\"\",VLOOKUP(C224,'[3]CENNIK PŁASKI'!$C$2:$AH$27586,25,0))","v":""},"",""]
[null,"",null,{"$f":"IF(C225=\"\",\"\",VLOOKUP(C225,'CENNIK PŁASKI'!$D$2:$AH$21834,3,0))","v":""},{"$f":"IF(C225=\"\",\"\",VLOOKUP(C225,'CENNIK PŁASKI'!$D$2:$AH$21834,4,0))","v":""},null,{"$f":"IF(C225=\"\",\"\",VLOOKUP(C225,'CENNIK PŁASKI'!$D$2:$AH$21834,9,0))","v":""},"",null,"","",{"$f":"IF(C225=\"\",\"\",VLOOKUP(C225,'[3]CENNIK PŁASKI'!$C$2:$AH$27586,24,0))","v":""},"",{"$f":"IF(C225=\"\",\"\",VLOOKUP(C225,'[3]CENNIK PŁASKI'!$C$2:$AH$27586,25,0))","v":""},"",""]
[null,"",null,{"$f":"IF(C226=\"\",\"\",VLOOKUP(C226,'CENNIK PŁASKI'!$D$2:$AH$21834,3,0))","v":""},{"$f":"IF(C226=\"\",\"\",VLOOKUP(C226,'CENNIK PŁASKI'!$D$2:$AH$21834,4,0))","v":""},null,{"$f":"IF(C226=\"\",\"\",VLOOKUP(C226,'CENNIK PŁASKI'!$D$2:$AH$21834,9,0))","v":""},"",null,"","",{"$f":"IF(C226=\"\",\"\",VLOOKUP(C226,'[3]CENNIK PŁASKI'!$C$2:$AH$27586,24,0))","v":""},"",{"$f":"IF(C226=\"\",\"\",VLOOKUP(C226,'[3]CENNIK PŁASKI'!$C$2:$AH$27586,25,0))","v":""},"",""]
[null,"",null,{"$f":"IF(C227=\"\",\"\",VLOOKUP(C227,'CENNIK PŁASKI'!$D$2:$AH$21834,3,0))","v":""},{"$f":"IF(C227=\"\",\"\",VLOOKUP(C227,'CENNIK PŁASKI'!$D$2:$AH$21834,4,0))","v":""},null,{"$f":"IF(C227=\"\",\"\",VLOOKUP(C227,'CENNIK PŁASKI'!$D$2:$AH$21834,9,0))","v":""},"",null,"","",{"$f":"IF(C227=\"\",\"\",VLOOKUP(C227,'[3]CENNIK PŁASKI'!$C$2:$AH$27586,24,0))","v":""},"",{"$f":"IF(C227=\"\",\"\",VLOOKUP(C227,'[3]CENNIK PŁASKI'!$C$2:$AH$27586,25,0))","v":""},"",""]
[null,"",null,{"$f":"IF(C228=\"\",\"\",VLOOKUP(C228,'CENNIK PŁASKI'!$D$2:$AH$21834,3,0))","v":""},{"$f":"IF(C228=\"\",\"\",VLOOKUP(C228,'CENNIK PŁASKI'!$D$2:$AH$21834,4,0))","v":""},null,{"$f":"IF(C228=\"\",\"\",VLOOKUP(C228,'CENNIK PŁASKI'!$D$2:$AH$21834,9,0))","v":""},"",null,"","",{"$f":"IF(C228=\"\",\"\",VLOOKUP(C228,'[3]CENNIK PŁASKI'!$C$2:$AH$27586,24,0))","v":""},"",{"$f":"IF(C228=\"\",\"\",VLOOKUP(C228,'[3]CENNIK PŁASKI'!$C$2:$AH$27586,25,0))","v":""},"",""]
[null,"",null,{"$f":"IF(C229=\"\",\"\",VLOOKUP(C229,'CENNIK PŁASKI'!$D$2:$AH$21834,3,0))","v":""},{"$f":"IF(C229=\"\",\"\",VLOOKUP(C229,'CENNIK PŁASKI'!$D$2:$AH$21834,4,0))","v":""},null,{"$f":"IF(C229=\"\",\"\",VLOOKUP(C229,'CENNIK PŁASKI'!$D$2:$AH$21834,9,0))","v":""},"",null,"","",{"$f":"IF(C229=\"\",\"\",VLOOKUP(C229,'[3]CENNIK PŁASKI'!$C$2:$AH$27586,24,0))","v":""},"",{"$f":"IF(C229=\"\",\"\",VLOOKUP(C229,'[3]CENNIK PŁASKI'!$C$2:$AH$27586,25,0))","v":""},"",""]
[null,"",null,{"$f":"IF(C230=\"\",\"\",VLOOKUP(C230,'CENNIK PŁASKI'!$D$2:$AH$21834,3,0))","v":""},{"$f":"IF(C230=\"\",\"\",VLOOKUP(C230,'CENNIK PŁASKI'!$D$2:$AH$21834,4,0))","v":""},null,{"$f":"IF(C230=\"\",\"\",VLOOKUP(C230,'CENNIK PŁASKI'!$D$2:$AH$21834,9,0))","v":""},"",null,"","",{"$f":"IF(C230=\"\",\"\",VLOOKUP(C230,'[3]CENNIK PŁASKI'!$C$2:$AH$27586,24,0))","v":""},"",{"$f":"IF(C230=\"\",\"\",VLOOKUP(C230,'[3]CENNIK PŁASKI'!$C$2:$AH$27586,25,0))","v":""},"",""]
[null,"",null,{"$f":"IF(C231=\"\",\"\",VLOOKUP(C231,'CENNIK PŁASKI'!$D$2:$AH$21834,3,0))","v":""},{"$f":"IF(C231=\"\",\"\",VLOOKUP(C231,'CENNIK PŁASKI'!$D$2:$AH$21834,4,0))","v":""},null,{"$f":"IF(C231=\"\",\"\",VLOOKUP(C231,'CENNIK PŁASKI'!$D$2:$AH$21834,9,0))","v":""},"",null,"","",{"$f":"IF(C231=\"\",\"\",VLOOKUP(C231,'[3]CENNIK PŁASKI'!$C$2:$AH$27586,24,0))","v":""},"",{"$f":"IF(C231=\"\",\"\",VLOOKUP(C231,'[3]CENNIK PŁASKI'!$C$2:$AH$27586,25,0))","v":""},"",""]
[null,"",null,{"$f":"IF(C232=\"\",\"\",VLOOKUP(C232,'CENNIK PŁASKI'!$D$2:$AH$21834,3,0))","v":""},{"$f":"IF(C232=\"\",\"\",VLOOKUP(C232,'CENNIK PŁASKI'!$D$2:$AH$21834,4,0))","v":""},null,{"$f":"IF(C232=\"\",\"\",VLOOKUP(C232,'CENNIK PŁASKI'!$D$2:$AH$21834,9,0))","v":""},"",null,"","",{"$f":"IF(C232=\"\",\"\",VLOOKUP(C232,'[3]CENNIK PŁASKI'!$C$2:$AH$27586,24,0))","v":""},"",{"$f":"IF(C232=\"\",\"\",VLOOKUP(C232,'[3]CENNIK PŁASKI'!$C$2:$AH$27586,25,0))","v":""},"",""]
[null,"",null,{"$f":"IF(C233=\"\",\"\",VLOOKUP(C233,'CENNIK PŁASKI'!$D$2:$AH$21834,3,0))","v":""},{"$f":"IF(C233=\"\",\"\",VLOOKUP(C233,'CENNIK PŁASKI'!$D$2:$AH$21834,4,0))","v":""},null,{"$f":"IF(C233=\"\",\"\",VLOOKUP(C233,'CENNIK PŁASKI'!$D$2:$AH$21834,9,0))","v":""},"",null,"","",{"$f":"IF(C233=\"\",\"\",VLOOKUP(C233,'[3]CENNIK PŁASKI'!$C$2:$AH$27586,24,0))","v":""},"",{"$f":"IF(C233=\"\",\"\",VLOOKUP(C233,'[3]CENNIK PŁASKI'!$C$2:$AH$27586,25,0))","v":""},"",""]
[null,"",null,{"$f":"IF(C234=\"\",\"\",VLOOKUP(C234,'CENNIK PŁASKI'!$D$2:$AH$21834,3,0))","v":""},{"$f":"IF(C234=\"\",\"\",VLOOKUP(C234,'CENNIK PŁASKI'!$D$2:$AH$21834,4,0))","v":""},null,{"$f":"IF(C234=\"\",\"\",VLOOKUP(C234,'CENNIK PŁASKI'!$D$2:$AH$21834,9,0))","v":""},"",null,"","",{"$f":"IF(C234=\"\",\"\",VLOOKUP(C234,'[3]CENNIK PŁASKI'!$C$2:$AH$27586,24,0))","v":""},"",{"$f":"IF(C234=\"\",\"\",VLOOKUP(C234,'[3]CENNIK PŁASKI'!$C$2:$AH$27586,25,0))","v":""},"",""]
[null,"",null,{"$f":"IF(C235=\"\",\"\",VLOOKUP(C235,'CENNIK PŁASKI'!$D$2:$AH$21834,3,0))","v":""},{"$f":"IF(C235=\"\",\"\",VLOOKUP(C235,'CENNIK PŁASKI'!$D$2:$AH$21834,4,0))","v":""},null,{"$f":"IF(C235=\"\",\"\",VLOOKUP(C235,'CENNIK PŁASKI'!$D$2:$AH$21834,9,0))","v":""},"",null,"","",{"$f":"IF(C235=\"\",\"\",VLOOKUP(C235,'[3]CENNIK PŁASKI'!$C$2:$AH$27586,24,0))","v":""},"",{"$f":"IF(C235=\"\",\"\",VLOOKUP(C235,'[3]CENNIK PŁASKI'!$C$2:$AH$27586,25,0))","v":""},"",""]
[null,"",null,{"$f":"IF(C236=\"\",\"\",VLOOKUP(C236,'CENNIK PŁASKI'!$D$2:$AH$21834,3,0))","v":""},{"$f":"IF(C236=\"\",\"\",VLOOKUP(C236,'CENNIK PŁASKI'!$D$2:$AH$21834,4,0))","v":""},null,{"$f":"IF(C236=\"\",\"\",VLOOKUP(C236,'CENNIK PŁASKI'!$D$2:$AH$21834,9,0))","v":""},"",null,"","",{"$f":"IF(C236=\"\",\"\",VLOOKUP(C236,'[3]CENNIK PŁASKI'!$C$2:$AH$27586,24,0))","v":""},"",{"$f":"IF(C236=\"\",\"\",VLOOKUP(C236,'[3]CENNIK PŁASKI'!$C$2:$AH$27586,25,0))","v":""},"",""]
[null,"",null,{"$f":"IF(C237=\"\",\"\",VLOOKUP(C237,'CENNIK PŁASKI'!$D$2:$AH$21834,3,0))","v":""},{"$f":"IF(C237=\"\",\"\",VLOOKUP(C237,'CENNIK PŁASKI'!$D$2:$AH$21834,4,0))","v":""},null,{"$f":"IF(C237=\"\",\"\",VLOOKUP(C237,'CENNIK PŁASKI'!$D$2:$AH$21834,9,0))","v":""},"",null,"","",{"$f":"IF(C237=\"\",\"\",VLOOKUP(C237,'[3]CENNIK PŁASKI'!$C$2:$AH$27586,24,0))","v":""},"",{"$f":"IF(C237=\"\",\"\",VLOOKUP(C237,'[3]CENNIK PŁASKI'!$C$2:$AH$27586,25,0))","v":""},"",""]
[null,"",null,{"$f":"IF(C238=\"\",\"\",VLOOKUP(C238,'CENNIK PŁASKI'!$D$2:$AH$21834,3,0))","v":""},{"$f":"IF(C238=\"\",\"\",VLOOKUP(C238,'CENNIK PŁASKI'!$D$2:$AH$21834,4,0))","v":""},null,{"$f":"IF(C238=\"\",\"\",VLOOKUP(C238,'CENNIK PŁASKI'!$D$2:$AH$21834,9,0))","v":""},"",null,"","",{"$f":"IF(C238=\"\",\"\",VLOOKUP(C238,'[3]CENNIK PŁASKI'!$C$2:$AH$27586,24,0))","v":""},"",{"$f":"IF(C238=\"\",\"\",VLOOKUP(C238,'[3]CENNIK PŁASKI'!$C$2:$AH$27586,25,0))","v":""},"",""]
[null,"",null,{"$f":"IF(C239=\"\",\"\",VLOOKUP(C239,'CENNIK PŁASKI'!$D$2:$AH$21834,3,0))","v":""},{"$f":"IF(C239=\"\",\"\",VLOOKUP(C239,'CENNIK PŁASKI'!$D$2:$AH$21834,4,0))","v":""},null,{"$f":"IF(C239=\"\",\"\",VLOOKUP(C239,'CENNIK PŁASKI'!$D$2:$AH$21834,9,0))","v":""},"",null,"","",{"$f":"IF(C239=\"\",\"\",VLOOKUP(C239,'[3]CENNIK PŁASKI'!$C$2:$AH$27586,24,0))","v":""},"",{"$f":"IF(C239=\"\",\"\",VLOOKUP(C239,'[3]CENNIK PŁASKI'!$C$2:$AH$27586,25,0))","v":""},"",""]
[null,"",null,{"$f":"IF(C240=\"\",\"\",VLOOKUP(C240,'CENNIK PŁASKI'!$D$2:$AH$21834,3,0))","v":""},{"$f":"IF(C240=\"\",\"\",VLOOKUP(C240,'CENNIK PŁASKI'!$D$2:$AH$21834,4,0))","v":""},null,{"$f":"IF(C240=\"\",\"\",VLOOKUP(C240,'CENNIK PŁASKI'!$D$2:$AH$21834,9,0))","v":""},"",null,"","",{"$f":"IF(C240=\"\",\"\",VLOOKUP(C240,'[3]CENNIK PŁASKI'!$C$2:$AH$27586,24,0))","v":""},"",{"$f":"IF(C240=\"\",\"\",VLOOKUP(C240,'[3]CENNIK PŁASKI'!$C$2:$AH$27586,25,0))","v":""},"",""]
[null,"",null,{"$f":"IF(C241=\"\",\"\",VLOOKUP(C241,'CENNIK PŁASKI'!$D$2:$AH$21834,3,0))","v":""},{"$f":"IF(C241=\"\",\"\",VLOOKUP(C241,'CENNIK PŁASKI'!$D$2:$AH$21834,4,0))","v":""},null,{"$f":"IF(C241=\"\",\"\",VLOOKUP(C241,'CENNIK PŁASKI'!$D$2:$AH$21834,9,0))","v":""},"",null,"","",{"$f":"IF(C241=\"\",\"\",VLOOKUP(C241,'[3]CENNIK PŁASKI'!$C$2:$AH$27586,24,0))","v":""},"",{"$f":"IF(C241=\"\",\"\",VLOOKUP(C241,'[3]CENNIK PŁASKI'!$C$2:$AH$27586,25,0))","v":""},"",""]
[null,"",null,{"$f":"IF(C242=\"\",\"\",VLOOKUP(C242,'CENNIK PŁASKI'!$D$2:$AH$21834,3,0))","v":""},{"$f":"IF(C242=\"\",\"\",VLOOKUP(C242,'CENNIK PŁASKI'!$D$2:$AH$21834,4,0))","v":""},null,{"$f":"IF(C242=\"\",\"\",VLOOKUP(C242,'CENNIK PŁASKI'!$D$2:$AH$21834,9,0))","v":""},"",null,"","",{"$f":"IF(C242=\"\",\"\",VLOOKUP(C242,'[3]CENNIK PŁASKI'!$C$2:$AH$27586,24,0))","v":""},"",{"$f":"IF(C242=\"\",\"\",VLOOKUP(C242,'[3]CENNIK PŁASKI'!$C$2:$AH$27586,25,0))","v":""},"",""]
[null,"",null,{"$f":"IF(C243=\"\",\"\",VLOOKUP(C243,'CENNIK PŁASKI'!$D$2:$AH$21834,3,0))","v":""},{"$f":"IF(C243=\"\",\"\",VLOOKUP(C243,'CENNIK PŁASKI'!$D$2:$AH$21834,4,0))","v":""},null,{"$f":"IF(C243=\"\",\"\",VLOOKUP(C243,'CENNIK PŁASKI'!$D$2:$AH$21834,9,0))","v":""},"",null,"","",{"$f":"IF(C243=\"\",\"\",VLOOKUP(C243,'[3]CENNIK PŁASKI'!$C$2:$AH$27586,24,0))","v":""},"",{"$f":"IF(C243=\"\",\"\",VLOOKUP(C243,'[3]CENNIK PŁASKI'!$C$2:$AH$27586,25,0))","v":""},"",""]
[null,"",null,{"$f":"IF(C244=\"\",\"\",VLOOKUP(C244,'CENNIK PŁASKI'!$D$2:$AH$21834,3,0))","v":""},{"$f":"IF(C244=\"\",\"\",VLOOKUP(C244,'CENNIK PŁASKI'!$D$2:$AH$21834,4,0))","v":""},null,{"$f":"IF(C244=\"\",\"\",VLOOKUP(C244,'CENNIK PŁASKI'!$D$2:$AH$21834,9,0))","v":""},"",null,"","",{"$f":"IF(C244=\"\",\"\",VLOOKUP(C244,'[3]CENNIK PŁASKI'!$C$2:$AH$27586,24,0))","v":""},"",{"$f":"IF(C244=\"\",\"\",VLOOKUP(C244,'[3]CENNIK PŁASKI'!$C$2:$AH$27586,25,0))","v":""},"",""]
[null,"",null,{"$f":"IF(C245=\"\",\"\",VLOOKUP(C245,'CENNIK PŁASKI'!$D$2:$AH$21834,3,0))","v":""},{"$f":"IF(C245=\"\",\"\",VLOOKUP(C245,'CENNIK PŁASKI'!$D$2:$AH$21834,4,0))","v":""},null,{"$f":"IF(C245=\"\",\"\",VLOOKUP(C245,'CENNIK PŁASKI'!$D$2:$AH$21834,9,0))","v":""},"",null,"","",{"$f":"IF(C245=\"\",\"\",VLOOKUP(C245,'[3]CENNIK PŁASKI'!$C$2:$AH$27586,24,0))","v":""},"",{"$f":"IF(C245=\"\",\"\",VLOOKUP(C245,'[3]CENNIK PŁASKI'!$C$2:$AH$27586,25,0))","v":""},"",""]
[null,"",null,{"$f":"IF(C246=\"\",\"\",VLOOKUP(C246,'CENNIK PŁASKI'!$D$2:$AH$21834,3,0))","v":""},{"$f":"IF(C246=\"\",\"\",VLOOKUP(C246,'CENNIK PŁASKI'!$D$2:$AH$21834,4,0))","v":""},null,{"$f":"IF(C246=\"\",\"\",VLOOKUP(C246,'CENNIK PŁASKI'!$D$2:$AH$21834,9,0))","v":""},"",null,"","",{"$f":"IF(C246=\"\",\"\",VLOOKUP(C246,'[3]CENNIK PŁASKI'!$C$2:$AH$27586,24,0))","v":""},"",{"$f":"IF(C246=\"\",\"\",VLOOKUP(C246,'[3]CENNIK PŁASKI'!$C$2:$AH$27586,25,0))","v":""},"",""]
[null,"",null,{"$f":"IF(C247=\"\",\"\",VLOOKUP(C247,'CENNIK PŁASKI'!$D$2:$AH$21834,3,0))","v":""},{"$f":"IF(C247=\"\",\"\",VLOOKUP(C247,'CENNIK PŁASKI'!$D$2:$AH$21834,4,0))","v":""},null,{"$f":"IF(C247=\"\",\"\",VLOOKUP(C247,'CENNIK PŁASKI'!$D$2:$AH$21834,9,0))","v":""},"",null,"","",{"$f":"IF(C247=\"\",\"\",VLOOKUP(C247,'[3]CENNIK PŁASKI'!$C$2:$AH$27586,24,0))","v":""},"",{"$f":"IF(C247=\"\",\"\",VLOOKUP(C247,'[3]CENNIK PŁASKI'!$C$2:$AH$27586,25,0))","v":""},"",""]
[null,"",null,{"$f":"IF(C248=\"\",\"\",VLOOKUP(C248,'CENNIK PŁASKI'!$D$2:$AH$21834,3,0))","v":""},{"$f":"IF(C248=\"\",\"\",VLOOKUP(C248,'CENNIK PŁASKI'!$D$2:$AH$21834,4,0))","v":""},null,{"$f":"IF(C248=\"\",\"\",VLOOKUP(C248,'CENNIK PŁASKI'!$D$2:$AH$21834,9,0))","v":""},"",null,"","",{"$f":"IF(C248=\"\",\"\",VLOOKUP(C248,'[3]CENNIK PŁASKI'!$C$2:$AH$27586,24,0))","v":""},"",{"$f":"IF(C248=\"\",\"\",VLOOKUP(C248,'[3]CENNIK PŁASKI'!$C$2:$AH$27586,25,0))","v":""},"",""]
[null,"",null,{"$f":"IF(C249=\"\",\"\",VLOOKUP(C249,'CENNIK PŁASKI'!$D$2:$AH$21834,3,0))","v":""},{"$f":"IF(C249=\"\",\"\",VLOOKUP(C249,'CENNIK PŁASKI'!$D$2:$AH$21834,4,0))","v":""},null,{"$f":"IF(C249=\"\",\"\",VLOOKUP(C249,'CENNIK PŁASKI'!$D$2:$AH$21834,9,0))","v":""},"",null,"","",{"$f":"IF(C249=\"\",\"\",VLOOKUP(C249,'[3]CENNIK PŁASKI'!$C$2:$AH$27586,24,0))","v":""},"",{"$f":"IF(C249=\"\",\"\",VLOOKUP(C249,'[3]CENNIK PŁASKI'!$C$2:$AH$27586,25,0))","v":""},"",""]
[null,"",null,{"$f":"IF(C250=\"\",\"\",VLOOKUP(C250,'CENNIK PŁASKI'!$D$2:$AH$21834,3,0))","v":""},{"$f":"IF(C250=\"\",\"\",VLOOKUP(C250,'CENNIK PŁASKI'!$D$2:$AH$21834,4,0))","v":""},null,{"$f":"IF(C250=\"\",\"\",VLOOKUP(C250,'CENNIK PŁASKI'!$D$2:$AH$21834,9,0))","v":""},"",null,"","",{"$f":"IF(C250=\"\",\"\",VLOOKUP(C250,'[3]CENNIK PŁASKI'!$C$2:$AH$27586,24,0))","v":""},"",{"$f":"IF(C250=\"\",\"\",VLOOKUP(C250,'[3]CENNIK PŁASKI'!$C$2:$AH$27586,25,0))","v":""},"",""]
[null,"",null,{"$f":"IF(C251=\"\",\"\",VLOOKUP(C251,'CENNIK PŁASKI'!$D$2:$AH$21834,3,0))","v":""},{"$f":"IF(C251=\"\",\"\",VLOOKUP(C251,'CENNIK PŁASKI'!$D$2:$AH$21834,4,0))","v":""},null,{"$f":"IF(C251=\"\",\"\",VLOOKUP(C251,'CENNIK PŁASKI'!$D$2:$AH$21834,9,0))","v":""},"",null,"","",{"$f":"IF(C251=\"\",\"\",VLOOKUP(C251,'[3]CENNIK PŁASKI'!$C$2:$AH$27586,24,0))","v":""},"",{"$f":"IF(C251=\"\",\"\",VLOOKUP(C251,'[3]CENNIK PŁASKI'!$C$2:$AH$27586,25,0))","v":""},"",""]
[null,"",null,{"$f":"IF(C252=\"\",\"\",VLOOKUP(C252,'CENNIK PŁASKI'!$D$2:$AH$21834,3,0))","v":""},{"$f":"IF(C252=\"\",\"\",VLOOKUP(C252,'CENNIK PŁASKI'!$D$2:$AH$21834,4,0))","v":""},null,{"$f":"IF(C252=\"\",\"\",VLOOKUP(C252,'CENNIK PŁASKI'!$D$2:$AH$21834,9,0))","v":""},"",null,"","",{"$f":"IF(C252=\"\",\"\",VLOOKUP(C252,'[3]CENNIK PŁASKI'!$C$2:$AH$27586,24,0))","v":""},"",{"$f":"IF(C252=\"\",\"\",VLOOKUP(C252,'[3]CENNIK PŁASKI'!$C$2:$AH$27586,25,0))","v":""},"",""]
[null,"",null,{"$f":"IF(C253=\"\",\"\",VLOOKUP(C253,'CENNIK PŁASKI'!$D$2:$AH$21834,3,0))","v":""},{"$f":"IF(C253=\"\",\"\",VLOOKUP(C253,'CENNIK PŁASKI'!$D$2:$AH$21834,4,0))","v":""},null,{"$f":"IF(C253=\"\",\"\",VLOOKUP(C253,'CENNIK PŁASKI'!$D$2:$AH$21834,9,0))","v":""},"",null,"","",{"$f":"IF(C253=\"\",\"\",VLOOKUP(C253,'[3]CENNIK PŁASKI'!$C$2:$AH$27586,24,0))","v":""},"",{"$f":"IF(C253=\"\",\"\",VLOOKUP(C253,'[3]CENNIK PŁASKI'!$C$2:$AH$27586,25,0))","v":""},"",""]
[null,"",null,{"$f":"IF(C254=\"\",\"\",VLOOKUP(C254,'CENNIK PŁASKI'!$D$2:$AH$21834,3,0))","v":""},{"$f":"IF(C254=\"\",\"\",VLOOKUP(C254,'CENNIK PŁASKI'!$D$2:$AH$21834,4,0))","v":""},null,{"$f":"IF(C254=\"\",\"\",VLOOKUP(C254,'CENNIK PŁASKI'!$D$2:$AH$21834,9,0))","v":""},"",null,"","",{"$f":"IF(C254=\"\",\"\",VLOOKUP(C254,'[3]CENNIK PŁASKI'!$C$2:$AH$27586,24,0))","v":""},"",{"$f":"IF(C254=\"\",\"\",VLOOKUP(C254,'[3]CENNIK PŁASKI'!$C$2:$AH$27586,25,0))","v":""},"",""]
[null,"",null,{"$f":"IF(C255=\"\",\"\",VLOOKUP(C255,'CENNIK PŁASKI'!$D$2:$AH$21834,3,0))","v":""},{"$f":"IF(C255=\"\",\"\",VLOOKUP(C255,'CENNIK PŁASKI'!$D$2:$AH$21834,4,0))","v":""},null,{"$f":"IF(C255=\"\",\"\",VLOOKUP(C255,'CENNIK PŁASKI'!$D$2:$AH$21834,9,0))","v":""},"",null,"","",{"$f":"IF(C255=\"\",\"\",VLOOKUP(C255,'[3]CENNIK PŁASKI'!$C$2:$AH$27586,24,0))","v":""},"",{"$f":"IF(C255=\"\",\"\",VLOOKUP(C255,'[3]CENNIK PŁASKI'!$C$2:$AH$27586,25,0))","v":""},"",""]
[null,"",null,{"$f":"IF(C256=\"\",\"\",VLOOKUP(C256,'CENNIK PŁASKI'!$D$2:$AH$21834,3,0))","v":""},{"$f":"IF(C256=\"\",\"\",VLOOKUP(C256,'CENNIK PŁASKI'!$D$2:$AH$21834,4,0))","v":""},null,{"$f":"IF(C256=\"\",\"\",VLOOKUP(C256,'CENNIK PŁASKI'!$D$2:$AH$21834,9,0))","v":""},"",null,"","",{"$f":"IF(C256=\"\",\"\",VLOOKUP(C256,'[3]CENNIK PŁASKI'!$C$2:$AH$27586,24,0))","v":""},"",{"$f":"IF(C256=\"\",\"\",VLOOKUP(C256,'[3]CENNIK PŁASKI'!$C$2:$AH$27586,25,0))","v":""},"",""]
[null,"",null,{"$f":"IF(C257=\"\",\"\",VLOOKUP(C257,'CENNIK PŁASKI'!$D$2:$AH$21834,3,0))","v":""},{"$f":"IF(C257=\"\",\"\",VLOOKUP(C257,'CENNIK PŁASKI'!$D$2:$AH$21834,4,0))","v":""},null,{"$f":"IF(C257=\"\",\"\",VLOOKUP(C257,'CENNIK PŁASKI'!$D$2:$AH$21834,9,0))","v":""},"",null,"","",{"$f":"IF(C257=\"\",\"\",VLOOKUP(C257,'[3]CENNIK PŁASKI'!$C$2:$AH$27586,24,0))","v":""},"",{"$f":"IF(C257=\"\",\"\",VLOOKUP(C257,'[3]CENNIK PŁASKI'!$C$2:$AH$27586,25,0))","v":""},"",""]
[null,"",null,{"$f":"IF(C258=\"\",\"\",VLOOKUP(C258,'CENNIK PŁASKI'!$D$2:$AH$21834,3,0))","v":""},{"$f":"IF(C258=\"\",\"\",VLOOKUP(C258,'CENNIK PŁASKI'!$D$2:$AH$21834,4,0))","v":""},null,{"$f":"IF(C258=\"\",\"\",VLOOKUP(C258,'CENNIK PŁASKI'!$D$2:$AH$21834,9,0))","v":""},"",null,"","",{"$f":"IF(C258=\"\",\"\",VLOOKUP(C258,'[3]CENNIK PŁASKI'!$C$2:$AH$27586,24,0))","v":""},"",{"$f":"IF(C258=\"\",\"\",VLOOKUP(C258,'[3]CENNIK PŁASKI'!$C$2:$AH$27586,25,0))","v":""},"",""]
[null,"",null,{"$f":"IF(C259=\"\",\"\",VLOOKUP(C259,'CENNIK PŁASKI'!$D$2:$AH$21834,3,0))","v":""},{"$f":"IF(C259=\"\",\"\",VLOOKUP(C259,'CENNIK PŁASKI'!$D$2:$AH$21834,4,0))","v":""},null,{"$f":"IF(C259=\"\",\"\",VLOOKUP(C259,'CENNIK PŁASKI'!$D$2:$AH$21834,9,0))","v":""},"",null,"","",{"$f":"IF(C259=\"\",\"\",VLOOKUP(C259,'[3]CENNIK PŁASKI'!$C$2:$AH$27586,24,0))","v":""},"",{"$f":"IF(C259=\"\",\"\",VLOOKUP(C259,'[3]CENNIK PŁASKI'!$C$2:$AH$27586,25,0))","v":""},"",""]
[null,"",null,{"$f":"IF(C260=\"\",\"\",VLOOKUP(C260,'CENNIK PŁASKI'!$D$2:$AH$21834,3,0))","v":""},{"$f":"IF(C260=\"\",\"\",VLOOKUP(C260,'CENNIK PŁASKI'!$D$2:$AH$21834,4,0))","v":""},null,{"$f":"IF(C260=\"\",\"\",VLOOKUP(C260,'CENNIK PŁASKI'!$D$2:$AH$21834,9,0))","v":""},"",null,"","",{"$f":"IF(C260=\"\",\"\",VLOOKUP(C260,'[3]CENNIK PŁASKI'!$C$2:$AH$27586,24,0))","v":""},"",{"$f":"IF(C260=\"\",\"\",VLOOKUP(C260,'[3]CENNIK PŁASKI'!$C$2:$AH$27586,25,0))","v":""},"",""]
[null,"",null,{"$f":"IF(C261=\"\",\"\",VLOOKUP(C261,'CENNIK PŁASKI'!$D$2:$AH$21834,3,0))","v":""},{"$f":"IF(C261=\"\",\"\",VLOOKUP(C261,'CENNIK PŁASKI'!$D$2:$AH$21834,4,0))","v":""},null,{"$f":"IF(C261=\"\",\"\",VLOOKUP(C261,'CENNIK PŁASKI'!$D$2:$AH$21834,9,0))","v":""},"",null,"","",{"$f":"IF(C261=\"\",\"\",VLOOKUP(C261,'[3]CENNIK PŁASKI'!$C$2:$AH$27586,24,0))","v":""},"",{"$f":"IF(C261=\"\",\"\",VLOOKUP(C261,'[3]CENNIK PŁASKI'!$C$2:$AH$27586,25,0))","v":""},"",""]
[null,"",null,{"$f":"IF(C262=\"\",\"\",VLOOKUP(C262,'CENNIK PŁASKI'!$D$2:$AH$21834,3,0))","v":""},{"$f":"IF(C262=\"\",\"\",VLOOKUP(C262,'CENNIK PŁASKI'!$D$2:$AH$21834,4,0))","v":""},null,{"$f":"IF(C262=\"\",\"\",VLOOKUP(C262,'CENNIK PŁASKI'!$D$2:$AH$21834,9,0))","v":""},"",null,"","",{"$f":"IF(C262=\"\",\"\",VLOOKUP(C262,'[3]CENNIK PŁASKI'!$C$2:$AH$27586,24,0))","v":""},"",{"$f":"IF(C262=\"\",\"\",VLOOKUP(C262,'[3]CENNIK PŁASKI'!$C$2:$AH$27586,25,0))","v":""},"",""]
[null,"",null,{"$f":"IF(C263=\"\",\"\",VLOOKUP(C263,'CENNIK PŁASKI'!$D$2:$AH$21834,3,0))","v":""},{"$f":"IF(C263=\"\",\"\",VLOOKUP(C263,'CENNIK PŁASKI'!$D$2:$AH$21834,4,0))","v":""},null,{"$f":"IF(C263=\"\",\"\",VLOOKUP(C263,'CENNIK PŁASKI'!$D$2:$AH$21834,9,0))","v":""},"",null,"","",{"$f":"IF(C263=\"\",\"\",VLOOKUP(C263,'[3]CENNIK PŁASKI'!$C$2:$AH$27586,24,0))","v":""},"",{"$f":"IF(C263=\"\",\"\",VLOOKUP(C263,'[3]CENNIK PŁASKI'!$C$2:$AH$27586,25,0))","v":""},"",""]
[null,"",null,{"$f":"IF(C264=\"\",\"\",VLOOKUP(C264,'CENNIK PŁASKI'!$D$2:$AH$21834,3,0))","v":""},{"$f":"IF(C264=\"\",\"\",VLOOKUP(C264,'CENNIK PŁASKI'!$D$2:$AH$21834,4,0))","v":""},null,{"$f":"IF(C264=\"\",\"\",VLOOKUP(C264,'CENNIK PŁASKI'!$D$2:$AH$21834,9,0))","v":""},"",null,"","",{"$f":"IF(C264=\"\",\"\",VLOOKUP(C264,'[3]CENNIK PŁASKI'!$C$2:$AH$27586,24,0))","v":""},"",{"$f":"IF(C264=\"\",\"\",VLOOKUP(C264,'[3]CENNIK PŁASKI'!$C$2:$AH$27586,25,0))","v":""},"",""]
[null,"",null,{"$f":"IF(C265=\"\",\"\",VLOOKUP(C265,'CENNIK PŁASKI'!$D$2:$AH$21834,3,0))","v":""},{"$f":"IF(C265=\"\",\"\",VLOOKUP(C265,'CENNIK PŁASKI'!$D$2:$AH$21834,4,0))","v":""},null,{"$f":"IF(C265=\"\",\"\",VLOOKUP(C265,'CENNIK PŁASKI'!$D$2:$AH$21834,9,0))","v":""},"",null,"","",{"$f":"IF(C265=\"\",\"\",VLOOKUP(C265,'[3]CENNIK PŁASKI'!$C$2:$AH$27586,24,0))","v":""},"",{"$f":"IF(C265=\"\",\"\",VLOOKUP(C265,'[3]CENNIK PŁASKI'!$C$2:$AH$27586,25,0))","v":""},"",""]
[null,"",null,{"$f":"IF(C266=\"\",\"\",VLOOKUP(C266,'CENNIK PŁASKI'!$D$2:$AH$21834,3,0))","v":""},{"$f":"IF(C266=\"\",\"\",VLOOKUP(C266,'CENNIK PŁASKI'!$D$2:$AH$21834,4,0))","v":""},null,{"$f":"IF(C266=\"\",\"\",VLOOKUP(C266,'CENNIK PŁASKI'!$D$2:$AH$21834,9,0))","v":""},"",null,"","",{"$f":"IF(C266=\"\",\"\",VLOOKUP(C266,'[3]CENNIK PŁASKI'!$C$2:$AH$27586,24,0))","v":""},"",{"$f":"IF(C266=\"\",\"\",VLOOKUP(C266,'[3]CENNIK PŁASKI'!$C$2:$AH$27586,25,0))","v":""},"",""]
[null,"",null,{"$f":"IF(C267=\"\",\"\",VLOOKUP(C267,'CENNIK PŁASKI'!$D$2:$AH$21834,3,0))","v":""},{"$f":"IF(C267=\"\",\"\",VLOOKUP(C267,'CENNIK PŁASKI'!$D$2:$AH$21834,4,0))","v":""},null,{"$f":"IF(C267=\"\",\"\",VLOOKUP(C267,'CENNIK PŁASKI'!$D$2:$AH$21834,9,0))","v":""},"",null,"","",{"$f":"IF(C267=\"\",\"\",VLOOKUP(C267,'[3]CENNIK PŁASKI'!$C$2:$AH$27586,24,0))","v":""},"",{"$f":"IF(C267=\"\",\"\",VLOOKUP(C267,'[3]CENNIK PŁASKI'!$C$2:$AH$27586,25,0))","v":""},"",""]
[null,"",null,{"$f":"IF(C268=\"\",\"\",VLOOKUP(C268,'CENNIK PŁASKI'!$D$2:$AH$21834,3,0))","v":""},{"$f":"IF(C268=\"\",\"\",VLOOKUP(C268,'CENNIK PŁASKI'!$D$2:$AH$21834,4,0))","v":""},null,{"$f":"IF(C268=\"\",\"\",VLOOKUP(C268,'CENNIK PŁASKI'!$D$2:$AH$21834,9,0))","v":""},"",null,"","",{"$f":"IF(C268=\"\",\"\",VLOOKUP(C268,'[3]CENNIK PŁASKI'!$C$2:$AH$27586,24,0))","v":""},"",{"$f":"IF(C268=\"\",\"\",VLOOKUP(C268,'[3]CENNIK PŁASKI'!$C$2:$AH$27586,25,0))","v":""},"",""]
[null,"",null,{"$f":"IF(C269=\"\",\"\",VLOOKUP(C269,'CENNIK PŁASKI'!$D$2:$AH$21834,3,0))","v":""},{"$f":"IF(C269=\"\",\"\",VLOOKUP(C269,'CENNIK PŁASKI'!$D$2:$AH$21834,4,0))","v":""},null,{"$f":"IF(C269=\"\",\"\",VLOOKUP(C269,'CENNIK PŁASKI'!$D$2:$AH$21834,9,0))","v":""},"",null,"","",{"$f":"IF(C269=\"\",\"\",VLOOKUP(C269,'[3]CENNIK PŁASKI'!$C$2:$AH$27586,24,0))","v":""},"",{"$f":"IF(C269=\"\",\"\",VLOOKUP(C269,'[3]CENNIK PŁASKI'!$C$2:$AH$27586,25,0))","v":""},"",""]
[null,"",null,{"$f":"IF(C270=\"\",\"\",VLOOKUP(C270,'CENNIK PŁASKI'!$D$2:$AH$21834,3,0))","v":""},{"$f":"IF(C270=\"\",\"\",VLOOKUP(C270,'CENNIK PŁASKI'!$D$2:$AH$21834,4,0))","v":""},null,{"$f":"IF(C270=\"\",\"\",VLOOKUP(C270,'CENNIK PŁASKI'!$D$2:$AH$21834,9,0))","v":""},"",null,"","",{"$f":"IF(C270=\"\",\"\",VLOOKUP(C270,'[3]CENNIK PŁASKI'!$C$2:$AH$27586,24,0))","v":""},"",{"$f":"IF(C270=\"\",\"\",VLOOKUP(C270,'[3]CENNIK PŁASKI'!$C$2:$AH$27586,25,0))","v":""},"",{"$f":"IF(C270<>\"\",IF(ISNUMBER(F270),\"\",\"Proszę wpisać ilość\"),\"\")","v":""}]
[null,"",null,{"$f":"IF(C271=\"\",\"\",VLOOKUP(C271,'CENNIK PŁASKI'!$D$2:$AH$21834,3,0))","v":""},{"$f":"IF(C271=\"\",\"\",VLOOKUP(C271,'CENNIK PŁASKI'!$D$2:$AH$21834,4,0))","v":""},null,{"$f":"IF(C271=\"\",\"\",VLOOKUP(C271,'CENNIK PŁASKI'!$D$2:$AH$21834,9,0))","v":""},"",null,"","",{"$f":"IF(C271=\"\",\"\",VLOOKUP(C271,'[3]CENNIK PŁASKI'!$C$2:$AH$27586,24,0))","v":""},"",{"$f":"IF(C271=\"\",\"\",VLOOKUP(C271,'[3]CENNIK PŁASKI'!$C$2:$AH$27586,25,0))","v":""},"",""]
[null,{"$f":"IF(C272<>\"\",B271+1,\"\")","v":""},null,{"$f":"IF(C272=\"\",\"\",VLOOKUP(C272,'CENNIK PŁASKI'!$D$2:$AH$21834,3,0))","v":""},{"$f":"IF(C272=\"\",\"\",VLOOKUP(C272,'CENNIK PŁASKI'!$D$2:$AH$21834,4,0))","v":""},null,{"$f":"IF(C272=\"\",\"\",VLOOKUP(C272,'CENNIK PŁASKI'!$D$2:$AH$21834,9,0))","v":""},{"$f":"IF(C272=\"\",\"\",F272*G272)","v":""},null,{"$f":"IF(B272=\"\",\"\",IF(I272>0,G272*(1-I272),G272))","v":""},{"$f":"IF(C272=\"\",\"\",IF(I272>0,H272*(1-I272),H272))","v":""},{"$f":"IF(C272=\"\",\"\",VLOOKUP(C272,'[3]CENNIK PŁASKI'!$C$2:$AH$27586,24,0))","v":""},{"$f":"HYPERLINK(L272,L272)","v":""},{"$f":"IF(C272=\"\",\"\",VLOOKUP(C272,'[3]CENNIK PŁASKI'!$C$2:$AH$27586,25,0))","v":""},{"$f":"HYPERLINK(N272,N272)","v":""},""]
[null,"",null,{"$f":"IF(C273=\"\",\"\",VLOOKUP(C273,'CENNIK PŁASKI'!$D$2:$AH$21834,3,0))","v":""},{"$f":"IF(C273=\"\",\"\",VLOOKUP(C273,'CENNIK PŁASKI'!$D$2:$AH$21834,4,0))","v":""},null,{"$f":"IF(C273=\"\",\"\",VLOOKUP(C273,'CENNIK PŁASKI'!$D$2:$AH$21834,9,0))","v":""},"",null,"","",{"$f":"IF(C273=\"\",\"\",VLOOKUP(C273,'[3]CENNIK PŁASKI'!$C$2:$AH$27586,24,0))","v":""},"",{"$f":"IF(C273=\"\",\"\",VLOOKUP(C273,'[3]CENNIK PŁASKI'!$C$2:$AH$27586,25,0))","v":""},"",""]
[null,"",null,{"$f":"IF(C274=\"\",\"\",VLOOKUP(C274,'CENNIK PŁASKI'!$D$2:$AH$21834,3,0))","v":""},{"$f":"IF(C274=\"\",\"\",VLOOKUP(C274,'CENNIK PŁASKI'!$D$2:$AH$21834,4,0))","v":""},null,{"$f":"IF(C274=\"\",\"\",VLOOKUP(C274,'CENNIK PŁASKI'!$D$2:$AH$21834,9,0))","v":""},"",null,"","",{"$f":"IF(C274=\"\",\"\",VLOOKUP(C274,'[3]CENNIK PŁASKI'!$C$2:$AH$27586,24,0))","v":""},"",{"$f":"IF(C274=\"\",\"\",VLOOKUP(C274,'[3]CENNIK PŁASKI'!$C$2:$AH$27586,25,0))","v":""},"",""]
[null,"",null,{"$f":"IF(C275=\"\",\"\",VLOOKUP(C275,'CENNIK PŁASKI'!$D$2:$AH$21834,3,0))","v":""},{"$f":"IF(C275=\"\",\"\",VLOOKUP(C275,'CENNIK PŁASKI'!$D$2:$AH$21834,4,0))","v":""},null,{"$f":"IF(C275=\"\",\"\",VLOOKUP(C275,'CENNIK PŁASKI'!$D$2:$AH$21834,9,0))","v":""},"",null,"","",{"$f":"IF(C275=\"\",\"\",VLOOKUP(C275,'[3]CENNIK PŁASKI'!$C$2:$AH$27586,24,0))","v":""},"",{"$f":"IF(C275=\"\",\"\",VLOOKUP(C275,'[3]CENNIK PŁASKI'!$C$2:$AH$27586,25,0))","v":""},"",""]
[null,"",null,{"$f":"IF(C276=\"\",\"\",VLOOKUP(C276,'CENNIK PŁASKI'!$D$2:$AH$21834,3,0))","v":""},{"$f":"IF(C276=\"\",\"\",VLOOKUP(C276,'CENNIK PŁASKI'!$D$2:$AH$21834,4,0))","v":""},null,{"$f":"IF(C276=\"\",\"\",VLOOKUP(C276,'CENNIK PŁASKI'!$D$2:$AH$21834,9,0))","v":""},"",null,"","",{"$f":"IF(C276=\"\",\"\",VLOOKUP(C276,'[3]CENNIK PŁASKI'!$C$2:$AH$27586,24,0))","v":""},"",{"$f":"IF(C276=\"\",\"\",VLOOKUP(C276,'[3]CENNIK PŁASKI'!$C$2:$AH$27586,25,0))","v":""},"",""]
[null,"",null,{"$f":"IF(C277=\"\",\"\",VLOOKUP(C277,'CENNIK PŁASKI'!$D$2:$AH$21834,3,0))","v":""},{"$f":"IF(C277=\"\",\"\",VLOOKUP(C277,'CENNIK PŁASKI'!$D$2:$AH$21834,4,0))","v":""},null,{"$f":"IF(C277=\"\",\"\",VLOOKUP(C277,'CENNIK PŁASKI'!$D$2:$AH$21834,9,0))","v":""},"",null,"","",{"$f":"IF(C277=\"\",\"\",VLOOKUP(C277,'[3]CENNIK PŁASKI'!$C$2:$AH$27586,24,0))","v":""},"",{"$f":"IF(C277=\"\",\"\",VLOOKUP(C277,'[3]CENNIK PŁASKI'!$C$2:$AH$27586,25,0))","v":""},"",""]
[null,"",null,{"$f":"IF(C278=\"\",\"\",VLOOKUP(C278,'CENNIK PŁASKI'!$D$2:$AH$21834,3,0))","v":""},{"$f":"IF(C278=\"\",\"\",VLOOKUP(C278,'CENNIK PŁASKI'!$D$2:$AH$21834,4,0))","v":""},null,{"$f":"IF(C278=\"\",\"\",VLOOKUP(C278,'CENNIK PŁASKI'!$D$2:$AH$21834,9,0))","v":""},"",null,"","",{"$f":"IF(C278=\"\",\"\",VLOOKUP(C278,'[3]CENNIK PŁASKI'!$C$2:$AH$27586,24,0))","v":""},"",{"$f":"IF(C278=\"\",\"\",VLOOKUP(C278,'[3]CENNIK PŁASKI'!$C$2:$AH$27586,25,0))","v":""},"",""]
[null,"",null,{"$f":"IF(C279=\"\",\"\",VLOOKUP(C279,'CENNIK PŁASKI'!$D$2:$AH$21834,3,0))","v":""},{"$f":"IF(C279=\"\",\"\",VLOOKUP(C279,'CENNIK PŁASKI'!$D$2:$AH$21834,4,0))","v":""},null,{"$f":"IF(C279=\"\",\"\",VLOOKUP(C279,'CENNIK PŁASKI'!$D$2:$AH$21834,9,0))","v":""},"",null,"","",{"$f":"IF(C279=\"\",\"\",VLOOKUP(C279,'[3]CENNIK PŁASKI'!$C$2:$AH$27586,24,0))","v":""},"",{"$f":"IF(C279=\"\",\"\",VLOOKUP(C279,'[3]CENNIK PŁASKI'!$C$2:$AH$27586,25,0))","v":""},"",""]
[null,"",null,{"$f":"IF(C280=\"\",\"\",VLOOKUP(C280,'CENNIK PŁASKI'!$D$2:$AH$21834,3,0))","v":""},{"$f":"IF(C280=\"\",\"\",VLOOKUP(C280,'CENNIK PŁASKI'!$D$2:$AH$21834,4,0))","v":""},null,{"$f":"IF(C280=\"\",\"\",VLOOKUP(C280,'CENNIK PŁASKI'!$D$2:$AH$21834,9,0))","v":""},"",null,"","",{"$f":"IF(C280=\"\",\"\",VLOOKUP(C280,'[3]CENNIK PŁASKI'!$C$2:$AH$27586,24,0))","v":""},"",{"$f":"IF(C280=\"\",\"\",VLOOKUP(C280,'[3]CENNIK PŁASKI'!$C$2:$AH$27586,25,0))","v":""},"",""]
[null,"",null,{"$f":"IF(C281=\"\",\"\",VLOOKUP(C281,'CENNIK PŁASKI'!$D$2:$AH$21834,3,0))","v":""},{"$f":"IF(C281=\"\",\"\",VLOOKUP(C281,'CENNIK PŁASKI'!$D$2:$AH$21834,4,0))","v":""},null,{"$f":"IF(C281=\"\",\"\",VLOOKUP(C281,'CENNIK PŁASKI'!$D$2:$AH$21834,9,0))","v":""},"",null,"","",{"$f":"IF(C281=\"\",\"\",VLOOKUP(C281,'[3]CENNIK PŁASKI'!$C$2:$AH$27586,24,0))","v":""},"",{"$f":"IF(C281=\"\",\"\",VLOOKUP(C281,'[3]CENNIK PŁASKI'!$C$2:$AH$27586,25,0))","v":""},"",""]
[null,"",null,{"$f":"IF(C282=\"\",\"\",VLOOKUP(C282,'CENNIK PŁASKI'!$D$2:$AH$21834,3,0))","v":""},{"$f":"IF(C282=\"\",\"\",VLOOKUP(C282,'CENNIK PŁASKI'!$D$2:$AH$21834,4,0))","v":""},null,{"$f":"IF(C282=\"\",\"\",VLOOKUP(C282,'CENNIK PŁASKI'!$D$2:$AH$21834,9,0))","v":""},"",null,"","",{"$f":"IF(C282=\"\",\"\",VLOOKUP(C282,'[3]CENNIK PŁASKI'!$C$2:$AH$27586,24,0))","v":""},"",{"$f":"IF(C282=\"\",\"\",VLOOKUP(C282,'[3]CENNIK PŁASKI'!$C$2:$AH$27586,25,0))","v":""},"",""]
[null,"",null,{"$f":"IF(C283=\"\",\"\",VLOOKUP(C283,'CENNIK PŁASKI'!$D$2:$AH$21834,3,0))","v":""},{"$f":"IF(C283=\"\",\"\",VLOOKUP(C283,'CENNIK PŁASKI'!$D$2:$AH$21834,4,0))","v":""},null,{"$f":"IF(C283=\"\",\"\",VLOOKUP(C283,'CENNIK PŁASKI'!$D$2:$AH$21834,9,0))","v":""},"",null,"","",{"$f":"IF(C283=\"\",\"\",VLOOKUP(C283,'[3]CENNIK PŁASKI'!$C$2:$AH$27586,24,0))","v":""},"",{"$f":"IF(C283=\"\",\"\",VLOOKUP(C283,'[3]CENNIK PŁASKI'!$C$2:$AH$27586,25,0))","v":""},"",""]
[null,"",null,{"$f":"IF(C284=\"\",\"\",VLOOKUP(C284,'CENNIK PŁASKI'!$D$2:$AH$21834,3,0))","v":""},{"$f":"IF(C284=\"\",\"\",VLOOKUP(C284,'CENNIK PŁASKI'!$D$2:$AH$21834,4,0))","v":""},null,{"$f":"IF(C284=\"\",\"\",VLOOKUP(C284,'CENNIK PŁASKI'!$D$2:$AH$21834,9,0))","v":""},"",null,"","",{"$f":"IF(C284=\"\",\"\",VLOOKUP(C284,'[3]CENNIK PŁASKI'!$C$2:$AH$27586,24,0))","v":""},"",{"$f":"IF(C284=\"\",\"\",VLOOKUP(C284,'[3]CENNIK PŁASKI'!$C$2:$AH$27586,25,0))","v":""},"",""]
[null,"",null,{"$f":"IF(C285=\"\",\"\",VLOOKUP(C285,'CENNIK PŁASKI'!$D$2:$AH$21834,3,0))","v":""},{"$f":"IF(C285=\"\",\"\",VLOOKUP(C285,'CENNIK PŁASKI'!$D$2:$AH$21834,4,0))","v":""},null,{"$f":"IF(C285=\"\",\"\",VLOOKUP(C285,'CENNIK PŁASKI'!$D$2:$AH$21834,9,0))","v":""},"",null,"","",{"$f":"IF(C285=\"\",\"\",VLOOKUP(C285,'[3]CENNIK PŁASKI'!$C$2:$AH$27586,24,0))","v":""},"",{"$f":"IF(C285=\"\",\"\",VLOOKUP(C285,'[3]CENNIK PŁASKI'!$C$2:$AH$27586,25,0))","v":""},"",""]
[null,"",null,{"$f":"IF(C286=\"\",\"\",VLOOKUP(C286,'CENNIK PŁASKI'!$D$2:$AH$21834,3,0))","v":""},{"$f":"IF(C286=\"\",\"\",VLOOKUP(C286,'CENNIK PŁASKI'!$D$2:$AH$21834,4,0))","v":""},null,{"$f":"IF(C286=\"\",\"\",VLOOKUP(C286,'CENNIK PŁASKI'!$D$2:$AH$21834,9,0))","v":""},"",null,"","",{"$f":"IF(C286=\"\",\"\",VLOOKUP(C286,'[3]CENNIK PŁASKI'!$C$2:$AH$27586,24,0))","v":""},"",{"$f":"IF(C286=\"\",\"\",VLOOKUP(C286,'[3]CENNIK PŁASKI'!$C$2:$AH$27586,25,0))","v":""},"",""]
[null,"",null,{"$f":"IF(C287=\"\",\"\",VLOOKUP(C287,'CENNIK PŁASKI'!$D$2:$AH$21834,3,0))","v":""},{"$f":"IF(C287=\"\",\"\",VLOOKUP(C287,'CENNIK PŁASKI'!$D$2:$AH$21834,4,0))","v":""},null,{"$f":"IF(C287=\"\",\"\",VLOOKUP(C287,'CENNIK PŁASKI'!$D$2:$AH$21834,9,0))","v":""},"",null,"","",{"$f":"IF(C287=\"\",\"\",VLOOKUP(C287,'[3]CENNIK PŁASKI'!$C$2:$AH$27586,24,0))","v":""},"",{"$f":"IF(C287=\"\",\"\",VLOOKUP(C287,'[3]CENNIK PŁASKI'!$C$2:$AH$27586,25,0))","v":""},"",""]
[null,"",null,{"$f":"IF(C288=\"\",\"\",VLOOKUP(C288,'CENNIK PŁASKI'!$D$2:$AH$21834,3,0))","v":""},{"$f":"IF(C288=\"\",\"\",VLOOKUP(C288,'CENNIK PŁASKI'!$D$2:$AH$21834,4,0))","v":""},null,{"$f":"IF(C288=\"\",\"\",VLOOKUP(C288,'CENNIK PŁASKI'!$D$2:$AH$21834,9,0))","v":""},"",null,"","",{"$f":"IF(C288=\"\",\"\",VLOOKUP(C288,'[3]CENNIK PŁASKI'!$C$2:$AH$27586,24,0))","v":""},"",{"$f":"IF(C288=\"\",\"\",VLOOKUP(C288,'[3]CENNIK PŁASKI'!$C$2:$AH$27586,25,0))","v":""},"",""]
[null,"",null,{"$f":"IF(C289=\"\",\"\",VLOOKUP(C289,'CENNIK PŁASKI'!$D$2:$AH$21834,3,0))","v":""},{"$f":"IF(C289=\"\",\"\",VLOOKUP(C289,'CENNIK PŁASKI'!$D$2:$AH$21834,4,0))","v":""},null,{"$f":"IF(C289=\"\",\"\",VLOOKUP(C289,'CENNIK PŁASKI'!$D$2:$AH$21834,9,0))","v":""},"",null,"","",{"$f":"IF(C289=\"\",\"\",VLOOKUP(C289,'[3]CENNIK PŁASKI'!$C$2:$AH$27586,24,0))","v":""},"",{"$f":"IF(C289=\"\",\"\",VLOOKUP(C289,'[3]CENNIK PŁASKI'!$C$2:$AH$27586,25,0))","v":""},"",""]
[null,"",null,{"$f":"IF(C290=\"\",\"\",VLOOKUP(C290,'CENNIK PŁASKI'!$D$2:$AH$21834,3,0))","v":""},{"$f":"IF(C290=\"\",\"\",VLOOKUP(C290,'CENNIK PŁASKI'!$D$2:$AH$21834,4,0))","v":""},null,{"$f":"IF(C290=\"\",\"\",VLOOKUP(C290,'CENNIK PŁASKI'!$D$2:$AH$21834,9,0))","v":""},"",null,"","",{"$f":"IF(C290=\"\",\"\",VLOOKUP(C290,'[3]CENNIK PŁASKI'!$C$2:$AH$27586,24,0))","v":""},"",{"$f":"IF(C290=\"\",\"\",VLOOKUP(C290,'[3]CENNIK PŁASKI'!$C$2:$AH$27586,25,0))","v":""},"",""]
[null,"",null,{"$f":"IF(C291=\"\",\"\",VLOOKUP(C291,'CENNIK PŁASKI'!$D$2:$AH$21834,3,0))","v":""},{"$f":"IF(C291=\"\",\"\",VLOOKUP(C291,'CENNIK PŁASKI'!$D$2:$AH$21834,4,0))","v":""},null,{"$f":"IF(C291=\"\",\"\",VLOOKUP(C291,'CENNIK PŁASKI'!$D$2:$AH$21834,9,0))","v":""},"",null,"","",{"$f":"IF(C291=\"\",\"\",VLOOKUP(C291,'[3]CENNIK PŁASKI'!$C$2:$AH$27586,24,0))","v":""},"",{"$f":"IF(C291=\"\",\"\",VLOOKUP(C291,'[3]CENNIK PŁASKI'!$C$2:$AH$27586,25,0))","v":""},"",""]
[null,"",null,{"$f":"IF(C292=\"\",\"\",VLOOKUP(C292,'CENNIK PŁASKI'!$D$2:$AH$21834,3,0))","v":""},{"$f":"IF(C292=\"\",\"\",VLOOKUP(C292,'CENNIK PŁASKI'!$D$2:$AH$21834,4,0))","v":""},null,{"$f":"IF(C292=\"\",\"\",VLOOKUP(C292,'CENNIK PŁASKI'!$D$2:$AH$21834,9,0))","v":""},"",null,"","",{"$f":"IF(C292=\"\",\"\",VLOOKUP(C292,'[3]CENNIK PŁASKI'!$C$2:$AH$27586,24,0))","v":""},"",{"$f":"IF(C292=\"\",\"\",VLOOKUP(C292,'[3]CENNIK PŁASKI'!$C$2:$AH$27586,25,0))","v":""},"",""]
[null,"",null,{"$f":"IF(C293=\"\",\"\",VLOOKUP(C293,'CENNIK PŁASKI'!$D$2:$AH$21834,3,0))","v":""},{"$f":"IF(C293=\"\",\"\",VLOOKUP(C293,'CENNIK PŁASKI'!$D$2:$AH$21834,4,0))","v":""},null,{"$f":"IF(C293=\"\",\"\",VLOOKUP(C293,'CENNIK PŁASKI'!$D$2:$AH$21834,9,0))","v":""},"",null,"","",{"$f":"IF(C293=\"\",\"\",VLOOKUP(C293,'[3]CENNIK PŁASKI'!$C$2:$AH$27586,24,0))","v":""},"",{"$f":"IF(C293=\"\",\"\",VLOOKUP(C293,'[3]CENNIK PŁASKI'!$C$2:$AH$27586,25,0))","v":""},"",""]
[null,"",null,{"$f":"IF(C294=\"\",\"\",VLOOKUP(C294,'CENNIK PŁASKI'!$D$2:$AH$21834,3,0))","v":""},{"$f":"IF(C294=\"\",\"\",VLOOKUP(C294,'CENNIK PŁASKI'!$D$2:$AH$21834,4,0))","v":""},null,{"$f":"IF(C294=\"\",\"\",VLOOKUP(C294,'CENNIK PŁASKI'!$D$2:$AH$21834,9,0))","v":""},"",null,"","",{"$f":"IF(C294=\"\",\"\",VLOOKUP(C294,'[3]CENNIK PŁASKI'!$C$2:$AH$27586,24,0))","v":""},"",{"$f":"IF(C294=\"\",\"\",VLOOKUP(C294,'[3]CENNIK PŁASKI'!$C$2:$AH$27586,25,0))","v":""},"",""]
[null,"",null,{"$f":"IF(C295=\"\",\"\",VLOOKUP(C295,'CENNIK PŁASKI'!$D$2:$AH$21834,3,0))","v":""},{"$f":"IF(C295=\"\",\"\",VLOOKUP(C295,'CENNIK PŁASKI'!$D$2:$AH$21834,4,0))","v":""},null,{"$f":"IF(C295=\"\",\"\",VLOOKUP(C295,'CENNIK PŁASKI'!$D$2:$AH$21834,9,0))","v":""},"",null,"","",{"$f":"IF(C295=\"\",\"\",VLOOKUP(C295,'[3]CENNIK PŁASKI'!$C$2:$AH$27586,24,0))","v":""},"",{"$f":"IF(C295=\"\",\"\",VLOOKUP(C295,'[3]CENNIK PŁASKI'!$C$2:$AH$27586,25,0))","v":""},"",""]
[null,"",null,{"$f":"IF(C296=\"\",\"\",VLOOKUP(C296,'CENNIK PŁASKI'!$D$2:$AH$21834,3,0))","v":""},{"$f":"IF(C296=\"\",\"\",VLOOKUP(C296,'CENNIK PŁASKI'!$D$2:$AH$21834,4,0))","v":""},null,{"$f":"IF(C296=\"\",\"\",VLOOKUP(C296,'CENNIK PŁASKI'!$D$2:$AH$21834,9,0))","v":""},"",null,"","",{"$f":"IF(C296=\"\",\"\",VLOOKUP(C296,'[3]CENNIK PŁASKI'!$C$2:$AH$27586,24,0))","v":""},"",{"$f":"IF(C296=\"\",\"\",VLOOKUP(C296,'[3]CENNIK PŁASKI'!$C$2:$AH$27586,25,0))","v":""},"",""]
[null,"",null,{"$f":"IF(C297=\"\",\"\",VLOOKUP(C297,'CENNIK PŁASKI'!$D$2:$AH$21834,3,0))","v":""},{"$f":"IF(C297=\"\",\"\",VLOOKUP(C297,'CENNIK PŁASKI'!$D$2:$AH$21834,4,0))","v":""},null,{"$f":"IF(C297=\"\",\"\",VLOOKUP(C297,'CENNIK PŁASKI'!$D$2:$AH$21834,9,0))","v":""},"",null,"","",{"$f":"IF(C297=\"\",\"\",VLOOKUP(C297,'[3]CENNIK PŁASKI'!$C$2:$AH$27586,24,0))","v":""},"",{"$f":"IF(C297=\"\",\"\",VLOOKUP(C297,'[3]CENNIK PŁASKI'!$C$2:$AH$27586,25,0))","v":""},"",""]
[null,"",null,{"$f":"IF(C298=\"\",\"\",VLOOKUP(C298,'CENNIK PŁASKI'!$D$2:$AH$21834,3,0))","v":""},{"$f":"IF(C298=\"\",\"\",VLOOKUP(C298,'CENNIK PŁASKI'!$D$2:$AH$21834,4,0))","v":""},null,{"$f":"IF(C298=\"\",\"\",VLOOKUP(C298,'CENNIK PŁASKI'!$D$2:$AH$21834,9,0))","v":""},"",null,"","",{"$f":"IF(C298=\"\",\"\",VLOOKUP(C298,'[3]CENNIK PŁASKI'!$C$2:$AH$27586,24,0))","v":""},"",{"$f":"IF(C298=\"\",\"\",VLOOKUP(C298,'[3]CENNIK PŁASKI'!$C$2:$AH$27586,25,0))","v":""},"",""]
[null,"",null,{"$f":"IF(C299=\"\",\"\",VLOOKUP(C299,'CENNIK PŁASKI'!$D$2:$AH$21834,3,0))","v":""},{"$f":"IF(C299=\"\",\"\",VLOOKUP(C299,'CENNIK PŁASKI'!$D$2:$AH$21834,4,0))","v":""},null,{"$f":"IF(C299=\"\",\"\",VLOOKUP(C299,'CENNIK PŁASKI'!$D$2:$AH$21834,9,0))","v":""},"",null,"","",{"$f":"IF(C299=\"\",\"\",VLOOKUP(C299,'[3]CENNIK PŁASKI'!$C$2:$AH$27586,24,0))","v":""},"",{"$f":"IF(C299=\"\",\"\",VLOOKUP(C299,'[3]CENNIK PŁASKI'!$C$2:$AH$27586,25,0))","v":""},"",""]
[null,"",null,{"$f":"IF(C300=\"\",\"\",VLOOKUP(C300,'CENNIK PŁASKI'!$D$2:$AH$21834,3,0))","v":""},{"$f":"IF(C300=\"\",\"\",VLOOKUP(C300,'CENNIK PŁASKI'!$D$2:$AH$21834,4,0))","v":""},null,{"$f":"IF(C300=\"\",\"\",VLOOKUP(C300,'CENNIK PŁASKI'!$D$2:$AH$21834,9,0))","v":""},"",null,"","",{"$f":"IF(C300=\"\",\"\",VLOOKUP(C300,'[3]CENNIK PŁASKI'!$C$2:$AH$27586,24,0))","v":""},"",{"$f":"IF(C300=\"\",\"\",VLOOKUP(C300,'[3]CENNIK PŁASKI'!$C$2:$AH$27586,25,0))","v":""},"",""]
[null,"",null,{"$f":"IF(C301=\"\",\"\",VLOOKUP(C301,'CENNIK PŁASKI'!$D$2:$AH$21834,3,0))","v":""},{"$f":"IF(C301=\"\",\"\",VLOOKUP(C301,'CENNIK PŁASKI'!$D$2:$AH$21834,4,0))","v":""},null,{"$f":"IF(C301=\"\",\"\",VLOOKUP(C301,'CENNIK PŁASKI'!$D$2:$AH$21834,9,0))","v":""},"",null,"","",{"$f":"IF(C301=\"\",\"\",VLOOKUP(C301,'[3]CENNIK PŁASKI'!$C$2:$AH$27586,24,0))","v":""},"",{"$f":"IF(C301=\"\",\"\",VLOOKUP(C301,'[3]CENNIK PŁASKI'!$C$2:$AH$27586,25,0))","v":""},"",""]
[null,"",null,{"$f":"IF(C302=\"\",\"\",VLOOKUP(C302,'CENNIK PŁASKI'!$D$2:$AH$21834,3,0))","v":""},{"$f":"IF(C302=\"\",\"\",VLOOKUP(C302,'CENNIK PŁASKI'!$D$2:$AH$21834,4,0))","v":""},null,{"$f":"IF(C302=\"\",\"\",VLOOKUP(C302,'CENNIK PŁASKI'!$D$2:$AH$21834,9,0))","v":""},"",null,"","",{"$f":"IF(C302=\"\",\"\",VLOOKUP(C302,'[3]CENNIK PŁASKI'!$C$2:$AH$27586,24,0))","v":""},"",{"$f":"IF(C302=\"\",\"\",VLOOKUP(C302,'[3]CENNIK PŁASKI'!$C$2:$AH$27586,25,0))","v":""},"",""]
[null,"",null,{"$f":"IF(C303=\"\",\"\",VLOOKUP(C303,'CENNIK PŁASKI'!$D$2:$AH$21834,3,0))","v":""},{"$f":"IF(C303=\"\",\"\",VLOOKUP(C303,'CENNIK PŁASKI'!$D$2:$AH$21834,4,0))","v":""},null,{"$f":"IF(C303=\"\",\"\",VLOOKUP(C303,'CENNIK PŁASKI'!$D$2:$AH$21834,9,0))","v":""},"",null,"","",{"$f":"IF(C303=\"\",\"\",VLOOKUP(C303,'[3]CENNIK PŁASKI'!$C$2:$AH$27586,24,0))","v":""},"",{"$f":"IF(C303=\"\",\"\",VLOOKUP(C303,'[3]CENNIK PŁASKI'!$C$2:$AH$27586,25,0))","v":""},"",""]
[null,"",null,{"$f":"IF(C304=\"\",\"\",VLOOKUP(C304,'CENNIK PŁASKI'!$D$2:$AH$21834,3,0))","v":""},{"$f":"IF(C304=\"\",\"\",VLOOKUP(C304,'CENNIK PŁASKI'!$D$2:$AH$21834,4,0))","v":""},null,{"$f":"IF(C304=\"\",\"\",VLOOKUP(C304,'CENNIK PŁASKI'!$D$2:$AH$21834,9,0))","v":""},"",null,"","",{"$f":"IF(C304=\"\",\"\",VLOOKUP(C304,'[3]CENNIK PŁASKI'!$C$2:$AH$27586,24,0))","v":""},"",{"$f":"IF(C304=\"\",\"\",VLOOKUP(C304,'[3]CENNIK PŁASKI'!$C$2:$AH$27586,25,0))","v":""},"",""]
[null,"",null,{"$f":"IF(C305=\"\",\"\",VLOOKUP(C305,'CENNIK PŁASKI'!$D$2:$AH$21834,3,0))","v":""},{"$f":"IF(C305=\"\",\"\",VLOOKUP(C305,'CENNIK PŁASKI'!$D$2:$AH$21834,4,0))","v":""},null,{"$f":"IF(C305=\"\",\"\",VLOOKUP(C305,'CENNIK PŁASKI'!$D$2:$AH$21834,9,0))","v":""},"",null,"","",{"$f":"IF(C305=\"\",\"\",VLOOKUP(C305,'[3]CENNIK PŁASKI'!$C$2:$AH$27586,24,0))","v":""},"",{"$f":"IF(C305=\"\",\"\",VLOOKUP(C305,'[3]CENNIK PŁASKI'!$C$2:$AH$27586,25,0))","v":""},"",""]
[null,"",null,{"$f":"IF(C306=\"\",\"\",VLOOKUP(C306,'CENNIK PŁASKI'!$D$2:$AH$21834,3,0))","v":""},{"$f":"IF(C306=\"\",\"\",VLOOKUP(C306,'CENNIK PŁASKI'!$D$2:$AH$21834,4,0))","v":""},null,{"$f":"IF(C306=\"\",\"\",VLOOKUP(C306,'CENNIK PŁASKI'!$D$2:$AH$21834,9,0))","v":""},"",null,"","",{"$f":"IF(C306=\"\",\"\",VLOOKUP(C306,'[3]CENNIK PŁASKI'!$C$2:$AH$27586,24,0))","v":""},"",{"$f":"IF(C306=\"\",\"\",VLOOKUP(C306,'[3]CENNIK PŁASKI'!$C$2:$AH$27586,25,0))","v":""},"",""]
[null,"",null,{"$f":"IF(C307=\"\",\"\",VLOOKUP(C307,'CENNIK PŁASKI'!$D$2:$AH$21834,3,0))","v":""},{"$f":"IF(C307=\"\",\"\",VLOOKUP(C307,'CENNIK PŁASKI'!$D$2:$AH$21834,4,0))","v":""},null,{"$f":"IF(C307=\"\",\"\",VLOOKUP(C307,'CENNIK PŁASKI'!$D$2:$AH$21834,9,0))","v":""},"",null,"","",{"$f":"IF(C307=\"\",\"\",VLOOKUP(C307,'[3]CENNIK PŁASKI'!$C$2:$AH$27586,24,0))","v":""},"",{"$f":"IF(C307=\"\",\"\",VLOOKUP(C307,'[3]CENNIK PŁASKI'!$C$2:$AH$27586,25,0))","v":""},"",""]
[null,"",null,{"$f":"IF(C308=\"\",\"\",VLOOKUP(C308,'CENNIK PŁASKI'!$D$2:$AH$21834,3,0))","v":""},{"$f":"IF(C308=\"\",\"\",VLOOKUP(C308,'CENNIK PŁASKI'!$D$2:$AH$21834,4,0))","v":""},null,{"$f":"IF(C308=\"\",\"\",VLOOKUP(C308,'CENNIK PŁASKI'!$D$2:$AH$21834,9,0))","v":""},"",null,"","",{"$f":"IF(C308=\"\",\"\",VLOOKUP(C308,'[3]CENNIK PŁASKI'!$C$2:$AH$27586,24,0))","v":""},"",{"$f":"IF(C308=\"\",\"\",VLOOKUP(C308,'[3]CENNIK PŁASKI'!$C$2:$AH$27586,25,0))","v":""},"",""]
[null,"",null,{"$f":"IF(C309=\"\",\"\",VLOOKUP(C309,'CENNIK PŁASKI'!$D$2:$AH$21834,3,0))","v":""},{"$f":"IF(C309=\"\",\"\",VLOOKUP(C309,'CENNIK PŁASKI'!$D$2:$AH$21834,4,0))","v":""},null,{"$f":"IF(C309=\"\",\"\",VLOOKUP(C309,'CENNIK PŁASKI'!$D$2:$AH$21834,9,0))","v":""},"",null,"","",{"$f":"IF(C309=\"\",\"\",VLOOKUP(C309,'[3]CENNIK PŁASKI'!$C$2:$AH$27586,24,0))","v":""},"",{"$f":"IF(C309=\"\",\"\",VLOOKUP(C309,'[3]CENNIK PŁASKI'!$C$2:$AH$27586,25,0))","v":""},"",""]
[null,"",null,{"$f":"IF(C310=\"\",\"\",VLOOKUP(C310,'CENNIK PŁASKI'!$D$2:$AH$21834,3,0))","v":""},{"$f":"IF(C310=\"\",\"\",VLOOKUP(C310,'CENNIK PŁASKI'!$D$2:$AH$21834,4,0))","v":""},null,{"$f":"IF(C310=\"\",\"\",VLOOKUP(C310,'CENNIK PŁASKI'!$D$2:$AH$21834,9,0))","v":""},"",null,"","",{"$f":"IF(C310=\"\",\"\",VLOOKUP(C310,'[3]CENNIK PŁASKI'!$C$2:$AH$27586,24,0))","v":""},"",{"$f":"IF(C310=\"\",\"\",VLOOKUP(C310,'[3]CENNIK PŁASKI'!$C$2:$AH$27586,25,0))","v":""},"",""]
[null,"",null,{"$f":"IF(C311=\"\",\"\",VLOOKUP(C311,'CENNIK PŁASKI'!$D$2:$AH$21834,3,0))","v":""},{"$f":"IF(C311=\"\",\"\",VLOOKUP(C311,'CENNIK PŁASKI'!$D$2:$AH$21834,4,0))","v":""},null,{"$f":"IF(C311=\"\",\"\",VLOOKUP(C311,'CENNIK PŁASKI'!$D$2:$AH$21834,9,0))","v":""},"",null,"","",{"$f":"IF(C311=\"\",\"\",VLOOKUP(C311,'[3]CENNIK PŁASKI'!$C$2:$AH$27586,24,0))","v":""},"",{"$f":"IF(C311=\"\",\"\",VLOOKUP(C311,'[3]CENNIK PŁASKI'!$C$2:$AH$27586,25,0))","v":""},"",""]
[null,"",null,{"$f":"IF(C312=\"\",\"\",VLOOKUP(C312,'CENNIK PŁASKI'!$D$2:$AH$21834,3,0))","v":""},{"$f":"IF(C312=\"\",\"\",VLOOKUP(C312,'CENNIK PŁASKI'!$D$2:$AH$21834,4,0))","v":""},null,{"$f":"IF(C312=\"\",\"\",VLOOKUP(C312,'CENNIK PŁASKI'!$D$2:$AH$21834,9,0))","v":""},"",null,"","",{"$f":"IF(C312=\"\",\"\",VLOOKUP(C312,'[3]CENNIK PŁASKI'!$C$2:$AH$27586,24,0))","v":""},"",{"$f":"IF(C312=\"\",\"\",VLOOKUP(C312,'[3]CENNIK PŁASKI'!$C$2:$AH$27586,25,0))","v":""},"",""]
[null,"",null,{"$f":"IF(C313=\"\",\"\",VLOOKUP(C313,'CENNIK PŁASKI'!$D$2:$AH$21834,3,0))","v":""},{"$f":"IF(C313=\"\",\"\",VLOOKUP(C313,'CENNIK PŁASKI'!$D$2:$AH$21834,4,0))","v":""},null,{"$f":"IF(C313=\"\",\"\",VLOOKUP(C313,'CENNIK PŁASKI'!$D$2:$AH$21834,9,0))","v":""},"",null,"","",{"$f":"IF(C313=\"\",\"\",VLOOKUP(C313,'[3]CENNIK PŁASKI'!$C$2:$AH$27586,24,0))","v":""},"",{"$f":"IF(C313=\"\",\"\",VLOOKUP(C313,'[3]CENNIK PŁASKI'!$C$2:$AH$27586,25,0))","v":""},"",""]
[null,"",null,{"$f":"IF(C314=\"\",\"\",VLOOKUP(C314,'CENNIK PŁASKI'!$D$2:$AH$21834,3,0))","v":""},{"$f":"IF(C314=\"\",\"\",VLOOKUP(C314,'CENNIK PŁASKI'!$D$2:$AH$21834,4,0))","v":""},null,{"$f":"IF(C314=\"\",\"\",VLOOKUP(C314,'CENNIK PŁASKI'!$D$2:$AH$21834,9,0))","v":""},"",null,"","",{"$f":"IF(C314=\"\",\"\",VLOOKUP(C314,'[3]CENNIK PŁASKI'!$C$2:$AH$27586,24,0))","v":""},"",{"$f":"IF(C314=\"\",\"\",VLOOKUP(C314,'[3]CENNIK PŁASKI'!$C$2:$AH$27586,25,0))","v":""},"",""]
[null,"",null,{"$f":"IF(C315=\"\",\"\",VLOOKUP(C315,'CENNIK PŁASKI'!$D$2:$AH$21834,3,0))","v":""},{"$f":"IF(C315=\"\",\"\",VLOOKUP(C315,'CENNIK PŁASKI'!$D$2:$AH$21834,4,0))","v":""},null,{"$f":"IF(C315=\"\",\"\",VLOOKUP(C315,'CENNIK PŁASKI'!$D$2:$AH$21834,9,0))","v":""},"",null,"","",{"$f":"IF(C315=\"\",\"\",VLOOKUP(C315,'[3]CENNIK PŁASKI'!$C$2:$AH$27586,24,0))","v":""},"",{"$f":"IF(C315=\"\",\"\",VLOOKUP(C315,'[3]CENNIK PŁASKI'!$C$2:$AH$27586,25,0))","v":""},"",""]
[null,"",null,{"$f":"IF(C316=\"\",\"\",VLOOKUP(C316,'CENNIK PŁASKI'!$D$2:$AH$21834,3,0))","v":""},{"$f":"IF(C316=\"\",\"\",VLOOKUP(C316,'CENNIK PŁASKI'!$D$2:$AH$21834,4,0))","v":""},null,{"$f":"IF(C316=\"\",\"\",VLOOKUP(C316,'CENNIK PŁASKI'!$D$2:$AH$21834,9,0))","v":""},"",null,"","",{"$f":"IF(C316=\"\",\"\",VLOOKUP(C316,'[3]CENNIK PŁASKI'!$C$2:$AH$27586,24,0))","v":""},"",{"$f":"IF(C316=\"\",\"\",VLOOKUP(C316,'[3]CENNIK PŁASKI'!$C$2:$AH$27586,25,0))","v":""},"",""]
[null,"",null,{"$f":"IF(C317=\"\",\"\",VLOOKUP(C317,'CENNIK PŁASKI'!$D$2:$AH$21834,3,0))","v":""},{"$f":"IF(C317=\"\",\"\",VLOOKUP(C317,'CENNIK PŁASKI'!$D$2:$AH$21834,4,0))","v":""},null,{"$f":"IF(C317=\"\",\"\",VLOOKUP(C317,'CENNIK PŁASKI'!$D$2:$AH$21834,9,0))","v":""},"",null,"","",{"$f":"IF(C317=\"\",\"\",VLOOKUP(C317,'[3]CENNIK PŁASKI'!$C$2:$AH$27586,24,0))","v":""},"",{"$f":"IF(C317=\"\",\"\",VLOOKUP(C317,'[3]CENNIK PŁASKI'!$C$2:$AH$27586,25,0))","v":""},"",""]
[null,"",null,{"$f":"IF(C318=\"\",\"\",VLOOKUP(C318,'CENNIK PŁASKI'!$D$2:$AH$21834,3,0))","v":""},{"$f":"IF(C318=\"\",\"\",VLOOKUP(C318,'CENNIK PŁASKI'!$D$2:$AH$21834,4,0))","v":""},null,{"$f":"IF(C318=\"\",\"\",VLOOKUP(C318,'CENNIK PŁASKI'!$D$2:$AH$21834,9,0))","v":""},"",null,"","",{"$f":"IF(C318=\"\",\"\",VLOOKUP(C318,'[3]CENNIK PŁASKI'!$C$2:$AH$27586,24,0))","v":""},"",{"$f":"IF(C318=\"\",\"\",VLOOKUP(C318,'[3]CENNIK PŁASKI'!$C$2:$AH$27586,25,0))","v":""},"",""]
[null,"",null,{"$f":"IF(C319=\"\",\"\",VLOOKUP(C319,'CENNIK PŁASKI'!$D$2:$AH$21834,3,0))","v":""},{"$f":"IF(C319=\"\",\"\",VLOOKUP(C319,'CENNIK PŁASKI'!$D$2:$AH$21834,4,0))","v":""},null,{"$f":"IF(C319=\"\",\"\",VLOOKUP(C319,'CENNIK PŁASKI'!$D$2:$AH$21834,9,0))","v":""},"",null,"","",{"$f":"IF(C319=\"\",\"\",VLOOKUP(C319,'[3]CENNIK PŁASKI'!$C$2:$AH$27586,24,0))","v":""},"",{"$f":"IF(C319=\"\",\"\",VLOOKUP(C319,'[3]CENNIK PŁASKI'!$C$2:$AH$27586,25,0))","v":""},"",""]
[null,"",null,{"$f":"IF(C320=\"\",\"\",VLOOKUP(C320,'CENNIK PŁASKI'!$D$2:$AH$21834,3,0))","v":""},{"$f":"IF(C320=\"\",\"\",VLOOKUP(C320,'CENNIK PŁASKI'!$D$2:$AH$21834,4,0))","v":""},null,{"$f":"IF(C320=\"\",\"\",VLOOKUP(C320,'CENNIK PŁASKI'!$D$2:$AH$21834,9,0))","v":""},"",null,"","",{"$f":"IF(C320=\"\",\"\",VLOOKUP(C320,'[3]CENNIK PŁASKI'!$C$2:$AH$27586,24,0))","v":""},"",{"$f":"IF(C320=\"\",\"\",VLOOKUP(C320,'[3]CENNIK PŁASKI'!$C$2:$AH$27586,25,0))","v":""},"",""]
[null,"",null,{"$f":"IF(C321=\"\",\"\",VLOOKUP(C321,'CENNIK PŁASKI'!$D$2:$AH$21834,3,0))","v":""},{"$f":"IF(C321=\"\",\"\",VLOOKUP(C321,'CENNIK PŁASKI'!$D$2:$AH$21834,4,0))","v":""},null,{"$f":"IF(C321=\"\",\"\",VLOOKUP(C321,'CENNIK PŁASKI'!$D$2:$AH$21834,9,0))","v":""},"",null,"","",{"$f":"IF(C321=\"\",\"\",VLOOKUP(C321,'[3]CENNIK PŁASKI'!$C$2:$AH$27586,24,0))","v":""},"",{"$f":"IF(C321=\"\",\"\",VLOOKUP(C321,'[3]CENNIK PŁASKI'!$C$2:$AH$27586,25,0))","v":""},"",""]
[null,"",null,{"$f":"IF(C322=\"\",\"\",VLOOKUP(C322,'CENNIK PŁASKI'!$D$2:$AH$21834,3,0))","v":""},{"$f":"IF(C322=\"\",\"\",VLOOKUP(C322,'CENNIK PŁASKI'!$D$2:$AH$21834,4,0))","v":""},null,{"$f":"IF(C322=\"\",\"\",VLOOKUP(C322,'CENNIK PŁASKI'!$D$2:$AH$21834,9,0))","v":""},"",null,"","",{"$f":"IF(C322=\"\",\"\",VLOOKUP(C322,'[3]CENNIK PŁASKI'!$C$2:$AH$27586,24,0))","v":""},"",{"$f":"IF(C322=\"\",\"\",VLOOKUP(C322,'[3]CENNIK PŁASKI'!$C$2:$AH$27586,25,0))","v":""},"",""]
[null,"",null,{"$f":"IF(C323=\"\",\"\",VLOOKUP(C323,'CENNIK PŁASKI'!$D$2:$AH$21834,3,0))","v":""},{"$f":"IF(C323=\"\",\"\",VLOOKUP(C323,'CENNIK PŁASKI'!$D$2:$AH$21834,4,0))","v":""},null,{"$f":"IF(C323=\"\",\"\",VLOOKUP(C323,'CENNIK PŁASKI'!$D$2:$AH$21834,9,0))","v":""},"",null,"","",{"$f":"IF(C323=\"\",\"\",VLOOKUP(C323,'[3]CENNIK PŁASKI'!$C$2:$AH$27586,24,0))","v":""},"",{"$f":"IF(C323=\"\",\"\",VLOOKUP(C323,'[3]CENNIK PŁASKI'!$C$2:$AH$27586,25,0))","v":""},"",""]
[null,"",null,{"$f":"IF(C324=\"\",\"\",VLOOKUP(C324,'CENNIK PŁASKI'!$D$2:$AH$21834,3,0))","v":""},{"$f":"IF(C324=\"\",\"\",VLOOKUP(C324,'CENNIK PŁASKI'!$D$2:$AH$21834,4,0))","v":""},null,{"$f":"IF(C324=\"\",\"\",VLOOKUP(C324,'CENNIK PŁASKI'!$D$2:$AH$21834,9,0))","v":""},"",null,"","",{"$f":"IF(C324=\"\",\"\",VLOOKUP(C324,'[3]CENNIK PŁASKI'!$C$2:$AH$27586,24,0))","v":""},"",{"$f":"IF(C324=\"\",\"\",VLOOKUP(C324,'[3]CENNIK PŁASKI'!$C$2:$AH$27586,25,0))","v":""},"",""]
[null,"",null,{"$f":"IF(C325=\"\",\"\",VLOOKUP(C325,'CENNIK PŁASKI'!$D$2:$AH$21834,3,0))","v":""},{"$f":"IF(C325=\"\",\"\",VLOOKUP(C325,'CENNIK PŁASKI'!$D$2:$AH$21834,4,0))","v":""},null,{"$f":"IF(C325=\"\",\"\",VLOOKUP(C325,'CENNIK PŁASKI'!$D$2:$AH$21834,9,0))","v":""},"",null,"","",{"$f":"IF(C325=\"\",\"\",VLOOKUP(C325,'[3]CENNIK PŁASKI'!$C$2:$AH$27586,24,0))","v":""},"",{"$f":"IF(C325=\"\",\"\",VLOOKUP(C325,'[3]CENNIK PŁASKI'!$C$2:$AH$27586,25,0))","v":""},"",""]
[null,"",null,{"$f":"IF(C326=\"\",\"\",VLOOKUP(C326,'CENNIK PŁASKI'!$D$2:$AH$21834,3,0))","v":""},{"$f":"IF(C326=\"\",\"\",VLOOKUP(C326,'CENNIK PŁASKI'!$D$2:$AH$21834,4,0))","v":""},null,{"$f":"IF(C326=\"\",\"\",VLOOKUP(C326,'CENNIK PŁASKI'!$D$2:$AH$21834,9,0))","v":""},"",null,"","",{"$f":"IF(C326=\"\",\"\",VLOOKUP(C326,'[3]CENNIK PŁASKI'!$C$2:$AH$27586,24,0))","v":""},"",{"$f":"IF(C326=\"\",\"\",VLOOKUP(C326,'[3]CENNIK PŁASKI'!$C$2:$AH$27586,25,0))","v":""},"",""]
[null,"",null,{"$f":"IF(C327=\"\",\"\",VLOOKUP(C327,'CENNIK PŁASKI'!$D$2:$AH$21834,3,0))","v":""},{"$f":"IF(C327=\"\",\"\",VLOOKUP(C327,'CENNIK PŁASKI'!$D$2:$AH$21834,4,0))","v":""},null,{"$f":"IF(C327=\"\",\"\",VLOOKUP(C327,'CENNIK PŁASKI'!$D$2:$AH$21834,9,0))","v":""},"",null,"","",{"$f":"IF(C327=\"\",\"\",VLOOKUP(C327,'[3]CENNIK PŁASKI'!$C$2:$AH$27586,24,0))","v":""},"",{"$f":"IF(C327=\"\",\"\",VLOOKUP(C327,'[3]CENNIK PŁASKI'!$C$2:$AH$27586,25,0))","v":""},"",""]
[null,"",null,{"$f":"IF(C328=\"\",\"\",VLOOKUP(C328,'CENNIK PŁASKI'!$D$2:$AH$21834,3,0))","v":""},{"$f":"IF(C328=\"\",\"\",VLOOKUP(C328,'CENNIK PŁASKI'!$D$2:$AH$21834,4,0))","v":""},null,{"$f":"IF(C328=\"\",\"\",VLOOKUP(C328,'CENNIK PŁASKI'!$D$2:$AH$21834,9,0))","v":""},"",null,"","",{"$f":"IF(C328=\"\",\"\",VLOOKUP(C328,'[3]CENNIK PŁASKI'!$C$2:$AH$27586,24,0))","v":""},"",{"$f":"IF(C328=\"\",\"\",VLOOKUP(C328,'[3]CENNIK PŁASKI'!$C$2:$AH$27586,25,0))","v":""},"",""]
[null,"",null,{"$f":"IF(C329=\"\",\"\",VLOOKUP(C329,'CENNIK PŁASKI'!$D$2:$AH$21834,3,0))","v":""},{"$f":"IF(C329=\"\",\"\",VLOOKUP(C329,'CENNIK PŁASKI'!$D$2:$AH$21834,4,0))","v":""},null,{"$f":"IF(C329=\"\",\"\",VLOOKUP(C329,'CENNIK PŁASKI'!$D$2:$AH$21834,9,0))","v":""},"",null,"","",{"$f":"IF(C329=\"\",\"\",VLOOKUP(C329,'[3]CENNIK PŁASKI'!$C$2:$AH$27586,24,0))","v":""},"",{"$f":"IF(C329=\"\",\"\",VLOOKUP(C329,'[3]CENNIK PŁASKI'!$C$2:$AH$27586,25,0))","v":""},"",""]
[null,"",null,{"$f":"IF(C330=\"\",\"\",VLOOKUP(C330,'CENNIK PŁASKI'!$D$2:$AH$21834,3,0))","v":""},{"$f":"IF(C330=\"\",\"\",VLOOKUP(C330,'CENNIK PŁASKI'!$D$2:$AH$21834,4,0))","v":""},null,{"$f":"IF(C330=\"\",\"\",VLOOKUP(C330,'CENNIK PŁASKI'!$D$2:$AH$21834,9,0))","v":""},"",null,"","",{"$f":"IF(C330=\"\",\"\",VLOOKUP(C330,'[3]CENNIK PŁASKI'!$C$2:$AH$27586,24,0))","v":""},"",{"$f":"IF(C330=\"\",\"\",VLOOKUP(C330,'[3]CENNIK PŁASKI'!$C$2:$AH$27586,25,0))","v":""},"",""]
[null,"",null,{"$f":"IF(C331=\"\",\"\",VLOOKUP(C331,'CENNIK PŁASKI'!$D$2:$AH$21834,3,0))","v":""},{"$f":"IF(C331=\"\",\"\",VLOOKUP(C331,'CENNIK PŁASKI'!$D$2:$AH$21834,4,0))","v":""},null,{"$f":"IF(C331=\"\",\"\",VLOOKUP(C331,'CENNIK PŁASKI'!$D$2:$AH$21834,9,0))","v":""},"",null,"","",{"$f":"IF(C331=\"\",\"\",VLOOKUP(C331,'[3]CENNIK PŁASKI'!$C$2:$AH$27586,24,0))","v":""},"",{"$f":"IF(C331=\"\",\"\",VLOOKUP(C331,'[3]CENNIK PŁASKI'!$C$2:$AH$27586,25,0))","v":""},"",""]
[null,"",null,{"$f":"IF(C332=\"\",\"\",VLOOKUP(C332,'CENNIK PŁASKI'!$D$2:$AH$21834,3,0))","v":""},{"$f":"IF(C332=\"\",\"\",VLOOKUP(C332,'CENNIK PŁASKI'!$D$2:$AH$21834,4,0))","v":""},null,{"$f":"IF(C332=\"\",\"\",VLOOKUP(C332,'CENNIK PŁASKI'!$D$2:$AH$21834,9,0))","v":""},"",null,"","",{"$f":"IF(C332=\"\",\"\",VLOOKUP(C332,'[3]CENNIK PŁASKI'!$C$2:$AH$27586,24,0))","v":""},"",{"$f":"IF(C332=\"\",\"\",VLOOKUP(C332,'[3]CENNIK PŁASKI'!$C$2:$AH$27586,25,0))","v":""},"",""]
[null,"",null,{"$f":"IF(C333=\"\",\"\",VLOOKUP(C333,'CENNIK PŁASKI'!$D$2:$AH$21834,3,0))","v":""},{"$f":"IF(C333=\"\",\"\",VLOOKUP(C333,'CENNIK PŁASKI'!$D$2:$AH$21834,4,0))","v":""},null,{"$f":"IF(C333=\"\",\"\",VLOOKUP(C333,'CENNIK PŁASKI'!$D$2:$AH$21834,9,0))","v":""},"",null,"","",{"$f":"IF(C333=\"\",\"\",VLOOKUP(C333,'[3]CENNIK PŁASKI'!$C$2:$AH$27586,24,0))","v":""},"",{"$f":"IF(C333=\"\",\"\",VLOOKUP(C333,'[3]CENNIK PŁASKI'!$C$2:$AH$27586,25,0))","v":""},"",""]
[null,"",null,{"$f":"IF(C334=\"\",\"\",VLOOKUP(C334,'CENNIK PŁASKI'!$D$2:$AH$21834,3,0))","v":""},{"$f":"IF(C334=\"\",\"\",VLOOKUP(C334,'CENNIK PŁASKI'!$D$2:$AH$21834,4,0))","v":""},null,{"$f":"IF(C334=\"\",\"\",VLOOKUP(C334,'CENNIK PŁASKI'!$D$2:$AH$21834,9,0))","v":""},"",null,"","",{"$f":"IF(C334=\"\",\"\",VLOOKUP(C334,'[3]CENNIK PŁASKI'!$C$2:$AH$27586,24,0))","v":""},"",{"$f":"IF(C334=\"\",\"\",VLOOKUP(C334,'[3]CENNIK PŁASKI'!$C$2:$AH$27586,25,0))","v":""},"",{"$f":"IF(C334<>\"\",IF(ISNUMBER(F334),\"\",\"Proszę wpisać ilość\"),\"\")","v":""}]
[null,"",null,{"$f":"IF(C335=\"\",\"\",VLOOKUP(C335,'CENNIK PŁASKI'!$D$2:$AH$21834,3,0))","v":""},{"$f":"IF(C335=\"\",\"\",VLOOKUP(C335,'CENNIK PŁASKI'!$D$2:$AH$21834,4,0))","v":""},null,{"$f":"IF(C335=\"\",\"\",VLOOKUP(C335,'CENNIK PŁASKI'!$D$2:$AH$21834,9,0))","v":""},"",null,"","",{"$f":"IF(C335=\"\",\"\",VLOOKUP(C335,'[3]CENNIK PŁASKI'!$C$2:$AH$27586,24,0))","v":""},"",{"$f":"IF(C335=\"\",\"\",VLOOKUP(C335,'[3]CENNIK PŁASKI'!$C$2:$AH$27586,25,0))","v":""},"",""]
[null,{"$f":"IF(C336<>\"\",B335+1,\"\")","v":""},null,{"$f":"IF(C336=\"\",\"\",VLOOKUP(C336,'CENNIK PŁASKI'!$D$2:$AH$21834,3,0))","v":""},{"$f":"IF(C336=\"\",\"\",VLOOKUP(C336,'CENNIK PŁASKI'!$D$2:$AH$21834,4,0))","v":""},null,{"$f":"IF(C336=\"\",\"\",VLOOKUP(C336,'CENNIK PŁASKI'!$D$2:$AH$21834,9,0))","v":""},{"$f":"IF(C336=\"\",\"\",F336*G336)","v":""},null,{"$f":"IF(B336=\"\",\"\",IF(I336>0,G336*(1-I336),G336))","v":""},{"$f":"IF(C336=\"\",\"\",IF(I336>0,H336*(1-I336),H336))","v":""},{"$f":"IF(C336=\"\",\"\",VLOOKUP(C336,'[3]CENNIK PŁASKI'!$C$2:$AH$27586,24,0))","v":""},{"$f":"HYPERLINK(L336,L336)","v":""},{"$f":"IF(C336=\"\",\"\",VLOOKUP(C336,'[3]CENNIK PŁASKI'!$C$2:$AH$27586,25,0))","v":""},{"$f":"HYPERLINK(N336,N336)","v":""},""]
[null,"",null,{"$f":"IF(C337=\"\",\"\",VLOOKUP(C337,'CENNIK PŁASKI'!$D$2:$AH$21834,3,0))","v":""},{"$f":"IF(C337=\"\",\"\",VLOOKUP(C337,'CENNIK PŁASKI'!$D$2:$AH$21834,4,0))","v":""},null,{"$f":"IF(C337=\"\",\"\",VLOOKUP(C337,'CENNIK PŁASKI'!$D$2:$AH$21834,9,0))","v":""},"",null,"","",{"$f":"IF(C337=\"\",\"\",VLOOKUP(C337,'[3]CENNIK PŁASKI'!$C$2:$AH$27586,24,0))","v":""},"",{"$f":"IF(C337=\"\",\"\",VLOOKUP(C337,'[3]CENNIK PŁASKI'!$C$2:$AH$27586,25,0))","v":""},"",""]
[null,"",null,{"$f":"IF(C338=\"\",\"\",VLOOKUP(C338,'CENNIK PŁASKI'!$D$2:$AH$21834,3,0))","v":""},{"$f":"IF(C338=\"\",\"\",VLOOKUP(C338,'CENNIK PŁASKI'!$D$2:$AH$21834,4,0))","v":""},null,{"$f":"IF(C338=\"\",\"\",VLOOKUP(C338,'CENNIK PŁASKI'!$D$2:$AH$21834,9,0))","v":""},"",null,"","",{"$f":"IF(C338=\"\",\"\",VLOOKUP(C338,'[3]CENNIK PŁASKI'!$C$2:$AH$27586,24,0))","v":""},"",{"$f":"IF(C338=\"\",\"\",VLOOKUP(C338,'[3]CENNIK PŁASKI'!$C$2:$AH$27586,25,0))","v":""},"",""]
[null,"",null,{"$f":"IF(C339=\"\",\"\",VLOOKUP(C339,'CENNIK PŁASKI'!$D$2:$AH$21834,3,0))","v":""},{"$f":"IF(C339=\"\",\"\",VLOOKUP(C339,'CENNIK PŁASKI'!$D$2:$AH$21834,4,0))","v":""},null,{"$f":"IF(C339=\"\",\"\",VLOOKUP(C339,'CENNIK PŁASKI'!$D$2:$AH$21834,9,0))","v":""},"",null,"","",{"$f":"IF(C339=\"\",\"\",VLOOKUP(C339,'[3]CENNIK PŁASKI'!$C$2:$AH$27586,24,0))","v":""},"",{"$f":"IF(C339=\"\",\"\",VLOOKUP(C339,'[3]CENNIK PŁASKI'!$C$2:$AH$27586,25,0))","v":""},"",""]
[null,"",null,{"$f":"IF(C340=\"\",\"\",VLOOKUP(C340,'CENNIK PŁASKI'!$D$2:$AH$21834,3,0))","v":""},{"$f":"IF(C340=\"\",\"\",VLOOKUP(C340,'CENNIK PŁASKI'!$D$2:$AH$21834,4,0))","v":""},null,{"$f":"IF(C340=\"\",\"\",VLOOKUP(C340,'CENNIK PŁASKI'!$D$2:$AH$21834,9,0))","v":""},"",null,"","",{"$f":"IF(C340=\"\",\"\",VLOOKUP(C340,'[3]CENNIK PŁASKI'!$C$2:$AH$27586,24,0))","v":""},"",{"$f":"IF(C340=\"\",\"\",VLOOKUP(C340,'[3]CENNIK PŁASKI'!$C$2:$AH$27586,25,0))","v":""},"",""]
[null,"",null,{"$f":"IF(C341=\"\",\"\",VLOOKUP(C341,'CENNIK PŁASKI'!$D$2:$AH$21834,3,0))","v":""},{"$f":"IF(C341=\"\",\"\",VLOOKUP(C341,'CENNIK PŁASKI'!$D$2:$AH$21834,4,0))","v":""},null,{"$f":"IF(C341=\"\",\"\",VLOOKUP(C341,'CENNIK PŁASKI'!$D$2:$AH$21834,9,0))","v":""},"",null,"","",{"$f":"IF(C341=\"\",\"\",VLOOKUP(C341,'[3]CENNIK PŁASKI'!$C$2:$AH$27586,24,0))","v":""},"",{"$f":"IF(C341=\"\",\"\",VLOOKUP(C341,'[3]CENNIK PŁASKI'!$C$2:$AH$27586,25,0))","v":""},"",""]
[null,"",null,{"$f":"IF(C342=\"\",\"\",VLOOKUP(C342,'CENNIK PŁASKI'!$D$2:$AH$21834,3,0))","v":""},{"$f":"IF(C342=\"\",\"\",VLOOKUP(C342,'CENNIK PŁASKI'!$D$2:$AH$21834,4,0))","v":""},null,{"$f":"IF(C342=\"\",\"\",VLOOKUP(C342,'CENNIK PŁASKI'!$D$2:$AH$21834,9,0))","v":""},"",null,"","",{"$f":"IF(C342=\"\",\"\",VLOOKUP(C342,'[3]CENNIK PŁASKI'!$C$2:$AH$27586,24,0))","v":""},"",{"$f":"IF(C342=\"\",\"\",VLOOKUP(C342,'[3]CENNIK PŁASKI'!$C$2:$AH$27586,25,0))","v":""},"",""]
[null,"",null,{"$f":"IF(C343=\"\",\"\",VLOOKUP(C343,'CENNIK PŁASKI'!$D$2:$AH$21834,3,0))","v":""},{"$f":"IF(C343=\"\",\"\",VLOOKUP(C343,'CENNIK PŁASKI'!$D$2:$AH$21834,4,0))","v":""},null,{"$f":"IF(C343=\"\",\"\",VLOOKUP(C343,'CENNIK PŁASKI'!$D$2:$AH$21834,9,0))","v":""},"",null,"","",{"$f":"IF(C343=\"\",\"\",VLOOKUP(C343,'[3]CENNIK PŁASKI'!$C$2:$AH$27586,24,0))","v":""},"",{"$f":"IF(C343=\"\",\"\",VLOOKUP(C343,'[3]CENNIK PŁASKI'!$C$2:$AH$27586,25,0))","v":""},"",""]
[null,"",null,{"$f":"IF(C344=\"\",\"\",VLOOKUP(C344,'CENNIK PŁASKI'!$D$2:$AH$21834,3,0))","v":""},{"$f":"IF(C344=\"\",\"\",VLOOKUP(C344,'CENNIK PŁASKI'!$D$2:$AH$21834,4,0))","v":""},null,{"$f":"IF(C344=\"\",\"\",VLOOKUP(C344,'CENNIK PŁASKI'!$D$2:$AH$21834,9,0))","v":""},"",null,"","",{"$f":"IF(C344=\"\",\"\",VLOOKUP(C344,'[3]CENNIK PŁASKI'!$C$2:$AH$27586,24,0))","v":""},"",{"$f":"IF(C344=\"\",\"\",VLOOKUP(C344,'[3]CENNIK PŁASKI'!$C$2:$AH$27586,25,0))","v":""},"",""]
[null,"",null,{"$f":"IF(C345=\"\",\"\",VLOOKUP(C345,'CENNIK PŁASKI'!$D$2:$AH$21834,3,0))","v":""},{"$f":"IF(C345=\"\",\"\",VLOOKUP(C345,'CENNIK PŁASKI'!$D$2:$AH$21834,4,0))","v":""},null,{"$f":"IF(C345=\"\",\"\",VLOOKUP(C345,'CENNIK PŁASKI'!$D$2:$AH$21834,9,0))","v":""},"",null,"","",{"$f":"IF(C345=\"\",\"\",VLOOKUP(C345,'[3]CENNIK PŁASKI'!$C$2:$AH$27586,24,0))","v":""},"",{"$f":"IF(C345=\"\",\"\",VLOOKUP(C345,'[3]CENNIK PŁASKI'!$C$2:$AH$27586,25,0))","v":""},"",""]
[null,"",null,{"$f":"IF(C346=\"\",\"\",VLOOKUP(C346,'CENNIK PŁASKI'!$D$2:$AH$21834,3,0))","v":""},{"$f":"IF(C346=\"\",\"\",VLOOKUP(C346,'CENNIK PŁASKI'!$D$2:$AH$21834,4,0))","v":""},null,{"$f":"IF(C346=\"\",\"\",VLOOKUP(C346,'CENNIK PŁASKI'!$D$2:$AH$21834,9,0))","v":""},"",null,"","",{"$f":"IF(C346=\"\",\"\",VLOOKUP(C346,'[3]CENNIK PŁASKI'!$C$2:$AH$27586,24,0))","v":""},"",{"$f":"IF(C346=\"\",\"\",VLOOKUP(C346,'[3]CENNIK PŁASKI'!$C$2:$AH$27586,25,0))","v":""},"",""]
[null,"",null,{"$f":"IF(C347=\"\",\"\",VLOOKUP(C347,'CENNIK PŁASKI'!$D$2:$AH$21834,3,0))","v":""},{"$f":"IF(C347=\"\",\"\",VLOOKUP(C347,'CENNIK PŁASKI'!$D$2:$AH$21834,4,0))","v":""},null,{"$f":"IF(C347=\"\",\"\",VLOOKUP(C347,'CENNIK PŁASKI'!$D$2:$AH$21834,9,0))","v":""},"",null,"","",{"$f":"IF(C347=\"\",\"\",VLOOKUP(C347,'[3]CENNIK PŁASKI'!$C$2:$AH$27586,24,0))","v":""},"",{"$f":"IF(C347=\"\",\"\",VLOOKUP(C347,'[3]CENNIK PŁASKI'!$C$2:$AH$27586,25,0))","v":""},"",""]
[null,"",null,{"$f":"IF(C348=\"\",\"\",VLOOKUP(C348,'CENNIK PŁASKI'!$D$2:$AH$21834,3,0))","v":""},{"$f":"IF(C348=\"\",\"\",VLOOKUP(C348,'CENNIK PŁASKI'!$D$2:$AH$21834,4,0))","v":""},null,{"$f":"IF(C348=\"\",\"\",VLOOKUP(C348,'CENNIK PŁASKI'!$D$2:$AH$21834,9,0))","v":""},"",null,"","",{"$f":"IF(C348=\"\",\"\",VLOOKUP(C348,'[3]CENNIK PŁASKI'!$C$2:$AH$27586,24,0))","v":""},"",{"$f":"IF(C348=\"\",\"\",VLOOKUP(C348,'[3]CENNIK PŁASKI'!$C$2:$AH$27586,25,0))","v":""},"",""]
[null,"",null,{"$f":"IF(C349=\"\",\"\",VLOOKUP(C349,'CENNIK PŁASKI'!$D$2:$AH$21834,3,0))","v":""},{"$f":"IF(C349=\"\",\"\",VLOOKUP(C349,'CENNIK PŁASKI'!$D$2:$AH$21834,4,0))","v":""},null,{"$f":"IF(C349=\"\",\"\",VLOOKUP(C349,'CENNIK PŁASKI'!$D$2:$AH$21834,9,0))","v":""},"",null,"","",{"$f":"IF(C349=\"\",\"\",VLOOKUP(C349,'[3]CENNIK PŁASKI'!$C$2:$AH$27586,24,0))","v":""},"",{"$f":"IF(C349=\"\",\"\",VLOOKUP(C349,'[3]CENNIK PŁASKI'!$C$2:$AH$27586,25,0))","v":""},"",""]
[null,"",null,{"$f":"IF(C350=\"\",\"\",VLOOKUP(C350,'CENNIK PŁASKI'!$D$2:$AH$21834,3,0))","v":""},{"$f":"IF(C350=\"\",\"\",VLOOKUP(C350,'CENNIK PŁASKI'!$D$2:$AH$21834,4,0))","v":""},null,{"$f":"IF(C350=\"\",\"\",VLOOKUP(C350,'CENNIK PŁASKI'!$D$2:$AH$21834,9,0))","v":""},"",null,"","",{"$f":"IF(C350=\"\",\"\",VLOOKUP(C350,'[3]CENNIK PŁASKI'!$C$2:$AH$27586,24,0))","v":""},"",{"$f":"IF(C350=\"\",\"\",VLOOKUP(C350,'[3]CENNIK PŁASKI'!$C$2:$AH$27586,25,0))","v":""},"",""]
[null,"",null,{"$f":"IF(C351=\"\",\"\",VLOOKUP(C351,'CENNIK PŁASKI'!$D$2:$AH$21834,3,0))","v":""},{"$f":"IF(C351=\"\",\"\",VLOOKUP(C351,'CENNIK PŁASKI'!$D$2:$AH$21834,4,0))","v":""},null,{"$f":"IF(C351=\"\",\"\",VLOOKUP(C351,'CENNIK PŁASKI'!$D$2:$AH$21834,9,0))","v":""},"",null,"","",{"$f":"IF(C351=\"\",\"\",VLOOKUP(C351,'[3]CENNIK PŁASKI'!$C$2:$AH$27586,24,0))","v":""},"",{"$f":"IF(C351=\"\",\"\",VLOOKUP(C351,'[3]CENNIK PŁASKI'!$C$2:$AH$27586,25,0))","v":""},"",""]
[null,"",null,{"$f":"IF(C352=\"\",\"\",VLOOKUP(C352,'CENNIK PŁASKI'!$D$2:$AH$21834,3,0))","v":""},{"$f":"IF(C352=\"\",\"\",VLOOKUP(C352,'CENNIK PŁASKI'!$D$2:$AH$21834,4,0))","v":""},null,{"$f":"IF(C352=\"\",\"\",VLOOKUP(C352,'CENNIK PŁASKI'!$D$2:$AH$21834,9,0))","v":""},"",null,"","",{"$f":"IF(C352=\"\",\"\",VLOOKUP(C352,'[3]CENNIK PŁASKI'!$C$2:$AH$27586,24,0))","v":""},"",{"$f":"IF(C352=\"\",\"\",VLOOKUP(C352,'[3]CENNIK PŁASKI'!$C$2:$AH$27586,25,0))","v":""},"",""]
[null,"",null,{"$f":"IF(C353=\"\",\"\",VLOOKUP(C353,'CENNIK PŁASKI'!$D$2:$AH$21834,3,0))","v":""},{"$f":"IF(C353=\"\",\"\",VLOOKUP(C353,'CENNIK PŁASKI'!$D$2:$AH$21834,4,0))","v":""},null,{"$f":"IF(C353=\"\",\"\",VLOOKUP(C353,'CENNIK PŁASKI'!$D$2:$AH$21834,9,0))","v":""},"",null,"","",{"$f":"IF(C353=\"\",\"\",VLOOKUP(C353,'[3]CENNIK PŁASKI'!$C$2:$AH$27586,24,0))","v":""},"",{"$f":"IF(C353=\"\",\"\",VLOOKUP(C353,'[3]CENNIK PŁASKI'!$C$2:$AH$27586,25,0))","v":""},"",""]
[null,"",null,{"$f":"IF(C354=\"\",\"\",VLOOKUP(C354,'CENNIK PŁASKI'!$D$2:$AH$21834,3,0))","v":""},{"$f":"IF(C354=\"\",\"\",VLOOKUP(C354,'CENNIK PŁASKI'!$D$2:$AH$21834,4,0))","v":""},null,{"$f":"IF(C354=\"\",\"\",VLOOKUP(C354,'CENNIK PŁASKI'!$D$2:$AH$21834,9,0))","v":""},"",null,"","",{"$f":"IF(C354=\"\",\"\",VLOOKUP(C354,'[3]CENNIK PŁASKI'!$C$2:$AH$27586,24,0))","v":""},"",{"$f":"IF(C354=\"\",\"\",VLOOKUP(C354,'[3]CENNIK PŁASKI'!$C$2:$AH$27586,25,0))","v":""},"",""]
[null,"",null,{"$f":"IF(C355=\"\",\"\",VLOOKUP(C355,'CENNIK PŁASKI'!$D$2:$AH$21834,3,0))","v":""},{"$f":"IF(C355=\"\",\"\",VLOOKUP(C355,'CENNIK PŁASKI'!$D$2:$AH$21834,4,0))","v":""},null,{"$f":"IF(C355=\"\",\"\",VLOOKUP(C355,'CENNIK PŁASKI'!$D$2:$AH$21834,9,0))","v":""},"",null,"","",{"$f":"IF(C355=\"\",\"\",VLOOKUP(C355,'[3]CENNIK PŁASKI'!$C$2:$AH$27586,24,0))","v":""},"",{"$f":"IF(C355=\"\",\"\",VLOOKUP(C355,'[3]CENNIK PŁASKI'!$C$2:$AH$27586,25,0))","v":""},"",""]
[null,"",null,{"$f":"IF(C356=\"\",\"\",VLOOKUP(C356,'CENNIK PŁASKI'!$D$2:$AH$21834,3,0))","v":""},{"$f":"IF(C356=\"\",\"\",VLOOKUP(C356,'CENNIK PŁASKI'!$D$2:$AH$21834,4,0))","v":""},null,{"$f":"IF(C356=\"\",\"\",VLOOKUP(C356,'CENNIK PŁASKI'!$D$2:$AH$21834,9,0))","v":""},"",null,"","",{"$f":"IF(C356=\"\",\"\",VLOOKUP(C356,'[3]CENNIK PŁASKI'!$C$2:$AH$27586,24,0))","v":""},"",{"$f":"IF(C356=\"\",\"\",VLOOKUP(C356,'[3]CENNIK PŁASKI'!$C$2:$AH$27586,25,0))","v":""},"",""]
[null,"",null,{"$f":"IF(C357=\"\",\"\",VLOOKUP(C357,'CENNIK PŁASKI'!$D$2:$AH$21834,3,0))","v":""},{"$f":"IF(C357=\"\",\"\",VLOOKUP(C357,'CENNIK PŁASKI'!$D$2:$AH$21834,4,0))","v":""},null,{"$f":"IF(C357=\"\",\"\",VLOOKUP(C357,'CENNIK PŁASKI'!$D$2:$AH$21834,9,0))","v":""},"",null,"","",{"$f":"IF(C357=\"\",\"\",VLOOKUP(C357,'[3]CENNIK PŁASKI'!$C$2:$AH$27586,24,0))","v":""},"",{"$f":"IF(C357=\"\",\"\",VLOOKUP(C357,'[3]CENNIK PŁASKI'!$C$2:$AH$27586,25,0))","v":""},"",""]
[null,"",null,{"$f":"IF(C358=\"\",\"\",VLOOKUP(C358,'CENNIK PŁASKI'!$D$2:$AH$21834,3,0))","v":""},{"$f":"IF(C358=\"\",\"\",VLOOKUP(C358,'CENNIK PŁASKI'!$D$2:$AH$21834,4,0))","v":""},null,{"$f":"IF(C358=\"\",\"\",VLOOKUP(C358,'CENNIK PŁASKI'!$D$2:$AH$21834,9,0))","v":""},"",null,"","",{"$f":"IF(C358=\"\",\"\",VLOOKUP(C358,'[3]CENNIK PŁASKI'!$C$2:$AH$27586,24,0))","v":""},"",{"$f":"IF(C358=\"\",\"\",VLOOKUP(C358,'[3]CENNIK PŁASKI'!$C$2:$AH$27586,25,0))","v":""},"",""]
[null,"",null,{"$f":"IF(C359=\"\",\"\",VLOOKUP(C359,'CENNIK PŁASKI'!$D$2:$AH$21834,3,0))","v":""},{"$f":"IF(C359=\"\",\"\",VLOOKUP(C359,'CENNIK PŁASKI'!$D$2:$AH$21834,4,0))","v":""},null,{"$f":"IF(C359=\"\",\"\",VLOOKUP(C359,'CENNIK PŁASKI'!$D$2:$AH$21834,9,0))","v":""},"",null,"","",{"$f":"IF(C359=\"\",\"\",VLOOKUP(C359,'[3]CENNIK PŁASKI'!$C$2:$AH$27586,24,0))","v":""},"",{"$f":"IF(C359=\"\",\"\",VLOOKUP(C359,'[3]CENNIK PŁASKI'!$C$2:$AH$27586,25,0))","v":""},"",""]
[null,"",null,{"$f":"IF(C360=\"\",\"\",VLOOKUP(C360,'CENNIK PŁASKI'!$D$2:$AH$21834,3,0))","v":""},{"$f":"IF(C360=\"\",\"\",VLOOKUP(C360,'CENNIK PŁASKI'!$D$2:$AH$21834,4,0))","v":""},null,{"$f":"IF(C360=\"\",\"\",VLOOKUP(C360,'CENNIK PŁASKI'!$D$2:$AH$21834,9,0))","v":""},"",null,"","",{"$f":"IF(C360=\"\",\"\",VLOOKUP(C360,'[3]CENNIK PŁASKI'!$C$2:$AH$27586,24,0))","v":""},"",{"$f":"IF(C360=\"\",\"\",VLOOKUP(C360,'[3]CENNIK PŁASKI'!$C$2:$AH$27586,25,0))","v":""},"",""]
[null,"",null,{"$f":"IF(C361=\"\",\"\",VLOOKUP(C361,'CENNIK PŁASKI'!$D$2:$AH$21834,3,0))","v":""},{"$f":"IF(C361=\"\",\"\",VLOOKUP(C361,'CENNIK PŁASKI'!$D$2:$AH$21834,4,0))","v":""},null,{"$f":"IF(C361=\"\",\"\",VLOOKUP(C361,'CENNIK PŁASKI'!$D$2:$AH$21834,9,0))","v":""},"",null,"","",{"$f":"IF(C361=\"\",\"\",VLOOKUP(C361,'[3]CENNIK PŁASKI'!$C$2:$AH$27586,24,0))","v":""},"",{"$f":"IF(C361=\"\",\"\",VLOOKUP(C361,'[3]CENNIK PŁASKI'!$C$2:$AH$27586,25,0))","v":""},"",""]
[null,"",null,{"$f":"IF(C362=\"\",\"\",VLOOKUP(C362,'CENNIK PŁASKI'!$D$2:$AH$21834,3,0))","v":""},{"$f":"IF(C362=\"\",\"\",VLOOKUP(C362,'CENNIK PŁASKI'!$D$2:$AH$21834,4,0))","v":""},null,{"$f":"IF(C362=\"\",\"\",VLOOKUP(C362,'CENNIK PŁASKI'!$D$2:$AH$21834,9,0))","v":""},"",null,"","",{"$f":"IF(C362=\"\",\"\",VLOOKUP(C362,'[3]CENNIK PŁASKI'!$C$2:$AH$27586,24,0))","v":""},"",{"$f":"IF(C362=\"\",\"\",VLOOKUP(C362,'[3]CENNIK PŁASKI'!$C$2:$AH$27586,25,0))","v":""},"",""]
[null,"",null,{"$f":"IF(C363=\"\",\"\",VLOOKUP(C363,'CENNIK PŁASKI'!$D$2:$AH$21834,3,0))","v":""},{"$f":"IF(C363=\"\",\"\",VLOOKUP(C363,'CENNIK PŁASKI'!$D$2:$AH$21834,4,0))","v":""},null,{"$f":"IF(C363=\"\",\"\",VLOOKUP(C363,'CENNIK PŁASKI'!$D$2:$AH$21834,9,0))","v":""},"",null,"","",{"$f":"IF(C363=\"\",\"\",VLOOKUP(C363,'[3]CENNIK PŁASKI'!$C$2:$AH$27586,24,0))","v":""},"",{"$f":"IF(C363=\"\",\"\",VLOOKUP(C363,'[3]CENNIK PŁASKI'!$C$2:$AH$27586,25,0))","v":""},"",""]
[null,"",null,{"$f":"IF(C364=\"\",\"\",VLOOKUP(C364,'CENNIK PŁASKI'!$D$2:$AH$21834,3,0))","v":""},{"$f":"IF(C364=\"\",\"\",VLOOKUP(C364,'CENNIK PŁASKI'!$D$2:$AH$21834,4,0))","v":""},null,{"$f":"IF(C364=\"\",\"\",VLOOKUP(C364,'CENNIK PŁASKI'!$D$2:$AH$21834,9,0))","v":""},"",null,"","",{"$f":"IF(C364=\"\",\"\",VLOOKUP(C364,'[3]CENNIK PŁASKI'!$C$2:$AH$27586,24,0))","v":""},"",{"$f":"IF(C364=\"\",\"\",VLOOKUP(C364,'[3]CENNIK PŁASKI'!$C$2:$AH$27586,25,0))","v":""},"",""]
[null,"",null,{"$f":"IF(C365=\"\",\"\",VLOOKUP(C365,'CENNIK PŁASKI'!$D$2:$AH$21834,3,0))","v":""},{"$f":"IF(C365=\"\",\"\",VLOOKUP(C365,'CENNIK PŁASKI'!$D$2:$AH$21834,4,0))","v":""},null,{"$f":"IF(C365=\"\",\"\",VLOOKUP(C365,'CENNIK PŁASKI'!$D$2:$AH$21834,9,0))","v":""},"",null,"","",{"$f":"IF(C365=\"\",\"\",VLOOKUP(C365,'[3]CENNIK PŁASKI'!$C$2:$AH$27586,24,0))","v":""},"",{"$f":"IF(C365=\"\",\"\",VLOOKUP(C365,'[3]CENNIK PŁASKI'!$C$2:$AH$27586,25,0))","v":""},"",""]
[null,"",null,{"$f":"IF(C366=\"\",\"\",VLOOKUP(C366,'CENNIK PŁASKI'!$D$2:$AH$21834,3,0))","v":""},{"$f":"IF(C366=\"\",\"\",VLOOKUP(C366,'CENNIK PŁASKI'!$D$2:$AH$21834,4,0))","v":""},null,{"$f":"IF(C366=\"\",\"\",VLOOKUP(C366,'CENNIK PŁASKI'!$D$2:$AH$21834,9,0))","v":""},"",null,"","",{"$f":"IF(C366=\"\",\"\",VLOOKUP(C366,'[3]CENNIK PŁASKI'!$C$2:$AH$27586,24,0))","v":""},"",{"$f":"IF(C366=\"\",\"\",VLOOKUP(C366,'[3]CENNIK PŁASKI'!$C$2:$AH$27586,25,0))","v":""},"",""]
[null,"",null,{"$f":"IF(C367=\"\",\"\",VLOOKUP(C367,'CENNIK PŁASKI'!$D$2:$AH$21834,3,0))","v":""},{"$f":"IF(C367=\"\",\"\",VLOOKUP(C367,'CENNIK PŁASKI'!$D$2:$AH$21834,4,0))","v":""},null,{"$f":"IF(C367=\"\",\"\",VLOOKUP(C367,'CENNIK PŁASKI'!$D$2:$AH$21834,9,0))","v":""},"",null,"","",{"$f":"IF(C367=\"\",\"\",VLOOKUP(C367,'[3]CENNIK PŁASKI'!$C$2:$AH$27586,24,0))","v":""},"",{"$f":"IF(C367=\"\",\"\",VLOOKUP(C367,'[3]CENNIK PŁASKI'!$C$2:$AH$27586,25,0))","v":""},"",""]
[null,"",null,{"$f":"IF(C368=\"\",\"\",VLOOKUP(C368,'CENNIK PŁASKI'!$D$2:$AH$21834,3,0))","v":""},{"$f":"IF(C368=\"\",\"\",VLOOKUP(C368,'CENNIK PŁASKI'!$D$2:$AH$21834,4,0))","v":""},null,{"$f":"IF(C368=\"\",\"\",VLOOKUP(C368,'CENNIK PŁASKI'!$D$2:$AH$21834,9,0))","v":""},"",null,"","",{"$f":"IF(C368=\"\",\"\",VLOOKUP(C368,'[3]CENNIK PŁASKI'!$C$2:$AH$27586,24,0))","v":""},"",{"$f":"IF(C368=\"\",\"\",VLOOKUP(C368,'[3]CENNIK PŁASKI'!$C$2:$AH$27586,25,0))","v":""},"",""]
[null,"",null,{"$f":"IF(C369=\"\",\"\",VLOOKUP(C369,'CENNIK PŁASKI'!$D$2:$AH$21834,3,0))","v":""},{"$f":"IF(C369=\"\",\"\",VLOOKUP(C369,'CENNIK PŁASKI'!$D$2:$AH$21834,4,0))","v":""},null,{"$f":"IF(C369=\"\",\"\",VLOOKUP(C369,'CENNIK PŁASKI'!$D$2:$AH$21834,9,0))","v":""},"",null,"","",{"$f":"IF(C369=\"\",\"\",VLOOKUP(C369,'[3]CENNIK PŁASKI'!$C$2:$AH$27586,24,0))","v":""},"",{"$f":"IF(C369=\"\",\"\",VLOOKUP(C369,'[3]CENNIK PŁASKI'!$C$2:$AH$27586,25,0))","v":""},"",""]
[null,"",null,{"$f":"IF(C370=\"\",\"\",VLOOKUP(C370,'CENNIK PŁASKI'!$D$2:$AH$21834,3,0))","v":""},{"$f":"IF(C370=\"\",\"\",VLOOKUP(C370,'CENNIK PŁASKI'!$D$2:$AH$21834,4,0))","v":""},null,{"$f":"IF(C370=\"\",\"\",VLOOKUP(C370,'CENNIK PŁASKI'!$D$2:$AH$21834,9,0))","v":""},"",null,"","",{"$f":"IF(C370=\"\",\"\",VLOOKUP(C370,'[3]CENNIK PŁASKI'!$C$2:$AH$27586,24,0))","v":""},"",{"$f":"IF(C370=\"\",\"\",VLOOKUP(C370,'[3]CENNIK PŁASKI'!$C$2:$AH$27586,25,0))","v":""},"",""]
[null,"",null,{"$f":"IF(C371=\"\",\"\",VLOOKUP(C371,'CENNIK PŁASKI'!$D$2:$AH$21834,3,0))","v":""},{"$f":"IF(C371=\"\",\"\",VLOOKUP(C371,'CENNIK PŁASKI'!$D$2:$AH$21834,4,0))","v":""},null,{"$f":"IF(C371=\"\",\"\",VLOOKUP(C371,'CENNIK PŁASKI'!$D$2:$AH$21834,9,0))","v":""},"",null,"","",{"$f":"IF(C371=\"\",\"\",VLOOKUP(C371,'[3]CENNIK PŁASKI'!$C$2:$AH$27586,24,0))","v":""},"",{"$f":"IF(C371=\"\",\"\",VLOOKUP(C371,'[3]CENNIK PŁASKI'!$C$2:$AH$27586,25,0))","v":""},"",""]
[null,"",null,{"$f":"IF(C372=\"\",\"\",VLOOKUP(C372,'CENNIK PŁASKI'!$D$2:$AH$21834,3,0))","v":""},{"$f":"IF(C372=\"\",\"\",VLOOKUP(C372,'CENNIK PŁASKI'!$D$2:$AH$21834,4,0))","v":""},null,{"$f":"IF(C372=\"\",\"\",VLOOKUP(C372,'CENNIK PŁASKI'!$D$2:$AH$21834,9,0))","v":""},"",null,"","",{"$f":"IF(C372=\"\",\"\",VLOOKUP(C372,'[3]CENNIK PŁASKI'!$C$2:$AH$27586,24,0))","v":""},"",{"$f":"IF(C372=\"\",\"\",VLOOKUP(C372,'[3]CENNIK PŁASKI'!$C$2:$AH$27586,25,0))","v":""},"",""]
[null,"",null,{"$f":"IF(C373=\"\",\"\",VLOOKUP(C373,'CENNIK PŁASKI'!$D$2:$AH$21834,3,0))","v":""},{"$f":"IF(C373=\"\",\"\",VLOOKUP(C373,'CENNIK PŁASKI'!$D$2:$AH$21834,4,0))","v":""},null,{"$f":"IF(C373=\"\",\"\",VLOOKUP(C373,'CENNIK PŁASKI'!$D$2:$AH$21834,9,0))","v":""},"",null,"","",{"$f":"IF(C373=\"\",\"\",VLOOKUP(C373,'[3]CENNIK PŁASKI'!$C$2:$AH$27586,24,0))","v":""},"",{"$f":"IF(C373=\"\",\"\",VLOOKUP(C373,'[3]CENNIK PŁASKI'!$C$2:$AH$27586,25,0))","v":""},"",""]
[null,"",null,{"$f":"IF(C374=\"\",\"\",VLOOKUP(C374,'CENNIK PŁASKI'!$D$2:$AH$21834,3,0))","v":""},{"$f":"IF(C374=\"\",\"\",VLOOKUP(C374,'CENNIK PŁASKI'!$D$2:$AH$21834,4,0))","v":""},null,{"$f":"IF(C374=\"\",\"\",VLOOKUP(C374,'CENNIK PŁASKI'!$D$2:$AH$21834,9,0))","v":""},"",null,"","",{"$f":"IF(C374=\"\",\"\",VLOOKUP(C374,'[3]CENNIK PŁASKI'!$C$2:$AH$27586,24,0))","v":""},"",{"$f":"IF(C374=\"\",\"\",VLOOKUP(C374,'[3]CENNIK PŁASKI'!$C$2:$AH$27586,25,0))","v":""},"",""]
[null,"",null,{"$f":"IF(C375=\"\",\"\",VLOOKUP(C375,'CENNIK PŁASKI'!$D$2:$AH$21834,3,0))","v":""},{"$f":"IF(C375=\"\",\"\",VLOOKUP(C375,'CENNIK PŁASKI'!$D$2:$AH$21834,4,0))","v":""},null,{"$f":"IF(C375=\"\",\"\",VLOOKUP(C375,'CENNIK PŁASKI'!$D$2:$AH$21834,9,0))","v":""},"",null,"","",{"$f":"IF(C375=\"\",\"\",VLOOKUP(C375,'[3]CENNIK PŁASKI'!$C$2:$AH$27586,24,0))","v":""},"",{"$f":"IF(C375=\"\",\"\",VLOOKUP(C375,'[3]CENNIK PŁASKI'!$C$2:$AH$27586,25,0))","v":""},"",""]
[null,"",null,{"$f":"IF(C376=\"\",\"\",VLOOKUP(C376,'CENNIK PŁASKI'!$D$2:$AH$21834,3,0))","v":""},{"$f":"IF(C376=\"\",\"\",VLOOKUP(C376,'CENNIK PŁASKI'!$D$2:$AH$21834,4,0))","v":""},null,{"$f":"IF(C376=\"\",\"\",VLOOKUP(C376,'CENNIK PŁASKI'!$D$2:$AH$21834,9,0))","v":""},"",null,"","",{"$f":"IF(C376=\"\",\"\",VLOOKUP(C376,'[3]CENNIK PŁASKI'!$C$2:$AH$27586,24,0))","v":""},"",{"$f":"IF(C376=\"\",\"\",VLOOKUP(C376,'[3]CENNIK PŁASKI'!$C$2:$AH$27586,25,0))","v":""},"",""]
[null,"",null,{"$f":"IF(C377=\"\",\"\",VLOOKUP(C377,'CENNIK PŁASKI'!$D$2:$AH$21834,3,0))","v":""},{"$f":"IF(C377=\"\",\"\",VLOOKUP(C377,'CENNIK PŁASKI'!$D$2:$AH$21834,4,0))","v":""},null,{"$f":"IF(C377=\"\",\"\",VLOOKUP(C377,'CENNIK PŁASKI'!$D$2:$AH$21834,9,0))","v":""},"",null,"","",{"$f":"IF(C377=\"\",\"\",VLOOKUP(C377,'[3]CENNIK PŁASKI'!$C$2:$AH$27586,24,0))","v":""},"",{"$f":"IF(C377=\"\",\"\",VLOOKUP(C377,'[3]CENNIK PŁASKI'!$C$2:$AH$27586,25,0))","v":""},"",""]
[null,"",null,{"$f":"IF(C378=\"\",\"\",VLOOKUP(C378,'CENNIK PŁASKI'!$D$2:$AH$21834,3,0))","v":""},{"$f":"IF(C378=\"\",\"\",VLOOKUP(C378,'CENNIK PŁASKI'!$D$2:$AH$21834,4,0))","v":""},null,{"$f":"IF(C378=\"\",\"\",VLOOKUP(C378,'CENNIK PŁASKI'!$D$2:$AH$21834,9,0))","v":""},"",null,"","",{"$f":"IF(C378=\"\",\"\",VLOOKUP(C378,'[3]CENNIK PŁASKI'!$C$2:$AH$27586,24,0))","v":""},"",{"$f":"IF(C378=\"\",\"\",VLOOKUP(C378,'[3]CENNIK PŁASKI'!$C$2:$AH$27586,25,0))","v":""},"",""]
[null,"",null,{"$f":"IF(C379=\"\",\"\",VLOOKUP(C379,'CENNIK PŁASKI'!$D$2:$AH$21834,3,0))","v":""},{"$f":"IF(C379=\"\",\"\",VLOOKUP(C379,'CENNIK PŁASKI'!$D$2:$AH$21834,4,0))","v":""},null,{"$f":"IF(C379=\"\",\"\",VLOOKUP(C379,'CENNIK PŁASKI'!$D$2:$AH$21834,9,0))","v":""},"",null,"","",{"$f":"IF(C379=\"\",\"\",VLOOKUP(C379,'[3]CENNIK PŁASKI'!$C$2:$AH$27586,24,0))","v":""},"",{"$f":"IF(C379=\"\",\"\",VLOOKUP(C379,'[3]CENNIK PŁASKI'!$C$2:$AH$27586,25,0))","v":""},"",""]
[null,"",null,{"$f":"IF(C380=\"\",\"\",VLOOKUP(C380,'CENNIK PŁASKI'!$D$2:$AH$21834,3,0))","v":""},{"$f":"IF(C380=\"\",\"\",VLOOKUP(C380,'CENNIK PŁASKI'!$D$2:$AH$21834,4,0))","v":""},null,{"$f":"IF(C380=\"\",\"\",VLOOKUP(C380,'CENNIK PŁASKI'!$D$2:$AH$21834,9,0))","v":""},"",null,"","",{"$f":"IF(C380=\"\",\"\",VLOOKUP(C380,'[3]CENNIK PŁASKI'!$C$2:$AH$27586,24,0))","v":""},"",{"$f":"IF(C380=\"\",\"\",VLOOKUP(C380,'[3]CENNIK PŁASKI'!$C$2:$AH$27586,25,0))","v":""},"",""]
[null,"",null,{"$f":"IF(C381=\"\",\"\",VLOOKUP(C381,'CENNIK PŁASKI'!$D$2:$AH$21834,3,0))","v":""},{"$f":"IF(C381=\"\",\"\",VLOOKUP(C381,'CENNIK PŁASKI'!$D$2:$AH$21834,4,0))","v":""},null,{"$f":"IF(C381=\"\",\"\",VLOOKUP(C381,'CENNIK PŁASKI'!$D$2:$AH$21834,9,0))","v":""},"",null,"","",{"$f":"IF(C381=\"\",\"\",VLOOKUP(C381,'[3]CENNIK PŁASKI'!$C$2:$AH$27586,24,0))","v":""},"",{"$f":"IF(C381=\"\",\"\",VLOOKUP(C381,'[3]CENNIK PŁASKI'!$C$2:$AH$27586,25,0))","v":""},"",""]
[null,"",null,{"$f":"IF(C382=\"\",\"\",VLOOKUP(C382,'CENNIK PŁASKI'!$D$2:$AH$21834,3,0))","v":""},{"$f":"IF(C382=\"\",\"\",VLOOKUP(C382,'CENNIK PŁASKI'!$D$2:$AH$21834,4,0))","v":""},null,{"$f":"IF(C382=\"\",\"\",VLOOKUP(C382,'CENNIK PŁASKI'!$D$2:$AH$21834,9,0))","v":""},"",null,"","",{"$f":"IF(C382=\"\",\"\",VLOOKUP(C382,'[3]CENNIK PŁASKI'!$C$2:$AH$27586,24,0))","v":""},"",{"$f":"IF(C382=\"\",\"\",VLOOKUP(C382,'[3]CENNIK PŁASKI'!$C$2:$AH$27586,25,0))","v":""},"",""]
[null,"",null,{"$f":"IF(C383=\"\",\"\",VLOOKUP(C383,'CENNIK PŁASKI'!$D$2:$AH$21834,3,0))","v":""},{"$f":"IF(C383=\"\",\"\",VLOOKUP(C383,'CENNIK PŁASKI'!$D$2:$AH$21834,4,0))","v":""},null,{"$f":"IF(C383=\"\",\"\",VLOOKUP(C383,'CENNIK PŁASKI'!$D$2:$AH$21834,9,0))","v":""},"",null,"","",{"$f":"IF(C383=\"\",\"\",VLOOKUP(C383,'[3]CENNIK PŁASKI'!$C$2:$AH$27586,24,0))","v":""},"",{"$f":"IF(C383=\"\",\"\",VLOOKUP(C383,'[3]CENNIK PŁASKI'!$C$2:$AH$27586,25,0))","v":""},"",""]
[null,"",null,{"$f":"IF(C384=\"\",\"\",VLOOKUP(C384,'CENNIK PŁASKI'!$D$2:$AH$21834,3,0))","v":""},{"$f":"IF(C384=\"\",\"\",VLOOKUP(C384,'CENNIK PŁASKI'!$D$2:$AH$21834,4,0))","v":""},null,{"$f":"IF(C384=\"\",\"\",VLOOKUP(C384,'CENNIK PŁASKI'!$D$2:$AH$21834,9,0))","v":""},"",null,"","",{"$f":"IF(C384=\"\",\"\",VLOOKUP(C384,'[3]CENNIK PŁASKI'!$C$2:$AH$27586,24,0))","v":""},"",{"$f":"IF(C384=\"\",\"\",VLOOKUP(C384,'[3]CENNIK PŁASKI'!$C$2:$AH$27586,25,0))","v":""},"",""]
[null,"",null,{"$f":"IF(C385=\"\",\"\",VLOOKUP(C385,'CENNIK PŁASKI'!$D$2:$AH$21834,3,0))","v":""},{"$f":"IF(C385=\"\",\"\",VLOOKUP(C385,'CENNIK PŁASKI'!$D$2:$AH$21834,4,0))","v":""},null,{"$f":"IF(C385=\"\",\"\",VLOOKUP(C385,'CENNIK PŁASKI'!$D$2:$AH$21834,9,0))","v":""},"",null,"","",{"$f":"IF(C385=\"\",\"\",VLOOKUP(C385,'[3]CENNIK PŁASKI'!$C$2:$AH$27586,24,0))","v":""},"",{"$f":"IF(C385=\"\",\"\",VLOOKUP(C385,'[3]CENNIK PŁASKI'!$C$2:$AH$27586,25,0))","v":""},"",""]
[null,"",null,{"$f":"IF(C386=\"\",\"\",VLOOKUP(C386,'CENNIK PŁASKI'!$D$2:$AH$21834,3,0))","v":""},{"$f":"IF(C386=\"\",\"\",VLOOKUP(C386,'CENNIK PŁASKI'!$D$2:$AH$21834,4,0))","v":""},null,{"$f":"IF(C386=\"\",\"\",VLOOKUP(C386,'CENNIK PŁASKI'!$D$2:$AH$21834,9,0))","v":""},"",null,"","",{"$f":"IF(C386=\"\",\"\",VLOOKUP(C386,'[3]CENNIK PŁASKI'!$C$2:$AH$27586,24,0))","v":""},"",{"$f":"IF(C386=\"\",\"\",VLOOKUP(C386,'[3]CENNIK PŁASKI'!$C$2:$AH$27586,25,0))","v":""},"",""]
[null,"",null,{"$f":"IF(C387=\"\",\"\",VLOOKUP(C387,'CENNIK PŁASKI'!$D$2:$AH$21834,3,0))","v":""},{"$f":"IF(C387=\"\",\"\",VLOOKUP(C387,'CENNIK PŁASKI'!$D$2:$AH$21834,4,0))","v":""},null,{"$f":"IF(C387=\"\",\"\",VLOOKUP(C387,'CENNIK PŁASKI'!$D$2:$AH$21834,9,0))","v":""},"",null,"","",{"$f":"IF(C387=\"\",\"\",VLOOKUP(C387,'[3]CENNIK PŁASKI'!$C$2:$AH$27586,24,0))","v":""},"",{"$f":"IF(C387=\"\",\"\",VLOOKUP(C387,'[3]CENNIK PŁASKI'!$C$2:$AH$27586,25,0))","v":""},"",""]
[null,"",null,{"$f":"IF(C388=\"\",\"\",VLOOKUP(C388,'CENNIK PŁASKI'!$D$2:$AH$21834,3,0))","v":""},{"$f":"IF(C388=\"\",\"\",VLOOKUP(C388,'CENNIK PŁASKI'!$D$2:$AH$21834,4,0))","v":""},null,{"$f":"IF(C388=\"\",\"\",VLOOKUP(C388,'CENNIK PŁASKI'!$D$2:$AH$21834,9,0))","v":""},"",null,"","",{"$f":"IF(C388=\"\",\"\",VLOOKUP(C388,'[3]CENNIK PŁASKI'!$C$2:$AH$27586,24,0))","v":""},"",{"$f":"IF(C388=\"\",\"\",VLOOKUP(C388,'[3]CENNIK PŁASKI'!$C$2:$AH$27586,25,0))","v":""},"",""]
[null,"",null,{"$f":"IF(C389=\"\",\"\",VLOOKUP(C389,'CENNIK PŁASKI'!$D$2:$AH$21834,3,0))","v":""},{"$f":"IF(C389=\"\",\"\",VLOOKUP(C389,'CENNIK PŁASKI'!$D$2:$AH$21834,4,0))","v":""},null,{"$f":"IF(C389=\"\",\"\",VLOOKUP(C389,'CENNIK PŁASKI'!$D$2:$AH$21834,9,0))","v":""},"",null,"","",{"$f":"IF(C389=\"\",\"\",VLOOKUP(C389,'[3]CENNIK PŁASKI'!$C$2:$AH$27586,24,0))","v":""},"",{"$f":"IF(C389=\"\",\"\",VLOOKUP(C389,'[3]CENNIK PŁASKI'!$C$2:$AH$27586,25,0))","v":""},"",""]
[null,"",null,{"$f":"IF(C390=\"\",\"\",VLOOKUP(C390,'CENNIK PŁASKI'!$D$2:$AH$21834,3,0))","v":""},{"$f":"IF(C390=\"\",\"\",VLOOKUP(C390,'CENNIK PŁASKI'!$D$2:$AH$21834,4,0))","v":""},null,{"$f":"IF(C390=\"\",\"\",VLOOKUP(C390,'CENNIK PŁASKI'!$D$2:$AH$21834,9,0))","v":""},"",null,"","",{"$f":"IF(C390=\"\",\"\",VLOOKUP(C390,'[3]CENNIK PŁASKI'!$C$2:$AH$27586,24,0))","v":""},"",{"$f":"IF(C390=\"\",\"\",VLOOKUP(C390,'[3]CENNIK PŁASKI'!$C$2:$AH$27586,25,0))","v":""},"",""]
[null,"",null,{"$f":"IF(C391=\"\",\"\",VLOOKUP(C391,'CENNIK PŁASKI'!$D$2:$AH$21834,3,0))","v":""},{"$f":"IF(C391=\"\",\"\",VLOOKUP(C391,'CENNIK PŁASKI'!$D$2:$AH$21834,4,0))","v":""},null,{"$f":"IF(C391=\"\",\"\",VLOOKUP(C391,'CENNIK PŁASKI'!$D$2:$AH$21834,9,0))","v":""},"",null,"","",{"$f":"IF(C391=\"\",\"\",VLOOKUP(C391,'[3]CENNIK PŁASKI'!$C$2:$AH$27586,24,0))","v":""},"",{"$f":"IF(C391=\"\",\"\",VLOOKUP(C391,'[3]CENNIK PŁASKI'!$C$2:$AH$27586,25,0))","v":""},"",""]
[null,"",null,{"$f":"IF(C392=\"\",\"\",VLOOKUP(C392,'CENNIK PŁASKI'!$D$2:$AH$21834,3,0))","v":""},{"$f":"IF(C392=\"\",\"\",VLOOKUP(C392,'CENNIK PŁASKI'!$D$2:$AH$21834,4,0))","v":""},null,{"$f":"IF(C392=\"\",\"\",VLOOKUP(C392,'CENNIK PŁASKI'!$D$2:$AH$21834,9,0))","v":""},"",null,"","",{"$f":"IF(C392=\"\",\"\",VLOOKUP(C392,'[3]CENNIK PŁASKI'!$C$2:$AH$27586,24,0))","v":""},"",{"$f":"IF(C392=\"\",\"\",VLOOKUP(C392,'[3]CENNIK PŁASKI'!$C$2:$AH$27586,25,0))","v":""},"",""]
[null,"",null,{"$f":"IF(C393=\"\",\"\",VLOOKUP(C393,'CENNIK PŁASKI'!$D$2:$AH$21834,3,0))","v":""},{"$f":"IF(C393=\"\",\"\",VLOOKUP(C393,'CENNIK PŁASKI'!$D$2:$AH$21834,4,0))","v":""},null,{"$f":"IF(C393=\"\",\"\",VLOOKUP(C393,'CENNIK PŁASKI'!$D$2:$AH$21834,9,0))","v":""},"",null,"","",{"$f":"IF(C393=\"\",\"\",VLOOKUP(C393,'[3]CENNIK PŁASKI'!$C$2:$AH$27586,24,0))","v":""},"",{"$f":"IF(C393=\"\",\"\",VLOOKUP(C393,'[3]CENNIK PŁASKI'!$C$2:$AH$27586,25,0))","v":""},"",""]
[null,"",null,{"$f":"IF(C394=\"\",\"\",VLOOKUP(C394,'CENNIK PŁASKI'!$D$2:$AH$21834,3,0))","v":""},{"$f":"IF(C394=\"\",\"\",VLOOKUP(C394,'CENNIK PŁASKI'!$D$2:$AH$21834,4,0))","v":""},null,{"$f":"IF(C394=\"\",\"\",VLOOKUP(C394,'CENNIK PŁASKI'!$D$2:$AH$21834,9,0))","v":""},"",null,"","",{"$f":"IF(C394=\"\",\"\",VLOOKUP(C394,'[3]CENNIK PŁASKI'!$C$2:$AH$27586,24,0))","v":""},"",{"$f":"IF(C394=\"\",\"\",VLOOKUP(C394,'[3]CENNIK PŁASKI'!$C$2:$AH$27586,25,0))","v":""},"",""]
[null,"",null,{"$f":"IF(C395=\"\",\"\",VLOOKUP(C395,'CENNIK PŁASKI'!$D$2:$AH$21834,3,0))","v":""},{"$f":"IF(C395=\"\",\"\",VLOOKUP(C395,'CENNIK PŁASKI'!$D$2:$AH$21834,4,0))","v":""},null,{"$f":"IF(C395=\"\",\"\",VLOOKUP(C395,'CENNIK PŁASKI'!$D$2:$AH$21834,9,0))","v":""},"",null,"","",{"$f":"IF(C395=\"\",\"\",VLOOKUP(C395,'[3]CENNIK PŁASKI'!$C$2:$AH$27586,24,0))","v":""},"",{"$f":"IF(C395=\"\",\"\",VLOOKUP(C395,'[3]CENNIK PŁASKI'!$C$2:$AH$27586,25,0))","v":""},"",""]
[null,"",null,{"$f":"IF(C396=\"\",\"\",VLOOKUP(C396,'CENNIK PŁASKI'!$D$2:$AH$21834,3,0))","v":""},{"$f":"IF(C396=\"\",\"\",VLOOKUP(C396,'CENNIK PŁASKI'!$D$2:$AH$21834,4,0))","v":""},null,{"$f":"IF(C396=\"\",\"\",VLOOKUP(C396,'CENNIK PŁASKI'!$D$2:$AH$21834,9,0))","v":""},"",null,"","",{"$f":"IF(C396=\"\",\"\",VLOOKUP(C396,'[3]CENNIK PŁASKI'!$C$2:$AH$27586,24,0))","v":""},"",{"$f":"IF(C396=\"\",\"\",VLOOKUP(C396,'[3]CENNIK PŁASKI'!$C$2:$AH$27586,25,0))","v":""},"",""]
[null,"",null,{"$f":"IF(C397=\"\",\"\",VLOOKUP(C397,'CENNIK PŁASKI'!$D$2:$AH$21834,3,0))","v":""},{"$f":"IF(C397=\"\",\"\",VLOOKUP(C397,'CENNIK PŁASKI'!$D$2:$AH$21834,4,0))","v":""},null,{"$f":"IF(C397=\"\",\"\",VLOOKUP(C397,'CENNIK PŁASKI'!$D$2:$AH$21834,9,0))","v":""},"",null,"","",{"$f":"IF(C397=\"\",\"\",VLOOKUP(C397,'[3]CENNIK PŁASKI'!$C$2:$AH$27586,24,0))","v":""},"",{"$f":"IF(C397=\"\",\"\",VLOOKUP(C397,'[3]CENNIK PŁASKI'!$C$2:$AH$27586,25,0))","v":""},"",""]
[null,"",null,{"$f":"IF(C398=\"\",\"\",VLOOKUP(C398,'CENNIK PŁASKI'!$D$2:$AH$21834,3,0))","v":""},{"$f":"IF(C398=\"\",\"\",VLOOKUP(C398,'CENNIK PŁASKI'!$D$2:$AH$21834,4,0))","v":""},null,{"$f":"IF(C398=\"\",\"\",VLOOKUP(C398,'CENNIK PŁASKI'!$D$2:$AH$21834,9,0))","v":""},"",null,"","",{"$f":"IF(C398=\"\",\"\",VLOOKUP(C398,'[3]CENNIK PŁASKI'!$C$2:$AH$27586,24,0))","v":""},"",{"$f":"IF(C398=\"\",\"\",VLOOKUP(C398,'[3]CENNIK PŁASKI'!$C$2:$AH$27586,25,0))","v":""},"",{"$f":"IF(C398<>\"\",IF(ISNUMBER(F398),\"\",\"Proszę wpisać ilość\"),\"\")","v":""}]
[null,"",null,{"$f":"IF(C399=\"\",\"\",VLOOKUP(C399,'CENNIK PŁASKI'!$D$2:$AH$21834,3,0))","v":""},{"$f":"IF(C399=\"\",\"\",VLOOKUP(C399,'CENNIK PŁASKI'!$D$2:$AH$21834,4,0))","v":""},null,{"$f":"IF(C399=\"\",\"\",VLOOKUP(C399,'CENNIK PŁASKI'!$D$2:$AH$21834,9,0))","v":""},"",null,"","",{"$f":"IF(C399=\"\",\"\",VLOOKUP(C399,'[3]CENNIK PŁASKI'!$C$2:$AH$27586,24,0))","v":""},"",{"$f":"IF(C399=\"\",\"\",VLOOKUP(C399,'[3]CENNIK PŁASKI'!$C$2:$AH$27586,25,0))","v":""},"",""]
[null,{"$f":"IF(C400<>\"\",B399+1,\"\")","v":""},null,{"$f":"IF(C400=\"\",\"\",VLOOKUP(C400,'CENNIK PŁASKI'!$D$2:$AH$21834,3,0))","v":""},{"$f":"IF(C400=\"\",\"\",VLOOKUP(C400,'CENNIK PŁASKI'!$D$2:$AH$21834,4,0))","v":""},null,{"$f":"IF(C400=\"\",\"\",VLOOKUP(C400,'CENNIK PŁASKI'!$D$2:$AH$21834,9,0))","v":""},{"$f":"IF(C400=\"\",\"\",F400*G400)","v":""},null,{"$f":"IF(B400=\"\",\"\",IF(I400>0,G400*(1-I400),G400))","v":""},{"$f":"IF(C400=\"\",\"\",IF(I400>0,H400*(1-I400),H400))","v":""},{"$f":"IF(C400=\"\",\"\",VLOOKUP(C400,'[3]CENNIK PŁASKI'!$C$2:$AH$27586,24,0))","v":""},{"$f":"HYPERLINK(L400,L400)","v":""},{"$f":"IF(C400=\"\",\"\",VLOOKUP(C400,'[3]CENNIK PŁASKI'!$C$2:$AH$27586,25,0))","v":""},{"$f":"HYPERLINK(N400,N400)","v":""},""]
[null,"",null,{"$f":"IF(C401=\"\",\"\",VLOOKUP(C401,'CENNIK PŁASKI'!$D$2:$AH$21834,3,0))","v":""},{"$f":"IF(C401=\"\",\"\",VLOOKUP(C401,'CENNIK PŁASKI'!$D$2:$AH$21834,4,0))","v":""},null,{"$f":"IF(C401=\"\",\"\",VLOOKUP(C401,'CENNIK PŁASKI'!$D$2:$AH$21834,9,0))","v":""},"",null,"","",{"$f":"IF(C401=\"\",\"\",VLOOKUP(C401,'[3]CENNIK PŁASKI'!$C$2:$AH$27586,24,0))","v":""},"",{"$f":"IF(C401=\"\",\"\",VLOOKUP(C401,'[3]CENNIK PŁASKI'!$C$2:$AH$27586,25,0))","v":""},"",""]
[null,"",null,{"$f":"IF(C402=\"\",\"\",VLOOKUP(C402,'CENNIK PŁASKI'!$D$2:$AH$21834,3,0))","v":""},{"$f":"IF(C402=\"\",\"\",VLOOKUP(C402,'CENNIK PŁASKI'!$D$2:$AH$21834,4,0))","v":""},null,{"$f":"IF(C402=\"\",\"\",VLOOKUP(C402,'CENNIK PŁASKI'!$D$2:$AH$21834,9,0))","v":""},"",null,"","",{"$f":"IF(C402=\"\",\"\",VLOOKUP(C402,'[3]CENNIK PŁASKI'!$C$2:$AH$27586,24,0))","v":""},"",{"$f":"IF(C402=\"\",\"\",VLOOKUP(C402,'[3]CENNIK PŁASKI'!$C$2:$AH$27586,25,0))","v":""},"",""]
[null,"",null,{"$f":"IF(C403=\"\",\"\",VLOOKUP(C403,'CENNIK PŁASKI'!$D$2:$AH$21834,3,0))","v":""},{"$f":"IF(C403=\"\",\"\",VLOOKUP(C403,'CENNIK PŁASKI'!$D$2:$AH$21834,4,0))","v":""},null,{"$f":"IF(C403=\"\",\"\",VLOOKUP(C403,'CENNIK PŁASKI'!$D$2:$AH$21834,9,0))","v":""},"",null,"","",{"$f":"IF(C403=\"\",\"\",VLOOKUP(C403,'[3]CENNIK PŁASKI'!$C$2:$AH$27586,24,0))","v":""},"",{"$f":"IF(C403=\"\",\"\",VLOOKUP(C403,'[3]CENNIK PŁASKI'!$C$2:$AH$27586,25,0))","v":""},"",""]
[null,"",null,{"$f":"IF(C404=\"\",\"\",VLOOKUP(C404,'CENNIK PŁASKI'!$D$2:$AH$21834,3,0))","v":""},{"$f":"IF(C404=\"\",\"\",VLOOKUP(C404,'CENNIK PŁASKI'!$D$2:$AH$21834,4,0))","v":""},null,{"$f":"IF(C404=\"\",\"\",VLOOKUP(C404,'CENNIK PŁASKI'!$D$2:$AH$21834,9,0))","v":""},"",null,"","",{"$f":"IF(C404=\"\",\"\",VLOOKUP(C404,'[3]CENNIK PŁASKI'!$C$2:$AH$27586,24,0))","v":""},"",{"$f":"IF(C404=\"\",\"\",VLOOKUP(C404,'[3]CENNIK PŁASKI'!$C$2:$AH$27586,25,0))","v":""},"",""]
[null,"",null,{"$f":"IF(C405=\"\",\"\",VLOOKUP(C405,'CENNIK PŁASKI'!$D$2:$AH$21834,3,0))","v":""},{"$f":"IF(C405=\"\",\"\",VLOOKUP(C405,'CENNIK PŁASKI'!$D$2:$AH$21834,4,0))","v":""},null,{"$f":"IF(C405=\"\",\"\",VLOOKUP(C405,'CENNIK PŁASKI'!$D$2:$AH$21834,9,0))","v":""},"",null,"","",{"$f":"IF(C405=\"\",\"\",VLOOKUP(C405,'[3]CENNIK PŁASKI'!$C$2:$AH$27586,24,0))","v":""},"",{"$f":"IF(C405=\"\",\"\",VLOOKUP(C405,'[3]CENNIK PŁASKI'!$C$2:$AH$27586,25,0))","v":""},"",""]
[null,"",null,{"$f":"IF(C406=\"\",\"\",VLOOKUP(C406,'CENNIK PŁASKI'!$D$2:$AH$21834,3,0))","v":""},{"$f":"IF(C406=\"\",\"\",VLOOKUP(C406,'CENNIK PŁASKI'!$D$2:$AH$21834,4,0))","v":""},null,{"$f":"IF(C406=\"\",\"\",VLOOKUP(C406,'CENNIK PŁASKI'!$D$2:$AH$21834,9,0))","v":""},"",null,"","",{"$f":"IF(C406=\"\",\"\",VLOOKUP(C406,'[3]CENNIK PŁASKI'!$C$2:$AH$27586,24,0))","v":""},"",{"$f":"IF(C406=\"\",\"\",VLOOKUP(C406,'[3]CENNIK PŁASKI'!$C$2:$AH$27586,25,0))","v":""},"",""]
[null,"",null,{"$f":"IF(C407=\"\",\"\",VLOOKUP(C407,'CENNIK PŁASKI'!$D$2:$AH$21834,3,0))","v":""},{"$f":"IF(C407=\"\",\"\",VLOOKUP(C407,'CENNIK PŁASKI'!$D$2:$AH$21834,4,0))","v":""},null,{"$f":"IF(C407=\"\",\"\",VLOOKUP(C407,'CENNIK PŁASKI'!$D$2:$AH$21834,9,0))","v":""},"",null,"","",{"$f":"IF(C407=\"\",\"\",VLOOKUP(C407,'[3]CENNIK PŁASKI'!$C$2:$AH$27586,24,0))","v":""},"",{"$f":"IF(C407=\"\",\"\",VLOOKUP(C407,'[3]CENNIK PŁASKI'!$C$2:$AH$27586,25,0))","v":""},"",""]
[null,"",null,{"$f":"IF(C408=\"\",\"\",VLOOKUP(C408,'CENNIK PŁASKI'!$D$2:$AH$21834,3,0))","v":""},{"$f":"IF(C408=\"\",\"\",VLOOKUP(C408,'CENNIK PŁASKI'!$D$2:$AH$21834,4,0))","v":""},null,{"$f":"IF(C408=\"\",\"\",VLOOKUP(C408,'CENNIK PŁASKI'!$D$2:$AH$21834,9,0))","v":""},"",null,"","",{"$f":"IF(C408=\"\",\"\",VLOOKUP(C408,'[3]CENNIK PŁASKI'!$C$2:$AH$27586,24,0))","v":""},"",{"$f":"IF(C408=\"\",\"\",VLOOKUP(C408,'[3]CENNIK PŁASKI'!$C$2:$AH$27586,25,0))","v":""},"",""]
[null,"",null,{"$f":"IF(C409=\"\",\"\",VLOOKUP(C409,'CENNIK PŁASKI'!$D$2:$AH$21834,3,0))","v":""},{"$f":"IF(C409=\"\",\"\",VLOOKUP(C409,'CENNIK PŁASKI'!$D$2:$AH$21834,4,0))","v":""},null,{"$f":"IF(C409=\"\",\"\",VLOOKUP(C409,'CENNIK PŁASKI'!$D$2:$AH$21834,9,0))","v":""},"",null,"","",{"$f":"IF(C409=\"\",\"\",VLOOKUP(C409,'[3]CENNIK PŁASKI'!$C$2:$AH$27586,24,0))","v":""},"",{"$f":"IF(C409=\"\",\"\",VLOOKUP(C409,'[3]CENNIK PŁASKI'!$C$2:$AH$27586,25,0))","v":""},"",""]
[null,"",null,{"$f":"IF(C410=\"\",\"\",VLOOKUP(C410,'CENNIK PŁASKI'!$D$2:$AH$21834,3,0))","v":""},{"$f":"IF(C410=\"\",\"\",VLOOKUP(C410,'CENNIK PŁASKI'!$D$2:$AH$21834,4,0))","v":""},null,{"$f":"IF(C410=\"\",\"\",VLOOKUP(C410,'CENNIK PŁASKI'!$D$2:$AH$21834,9,0))","v":""},"",null,"","",{"$f":"IF(C410=\"\",\"\",VLOOKUP(C410,'[3]CENNIK PŁASKI'!$C$2:$AH$27586,24,0))","v":""},"",{"$f":"IF(C410=\"\",\"\",VLOOKUP(C410,'[3]CENNIK PŁASKI'!$C$2:$AH$27586,25,0))","v":""},"",""]
[null,"",null,{"$f":"IF(C411=\"\",\"\",VLOOKUP(C411,'CENNIK PŁASKI'!$D$2:$AH$21834,3,0))","v":""},{"$f":"IF(C411=\"\",\"\",VLOOKUP(C411,'CENNIK PŁASKI'!$D$2:$AH$21834,4,0))","v":""},null,{"$f":"IF(C411=\"\",\"\",VLOOKUP(C411,'CENNIK PŁASKI'!$D$2:$AH$21834,9,0))","v":""},"",null,"","",{"$f":"IF(C411=\"\",\"\",VLOOKUP(C411,'[3]CENNIK PŁASKI'!$C$2:$AH$27586,24,0))","v":""},"",{"$f":"IF(C411=\"\",\"\",VLOOKUP(C411,'[3]CENNIK PŁASKI'!$C$2:$AH$27586,25,0))","v":""},"",""]
[null,"",null,{"$f":"IF(C412=\"\",\"\",VLOOKUP(C412,'CENNIK PŁASKI'!$D$2:$AH$21834,3,0))","v":""},{"$f":"IF(C412=\"\",\"\",VLOOKUP(C412,'CENNIK PŁASKI'!$D$2:$AH$21834,4,0))","v":""},null,{"$f":"IF(C412=\"\",\"\",VLOOKUP(C412,'CENNIK PŁASKI'!$D$2:$AH$21834,9,0))","v":""},"",null,"","",{"$f":"IF(C412=\"\",\"\",VLOOKUP(C412,'[3]CENNIK PŁASKI'!$C$2:$AH$27586,24,0))","v":""},"",{"$f":"IF(C412=\"\",\"\",VLOOKUP(C412,'[3]CENNIK PŁASKI'!$C$2:$AH$27586,25,0))","v":""},"",""]
[null,"",null,{"$f":"IF(C413=\"\",\"\",VLOOKUP(C413,'CENNIK PŁASKI'!$D$2:$AH$21834,3,0))","v":""},{"$f":"IF(C413=\"\",\"\",VLOOKUP(C413,'CENNIK PŁASKI'!$D$2:$AH$21834,4,0))","v":""},null,{"$f":"IF(C413=\"\",\"\",VLOOKUP(C413,'CENNIK PŁASKI'!$D$2:$AH$21834,9,0))","v":""},"",null,"","",{"$f":"IF(C413=\"\",\"\",VLOOKUP(C413,'[3]CENNIK PŁASKI'!$C$2:$AH$27586,24,0))","v":""},"",{"$f":"IF(C413=\"\",\"\",VLOOKUP(C413,'[3]CENNIK PŁASKI'!$C$2:$AH$27586,25,0))","v":""},"",""]
[null,"",null,{"$f":"IF(C414=\"\",\"\",VLOOKUP(C414,'CENNIK PŁASKI'!$D$2:$AH$21834,3,0))","v":""},{"$f":"IF(C414=\"\",\"\",VLOOKUP(C414,'CENNIK PŁASKI'!$D$2:$AH$21834,4,0))","v":""},null,{"$f":"IF(C414=\"\",\"\",VLOOKUP(C414,'CENNIK PŁASKI'!$D$2:$AH$21834,9,0))","v":""},"",null,"","",{"$f":"IF(C414=\"\",\"\",VLOOKUP(C414,'[3]CENNIK PŁASKI'!$C$2:$AH$27586,24,0))","v":""},"",{"$f":"IF(C414=\"\",\"\",VLOOKUP(C414,'[3]CENNIK PŁASKI'!$C$2:$AH$27586,25,0))","v":""},"",""]
[null,"",null,{"$f":"IF(C415=\"\",\"\",VLOOKUP(C415,'CENNIK PŁASKI'!$D$2:$AH$21834,3,0))","v":""},{"$f":"IF(C415=\"\",\"\",VLOOKUP(C415,'CENNIK PŁASKI'!$D$2:$AH$21834,4,0))","v":""},null,{"$f":"IF(C415=\"\",\"\",VLOOKUP(C415,'CENNIK PŁASKI'!$D$2:$AH$21834,9,0))","v":""},"",null,"","",{"$f":"IF(C415=\"\",\"\",VLOOKUP(C415,'[3]CENNIK PŁASKI'!$C$2:$AH$27586,24,0))","v":""},"",{"$f":"IF(C415=\"\",\"\",VLOOKUP(C415,'[3]CENNIK PŁASKI'!$C$2:$AH$27586,25,0))","v":""},"",""]
[null,"",null,{"$f":"IF(C416=\"\",\"\",VLOOKUP(C416,'CENNIK PŁASKI'!$D$2:$AH$21834,3,0))","v":""},{"$f":"IF(C416=\"\",\"\",VLOOKUP(C416,'CENNIK PŁASKI'!$D$2:$AH$21834,4,0))","v":""},null,{"$f":"IF(C416=\"\",\"\",VLOOKUP(C416,'CENNIK PŁASKI'!$D$2:$AH$21834,9,0))","v":""},"",null,"","",{"$f":"IF(C416=\"\",\"\",VLOOKUP(C416,'[3]CENNIK PŁASKI'!$C$2:$AH$27586,24,0))","v":""},"",{"$f":"IF(C416=\"\",\"\",VLOOKUP(C416,'[3]CENNIK PŁASKI'!$C$2:$AH$27586,25,0))","v":""},"",""]
[null,"",null,{"$f":"IF(C417=\"\",\"\",VLOOKUP(C417,'CENNIK PŁASKI'!$D$2:$AH$21834,3,0))","v":""},{"$f":"IF(C417=\"\",\"\",VLOOKUP(C417,'CENNIK PŁASKI'!$D$2:$AH$21834,4,0))","v":""},null,{"$f":"IF(C417=\"\",\"\",VLOOKUP(C417,'CENNIK PŁASKI'!$D$2:$AH$21834,9,0))","v":""},"",null,"","",{"$f":"IF(C417=\"\",\"\",VLOOKUP(C417,'[3]CENNIK PŁASKI'!$C$2:$AH$27586,24,0))","v":""},"",{"$f":"IF(C417=\"\",\"\",VLOOKUP(C417,'[3]CENNIK PŁASKI'!$C$2:$AH$27586,25,0))","v":""},"",""]
[null,"",null,{"$f":"IF(C418=\"\",\"\",VLOOKUP(C418,'CENNIK PŁASKI'!$D$2:$AH$21834,3,0))","v":""},{"$f":"IF(C418=\"\",\"\",VLOOKUP(C418,'CENNIK PŁASKI'!$D$2:$AH$21834,4,0))","v":""},null,{"$f":"IF(C418=\"\",\"\",VLOOKUP(C418,'CENNIK PŁASKI'!$D$2:$AH$21834,9,0))","v":""},"",null,"","",{"$f":"IF(C418=\"\",\"\",VLOOKUP(C418,'[3]CENNIK PŁASKI'!$C$2:$AH$27586,24,0))","v":""},"",{"$f":"IF(C418=\"\",\"\",VLOOKUP(C418,'[3]CENNIK PŁASKI'!$C$2:$AH$27586,25,0))","v":""},"",""]
[null,"",null,{"$f":"IF(C419=\"\",\"\",VLOOKUP(C419,'CENNIK PŁASKI'!$D$2:$AH$21834,3,0))","v":""},{"$f":"IF(C419=\"\",\"\",VLOOKUP(C419,'CENNIK PŁASKI'!$D$2:$AH$21834,4,0))","v":""},null,{"$f":"IF(C419=\"\",\"\",VLOOKUP(C419,'CENNIK PŁASKI'!$D$2:$AH$21834,9,0))","v":""},"",null,"","",{"$f":"IF(C419=\"\",\"\",VLOOKUP(C419,'[3]CENNIK PŁASKI'!$C$2:$AH$27586,24,0))","v":""},"",{"$f":"IF(C419=\"\",\"\",VLOOKUP(C419,'[3]CENNIK PŁASKI'!$C$2:$AH$27586,25,0))","v":""},"",""]
[null,"",null,{"$f":"IF(C420=\"\",\"\",VLOOKUP(C420,'CENNIK PŁASKI'!$D$2:$AH$21834,3,0))","v":""},{"$f":"IF(C420=\"\",\"\",VLOOKUP(C420,'CENNIK PŁASKI'!$D$2:$AH$21834,4,0))","v":""},null,{"$f":"IF(C420=\"\",\"\",VLOOKUP(C420,'CENNIK PŁASKI'!$D$2:$AH$21834,9,0))","v":""},"",null,"","",{"$f":"IF(C420=\"\",\"\",VLOOKUP(C420,'[3]CENNIK PŁASKI'!$C$2:$AH$27586,24,0))","v":""},"",{"$f":"IF(C420=\"\",\"\",VLOOKUP(C420,'[3]CENNIK PŁASKI'!$C$2:$AH$27586,25,0))","v":""},"",""]
[null,"",null,{"$f":"IF(C421=\"\",\"\",VLOOKUP(C421,'CENNIK PŁASKI'!$D$2:$AH$21834,3,0))","v":""},{"$f":"IF(C421=\"\",\"\",VLOOKUP(C421,'CENNIK PŁASKI'!$D$2:$AH$21834,4,0))","v":""},null,{"$f":"IF(C421=\"\",\"\",VLOOKUP(C421,'CENNIK PŁASKI'!$D$2:$AH$21834,9,0))","v":""},"",null,"","",{"$f":"IF(C421=\"\",\"\",VLOOKUP(C421,'[3]CENNIK PŁASKI'!$C$2:$AH$27586,24,0))","v":""},"",{"$f":"IF(C421=\"\",\"\",VLOOKUP(C421,'[3]CENNIK PŁASKI'!$C$2:$AH$27586,25,0))","v":""},"",""]
[null,"",null,{"$f":"IF(C422=\"\",\"\",VLOOKUP(C422,'CENNIK PŁASKI'!$D$2:$AH$21834,3,0))","v":""},{"$f":"IF(C422=\"\",\"\",VLOOKUP(C422,'CENNIK PŁASKI'!$D$2:$AH$21834,4,0))","v":""},null,{"$f":"IF(C422=\"\",\"\",VLOOKUP(C422,'CENNIK PŁASKI'!$D$2:$AH$21834,9,0))","v":""},"",null,"","",{"$f":"IF(C422=\"\",\"\",VLOOKUP(C422,'[3]CENNIK PŁASKI'!$C$2:$AH$27586,24,0))","v":""},"",{"$f":"IF(C422=\"\",\"\",VLOOKUP(C422,'[3]CENNIK PŁASKI'!$C$2:$AH$27586,25,0))","v":""},"",""]
[null,"",null,{"$f":"IF(C423=\"\",\"\",VLOOKUP(C423,'CENNIK PŁASKI'!$D$2:$AH$21834,3,0))","v":""},{"$f":"IF(C423=\"\",\"\",VLOOKUP(C423,'CENNIK PŁASKI'!$D$2:$AH$21834,4,0))","v":""},null,{"$f":"IF(C423=\"\",\"\",VLOOKUP(C423,'CENNIK PŁASKI'!$D$2:$AH$21834,9,0))","v":""},"",null,"","",{"$f":"IF(C423=\"\",\"\",VLOOKUP(C423,'[3]CENNIK PŁASKI'!$C$2:$AH$27586,24,0))","v":""},"",{"$f":"IF(C423=\"\",\"\",VLOOKUP(C423,'[3]CENNIK PŁASKI'!$C$2:$AH$27586,25,0))","v":""},"",""]
[null,"",null,{"$f":"IF(C424=\"\",\"\",VLOOKUP(C424,'CENNIK PŁASKI'!$D$2:$AH$21834,3,0))","v":""},{"$f":"IF(C424=\"\",\"\",VLOOKUP(C424,'CENNIK PŁASKI'!$D$2:$AH$21834,4,0))","v":""},null,{"$f":"IF(C424=\"\",\"\",VLOOKUP(C424,'CENNIK PŁASKI'!$D$2:$AH$21834,9,0))","v":""},"",null,"","",{"$f":"IF(C424=\"\",\"\",VLOOKUP(C424,'[3]CENNIK PŁASKI'!$C$2:$AH$27586,24,0))","v":""},"",{"$f":"IF(C424=\"\",\"\",VLOOKUP(C424,'[3]CENNIK PŁASKI'!$C$2:$AH$27586,25,0))","v":""},"",""]
[null,"",null,{"$f":"IF(C425=\"\",\"\",VLOOKUP(C425,'CENNIK PŁASKI'!$D$2:$AH$21834,3,0))","v":""},{"$f":"IF(C425=\"\",\"\",VLOOKUP(C425,'CENNIK PŁASKI'!$D$2:$AH$21834,4,0))","v":""},null,{"$f":"IF(C425=\"\",\"\",VLOOKUP(C425,'CENNIK PŁASKI'!$D$2:$AH$21834,9,0))","v":""},"",null,"","",{"$f":"IF(C425=\"\",\"\",VLOOKUP(C425,'[3]CENNIK PŁASKI'!$C$2:$AH$27586,24,0))","v":""},"",{"$f":"IF(C425=\"\",\"\",VLOOKUP(C425,'[3]CENNIK PŁASKI'!$C$2:$AH$27586,25,0))","v":""},"",""]
[null,"",null,{"$f":"IF(C426=\"\",\"\",VLOOKUP(C426,'CENNIK PŁASKI'!$D$2:$AH$21834,3,0))","v":""},{"$f":"IF(C426=\"\",\"\",VLOOKUP(C426,'CENNIK PŁASKI'!$D$2:$AH$21834,4,0))","v":""},null,{"$f":"IF(C426=\"\",\"\",VLOOKUP(C426,'CENNIK PŁASKI'!$D$2:$AH$21834,9,0))","v":""},"",null,"","",{"$f":"IF(C426=\"\",\"\",VLOOKUP(C426,'[3]CENNIK PŁASKI'!$C$2:$AH$27586,24,0))","v":""},"",{"$f":"IF(C426=\"\",\"\",VLOOKUP(C426,'[3]CENNIK PŁASKI'!$C$2:$AH$27586,25,0))","v":""},"",""]
[null,"",null,{"$f":"IF(C427=\"\",\"\",VLOOKUP(C427,'CENNIK PŁASKI'!$D$2:$AH$21834,3,0))","v":""},{"$f":"IF(C427=\"\",\"\",VLOOKUP(C427,'CENNIK PŁASKI'!$D$2:$AH$21834,4,0))","v":""},null,{"$f":"IF(C427=\"\",\"\",VLOOKUP(C427,'CENNIK PŁASKI'!$D$2:$AH$21834,9,0))","v":""},"",null,"","",{"$f":"IF(C427=\"\",\"\",VLOOKUP(C427,'[3]CENNIK PŁASKI'!$C$2:$AH$27586,24,0))","v":""},"",{"$f":"IF(C427=\"\",\"\",VLOOKUP(C427,'[3]CENNIK PŁASKI'!$C$2:$AH$27586,25,0))","v":""},"",""]
[null,"",null,{"$f":"IF(C428=\"\",\"\",VLOOKUP(C428,'CENNIK PŁASKI'!$D$2:$AH$21834,3,0))","v":""},{"$f":"IF(C428=\"\",\"\",VLOOKUP(C428,'CENNIK PŁASKI'!$D$2:$AH$21834,4,0))","v":""},null,{"$f":"IF(C428=\"\",\"\",VLOOKUP(C428,'CENNIK PŁASKI'!$D$2:$AH$21834,9,0))","v":""},"",null,"","",{"$f":"IF(C428=\"\",\"\",VLOOKUP(C428,'[3]CENNIK PŁASKI'!$C$2:$AH$27586,24,0))","v":""},"",{"$f":"IF(C428=\"\",\"\",VLOOKUP(C428,'[3]CENNIK PŁASKI'!$C$2:$AH$27586,25,0))","v":""},"",""]
[null,"",null,{"$f":"IF(C429=\"\",\"\",VLOOKUP(C429,'CENNIK PŁASKI'!$D$2:$AH$21834,3,0))","v":""},{"$f":"IF(C429=\"\",\"\",VLOOKUP(C429,'CENNIK PŁASKI'!$D$2:$AH$21834,4,0))","v":""},null,{"$f":"IF(C429=\"\",\"\",VLOOKUP(C429,'CENNIK PŁASKI'!$D$2:$AH$21834,9,0))","v":""},"",null,"","",{"$f":"IF(C429=\"\",\"\",VLOOKUP(C429,'[3]CENNIK PŁASKI'!$C$2:$AH$27586,24,0))","v":""},"",{"$f":"IF(C429=\"\",\"\",VLOOKUP(C429,'[3]CENNIK PŁASKI'!$C$2:$AH$27586,25,0))","v":""},"",""]
[null,"",null,{"$f":"IF(C430=\"\",\"\",VLOOKUP(C430,'CENNIK PŁASKI'!$D$2:$AH$21834,3,0))","v":""},{"$f":"IF(C430=\"\",\"\",VLOOKUP(C430,'CENNIK PŁASKI'!$D$2:$AH$21834,4,0))","v":""},null,{"$f":"IF(C430=\"\",\"\",VLOOKUP(C430,'CENNIK PŁASKI'!$D$2:$AH$21834,9,0))","v":""},"",null,"","",{"$f":"IF(C430=\"\",\"\",VLOOKUP(C430,'[3]CENNIK PŁASKI'!$C$2:$AH$27586,24,0))","v":""},"",{"$f":"IF(C430=\"\",\"\",VLOOKUP(C430,'[3]CENNIK PŁASKI'!$C$2:$AH$27586,25,0))","v":""},"",""]
[null,"",null,{"$f":"IF(C431=\"\",\"\",VLOOKUP(C431,'CENNIK PŁASKI'!$D$2:$AH$21834,3,0))","v":""},{"$f":"IF(C431=\"\",\"\",VLOOKUP(C431,'CENNIK PŁASKI'!$D$2:$AH$21834,4,0))","v":""},null,{"$f":"IF(C431=\"\",\"\",VLOOKUP(C431,'CENNIK PŁASKI'!$D$2:$AH$21834,9,0))","v":""},"",null,"","",{"$f":"IF(C431=\"\",\"\",VLOOKUP(C431,'[3]CENNIK PŁASKI'!$C$2:$AH$27586,24,0))","v":""},"",{"$f":"IF(C431=\"\",\"\",VLOOKUP(C431,'[3]CENNIK PŁASKI'!$C$2:$AH$27586,25,0))","v":""},"",""]
[null,"",null,{"$f":"IF(C432=\"\",\"\",VLOOKUP(C432,'CENNIK PŁASKI'!$D$2:$AH$21834,3,0))","v":""},{"$f":"IF(C432=\"\",\"\",VLOOKUP(C432,'CENNIK PŁASKI'!$D$2:$AH$21834,4,0))","v":""},null,{"$f":"IF(C432=\"\",\"\",VLOOKUP(C432,'CENNIK PŁASKI'!$D$2:$AH$21834,9,0))","v":""},"",null,"","",{"$f":"IF(C432=\"\",\"\",VLOOKUP(C432,'[3]CENNIK PŁASKI'!$C$2:$AH$27586,24,0))","v":""},"",{"$f":"IF(C432=\"\",\"\",VLOOKUP(C432,'[3]CENNIK PŁASKI'!$C$2:$AH$27586,25,0))","v":""},"",""]

{"sheet":"OPAKOWANIA","index":3,"n_rows":55,"n_cols":13,"rows_kept":55,"cut":false,"hidden":false,"merged":[[0,0,0,12],[36,0,36,12],[1,0,1,12],[2,0,2,12],[34,0,34,12],[35,0,35,12],[33,0,33,12]]}
["OPAKOWANIA STANDARDOWE I USŁUGI CIĘCIA"]
["Dostawca dostarczać będzie na zlecenie Odbiorcy wyroby we wskazanych w zamówieniach odcinkach. Odcinki standardowe stanowiące opakowania magazynowe podane są w poniższej tabeli:"]
["Specyfikacja opakowań magazynowych"]
["L.p.","Typ kabla i przewodu",100,200,300,305,400,500,600,700,800,900,1000]
["1.","NKGs, (N)HX(C)H, N2X(C)H, NHXMH","x","x","x"," ","x","x","x","x","x","x","x"]
["2.","HTKSH (ekw, PH)","x","x","x"," ","x","x","x","x","x","x","x"]
["3.","HDGS","x","x","x"," ","x","x","x","x","x","x","x"]
["4.","YAKY, YAKXS","x","x","x"," ","x","x","x","x","x","x","x"]
["5.","ASXSn","x","x","x"," ","x","x","x","x","x","x","x"]
["6.","YKY(FtZny)(ektmy), NYCY","x","x","x"," ","x","x","x","x","x","x","x"]
["7.","OMY, OWY","x"," "," "," ",null," ",null,null,null,null," "]
["8.","Kable w izolacji silikonowej","x","x","x"," ","x","x","x","x","x","x","x"]
["9.","YKSY(FtZny)(ektmy)","x","x","x"," ","x","x","x","x","x","x","x"]
["10.","Kable XzTKMXpw (n) czwórkowe","x","x","x"," ","x","x","x","x","x","x","x"]
["11.","Kable XzTKMXpw (n) parowe","x","x","x"," ","x","x","x","x","x","x","x"]
["12.","Kable YnTKSY","x","x","x"," ","x","x","x","x","x","x","x"]
["13.","Kable typu YTKSY (ekw, ekp)                      ","x","x","x"," ","x","x","x","x","x","x","x"]
["14.","Kable komputerowe UTP, FTP","x","x",null,"x","x","x","x","x","x","x","x"]
["15.","Kable komputerowe UTPw, FTPw","x","x",null,"x","x","x","x","x","x","x","x"]
["16.","Kable koncentryczne","x","x","x"," ","x","x","x","x","x","x","x"]
["17.","Przewody PGYp (OFC)","x","x","x"," ","x","x","x","x","x","x","x"]
["18.","YTDY 2x0,5"," ","x"," "," ",null," ",null,null,null,null," "]
["19.","YTDY 4x0,5, 6x0,5, 8x0,5","x","x","x"," ",null,"x"]
["20.","YTDY reszta ","x"]
["21.","BUS","x","x","x"," ","x","x","x","x","x","x","x"]
["22.","RE, RD","x","x","x"," ","x","x","x","x","x","x","x"]
["23.","Kable sterownicze typu LIYCY, LIYY","x","x","x"," ","x","x","x","x","x","x","x"]
["24.","przewody dźwigowe  H05VVH6-F","x","x","x"," ","x","x","x","x","x","x","x"]
["25.","YKSLY","x","x","x"," ","x","x","x","x","x","x","x"]
["26.","2YSLCY ","x","x","x"," ","x","x","x","x","x","x","x"]
["27.","BIT","x","x","x"," ","x","x","x","x","x","x","x"]
["28.","BQF","x","x","x"," ","x","x","x","x","x","x","x"]
["29.","Kable Al. , Cu S.N.","x","x","x",null,"x","x","x","x","x","x","x"]
["(waga krążka 25kg-70kg to już szpula, pow. 70kg to bęben) - jeżeli promień gięcia na to pozwala"]
["Opłata z tytułu docięcia kabla lub przewodu na żądaną długość (inną aniżeli standardowa konfekcja) wynosi 200zł, chyba że umowa handlowa stanowi inaczej. "]
["OBRÓT OPAKOWANIAMI"]
["Dostawca sprzedaje wraz z kablami opakowania wielokrotnego użytku w cenie określonej poniżej. Warunkiem odkupienia przez Dostawcę opakowania wielokrotnego użytku jest jego dobry stan techniczny. "]
["L.P.","Typ bębna ","Średnica tarczy gł. ","Cena fabryczna"]
["1.","6/CB",600,57]
["2.","7/CB",700,70]
["3.","8/CB",800,100]
["4.","9/CB",900,125]
["5.","10/CB",1000,183]
["6.","12/CB",1200,248]
["7.","14/CB",1400,300]
["8.","15/CB",1500,400]
["9.","16/CB",1600,500]
["10.","18/CB",1800,715]
["11.","20/CB",2000,1223]
["12.","21/CB",2100,1450]
["13.","22/CB",2200,1560]
["14.","24/CB",2400,2200]
["15.","26/CB",2600,2600]
["L.P.","Typ palety ","Wymiary","Cena fabryczna"]
["1.","EURO EPAL","1200x800",35]

{"sheet":"CENNIK PŁASKI","index":4,"n_rows":22026,"n_cols":33,"rows_kept":2250,"cut":true,"hidden":false,"merged":[],"bounds":{"rows_first":1000,"rows_last":250,"rows_between":1000,"halvings":1}}
["Lp","Identyfikator produktu wg dostawcy","Grupa","Identyfikator produktu wg producenta","Kod EAN","Opis krótki","Przekrój","Opis długi","Nazwa producenta","Jednostka zamówienia","Ilość cenowa","Cena netto","Waluta","Podatek VAT","Jednostka zawartości","Liczba jednostek zawartości w jednostce zamówienia","Minimalna ilość zamówienia","Interwał ilości zamówienia","Skrót  najmniejszej jednostki opakowania UNECE ","Liczba jednostek zamówienia w jednostce opakowania","Kod EAN najmniejszej jednostki opakowania","Grupa rabatowa dostawcy","Grupa bonusowa dostawcy","Klasa ETIM","PKWiU","Scieżka do zdjęcia produktu","Scieżka do karty katalogowej produktu","Scieżka do karty bezpieczeństwa produktu","Scieżka do karty bezpieczeństwa produktu","Scieżka do karty bezpieczeństwa produktu","Scieżka do karty bezpieczeństwa produktu","KGO","Status produktu"]
[1,null,"STEROWNICZE","BS0001",null,"BiT 1000","2x2x0,5","elastyczny przewód sterowniczy i zasilający o izolacji i powłoce PVC, odporny na UV","Bitner","KMT",1,2810,"PLN",0.23,null,null,null,null,null,null,null,"BITNER n95",null,null,null,null,"http://katalog.bitner.kei.pl/pliki/1_BiT%201000_06_1.pdf","http://katalog.bitner.kei.pl/pliki/DS_038_BiT_1000_BiT1000CY.pdf"]
[2,null,"STEROWNICZE","BS0002",null,"BiT 1000","3x2x0,5","elastyczny przewód sterowniczy i zasilający o izolacji i powłoce PVC, odporny na UV","Bitner","KMT",1,3490,"PLN",0.23,null,null,null,null,null,null,null,"BITNER n95",null,null,null,null,"http://katalog.bitner.kei.pl/pliki/1_BiT%201000_06_1.pdf","http://katalog.bitner.kei.pl/pliki/DS_038_BiT_1000_BiT1000CY.pdf"]
[3,null,"STEROWNICZE","BS0003",null,"BiT 1000","4x2x0,5","elastyczny przewód sterowniczy i zasilający o izolacji i powłoce PVC, odporny na UV","Bitner","KMT",1,4410,"PLN",0.23,null,null,null,null,null,null,null,"BITNER n95",null,null,null,null,"http://katalog.bitner.kei.pl/pliki/1_BiT%201000_06_1.pdf","http://katalog.bitner.kei.pl/pliki/DS_038_BiT_1000_BiT1000CY.pdf"]
[4,null,"STEROWNICZE","BS0004",null,"BiT 1000","5x2x0,5","elastyczny przewód sterowniczy i zasilający o izolacji i powłoce PVC, odporny na UV","Bitner","KMT",1,5480,"PLN",0.23,null,null,null,null,null,null,null,"BITNER n95",null,null,null,null,"http://katalog.bitner.kei.pl/pliki/1_BiT%201000_06_1.pdf","http://katalog.bitner.kei.pl/pliki/DS_038_BiT_1000_BiT1000CY.pdf"]
[5,null,"STEROWNICZE","BS0005",null,"BiT 1000","6x2x0,5","elastyczny przewód sterowniczy i zasilający o izolacji i powłoce PVC, odporny na UV","Bitner","KMT",1,6200,"PLN",0.23,null,null,null,null,null,null,null,"BITNER n95",null,null,null,null,"http://katalog.bitner.kei.pl/pliki/1_BiT%201000_06_1.pdf","http://katalog.bitner.kei.pl/pliki/DS_038_BiT_1000_BiT1000CY.pdf"]
[6,null,"STEROWNICZE","BS0006",null,"BiT 1000","7x2x0,5","elastyczny przewód sterowniczy i zasilający o izolacji i powłoce PVC, odporny na UV","Bitner","KMT",1,7190,"PLN",0.23,null,null,null,null,null,null,null,"BITNER n95",null,null,null,null,"http://katalog.bitner.kei.pl/pliki/1_BiT%201000_06_1.pdf","http://katalog.bitner.kei.pl/pliki/DS_038_BiT_1000_BiT1000CY.pdf"]
[7,null,"STEROWNICZE","BS0007",null,"BiT 1000","8x2x0,5","elastyczny przewód sterowniczy i zasilający o izolacji i powłoce PVC, odporny na UV","Bitner","KMT",1,8080,"PLN",0.23,null,null,null,null,null,null,null,"BITNER n95",null,null,null,null,"http://katalog.bitner.kei.pl/pliki/1_BiT%201000_06_1.pdf","http://katalog.bitner.kei.pl/pliki/DS_038_BiT_1000_BiT1000CY.pdf"]
[8,null,"STEROWNICZE","BS0008",null,"BiT 1000","10x2x0,5","elastyczny przewód sterowniczy i zasilający o izolacji i powłoce PVC, odporny na UV","Bitner","KMT",1,9850,"PLN",0.23,null,null,null,null,null,null,null,"BITNER n95",null,null,null,null,"http://katalog.bitner.kei.pl/pliki/1_BiT%201000_06_1.pdf","http://katalog.bitner.kei.pl/pliki/DS_038_BiT_1000_BiT1000CY.pdf"]
[9,null,"STEROWNICZE","BS0009",null,"BiT 1000","12x2x0,5","elastyczny przewód sterowniczy i zasilający o izolacji i powłoce PVC, odporny na UV","Bitner","KMT",1,11620,"PLN",0.23,null,null,null,null,null,null,null,"BITNER n95",null,null,null,null,"http://katalog.bitner.kei.pl/pliki/1_BiT%201000_06_1.pdf","http://katalog.bitner.kei.pl/pliki/DS_038_BiT_1000_BiT1000CY.pdf"]
[10,null,"STEROWNICZE","BS0010",null,"BiT 1000","14x2x0,5","elastyczny przewód sterowniczy i zasilający o izolacji i powłoce PVC, odporny na UV","Bitner","KMT",1,13390,"PLN",0.23,null,null,null,null,null,null,null,"BITNER n95",null,null,null,null,"http://katalog.bitner.kei.pl/pliki/1_BiT%201000_06_1.pdf","http://katalog.bitner.kei.pl/pliki/DS_038_BiT_1000_BiT1000CY.pdf"]
[11,null,"STEROWNICZE","BS0011",null,"BiT 1000","16x2x0,5","elastyczny przewód sterowniczy i zasilający o izolacji i powłoce PVC, odporny na UV","Bitner","KMT",1,15340,"PLN",0.23,null,null,null,null,null,null,null,"BITNER n95",null,null,null,null,"http://katalog.bitner.kei.pl/pliki/1_BiT%201000_06_1.pdf","http://katalog.bitner.kei.pl/pliki/DS_038_BiT_1000_BiT1000CY.pdf"]
[12,null,"STEROWNICZE","BS0012",null,"BiT 1000","18x2x0,5","elastyczny przewód sterowniczy i zasilający o izolacji i powłoce PVC, odporny na UV","Bitner","KMT",1,17060,"PLN",0.23,null,null,null,null,null,null,null,"BITNER n95",null,null,null,null,"http://katalog.bitner.kei.pl/pliki/1_BiT%201000_06_1.pdf","http://katalog.bitner.kei.pl/pliki/DS_038_BiT_1000_BiT1000CY.pdf"]
[13,null,"STEROWNICZE","BS0013",null,"BiT 1000","20x2x0,5","elastyczny przewód sterowniczy i zasilający o izolacji i powłoce PVC, odporny na UV","Bitner","KMT",1,18780,"PLN",0.23,null,null,null,null,null,null,null,"BITNER n95",null,null,null,null,"http://katalog.bitner.kei.pl/pliki/1_BiT%201000_06_1.pdf","http://katalog.bitner.kei.pl/pliki/DS_038_BiT_1000_BiT1000CY.pdf"]
[14,null,"STEROWNICZE","BS0014",null,"BiT 1000","24x2x0,5","elastyczny przewód sterowniczy i zasilający o izolacji i powłoce PVC, odporny na UV","Bitner","KMT",1,22160,"PLN",0.23,null,null,null,null,null,null,null,"BITNER n95",null,null,null,null,"http://katalog.bitner.kei.pl/pliki/1_BiT%201000_06_1.pdf","http://katalog.bitner.kei.pl/pliki/DS_038_BiT_1000_BiT1000CY.pdf"]
[15,null,"STEROWNICZE","BS0015",null,"BiT 1000","2x2x0,75","elastyczny przewód sterowniczy i zasilający o izolacji i powłoce PVC, odporny na UV","Bitner","KMT",1,3520,"PLN",0.23,null,null,null,null,null,null,null,"BITNER n95",null,null,null,null,"http://katalog.bitner.kei.pl/pliki/1_BiT%201000_06_1.pdf","http://katalog.bitner.kei.pl/pliki/DS_038_BiT_1000_BiT1000CY.pdf"]
[16,null,"STEROWNICZE","BS0016",null,"BiT 1000","3x2x0,75","elastyczny przewód sterowniczy i zasilający o izolacji i powłoce PVC, odporny na UV","Bitner","KMT",1,4610,"PLN",0.23,null,null,null,null,null,null,null,"BITNER n95",null,null,null,null,"http://katalog.bitner.kei.pl/pliki/1_BiT%201000_06_1.pdf","http://katalog.bitner.kei.pl/pliki/DS_038_BiT_1000_BiT1000CY.pdf"]
[17,null,"STEROWNICZE","BS0017",null,"BiT 1000","4x2x0,75","elastyczny przewód sterowniczy i zasilający o izolacji i powłoce PVC, odporny na UV","Bitner","KMT",1,5890,"PLN",0.23,null,null,null,null,null,null,null,"BITNER n95",null,null,null,null,"http://katalog.bitner.kei.pl/pliki/1_BiT%201000_06_1.pdf","http://katalog.bitner.kei.pl/pliki/DS_038_BiT_1000_BiT1000CY.pdf"]
[18,null,"STEROWNICZE","BS0018",null,"BiT 1000","5x2x0,75","elastyczny przewód sterowniczy i zasilający o izolacji i powłoce PVC, odporny na UV","Bitner","KMT",1,7350,"PLN",0.23,null,null,null,null,null,null,null,"BITNER n95",null,null,null,null,"http://katalog.bitner.kei.pl/pliki/1_BiT%201000_06_1.pdf","http://katalog.bitner.kei.pl/pliki/DS_038_BiT_1000_BiT1000CY.pdf"]
[19,null,"STEROWNICZE","BS0019",null,"BiT 1000","6x2x0,75","elastyczny przewód sterowniczy i zasilający o izolacji i powłoce PVC, odporny na UV","Bitner","KMT",1,8400,"PLN",0.23,null,null,null,null,null,null,null,"BITNER n95",null,null,null,null,"http://katalog.bitner.kei.pl/pliki/1_BiT%201000_06_1.pdf","http://katalog.bitner.kei.pl/pliki/DS_038_BiT_1000_BiT1000CY.pdf"]
[20,null,"STEROWNICZE","BS0020",null,"BiT 1000","7x2x0,75","elastyczny przewód sterowniczy i zasilający o izolacji i powłoce PVC, odporny na UV","Bitner","KMT",1,9750,"PLN",0.23,null,null,null,null,null,null,null,"BITNER n95",null,null,null,null,"http://katalog.bitner.kei.pl/pliki/1_BiT%201000_06_1.pdf","http://katalog.bitner.kei.pl/pliki/DS_038_BiT_1000_BiT1000CY.pdf"]
[21,null,"STEROWNICZE","BS0021",null,"BiT 1000","8x2x0,75","elastyczny przewód sterowniczy i zasilający o izolacji i powłoce PVC, odporny na UV","Bitner","KMT",1,11000,"PLN",0.23,null,null,null,null,null,null,null,"BITNER n95",null,null,null,null,"http://katalog.bitner.kei.pl/pliki/1_BiT%201000_06_1.pdf","http://katalog.bitner.kei.pl/pliki/DS_038_BiT_1000_BiT1000CY.pdf"]
[22,null,"STEROWNICZE","BS0022",null,"BiT 1000","10x2x0,75","elastyczny przewód sterowniczy i zasilający o izolacji i powłoce PVC, odporny na UV","Bitner","KMT",1,13480,"PLN",0.23,null,null,null,null,null,null,null,"BITNER n95",null,null,null,null,"http://katalog.bitner.kei.pl/pliki/1_BiT%201000_06_1.pdf","http://katalog.bitner.kei.pl/pliki/DS_038_BiT_1000_BiT1000CY.pdf"]
[23,null,"STEROWNICZE","BS0023",null,"BiT 1000","12x2x0,75","elastyczny przewód sterowniczy i zasilający o izolacji i powłoce PVC, odporny na UV","Bitner","KMT",1,15960,"PLN",0.23,null,null,null,null,null,null,null,"BITNER n95",null,null,null,null,"http://katalog.bitner.kei.pl/pliki/1_BiT%201000_06_1.pdf","http://katalog.bitner.kei.pl/pliki/DS_038_BiT_1000_BiT1000CY.pdf"]
[24,null,"STEROWNICZE","BS0024",null,"BiT 1000","14x2x0,75","elastyczny przewód sterowniczy i zasilający o izolacji i powłoce PVC, odporny na UV","Bitner","KMT",1,18440,"PLN",0.23,null,null,null,null,null,null,null,"BITNER n95",null,null,null,null,"http://katalog.bitner.kei.pl/pliki/1_BiT%201000_06_1.pdf","http://katalog.bitner.kei.pl/pliki/DS_038_BiT_1000_BiT1000CY.pdf"]
[25,null,"STEROWNICZE","BS0025",null,"BiT 1000","16x2x0,75","elastyczny przewód sterowniczy i zasilający o izolacji i powłoce PVC, odporny na UV","Bitner","KMT",1,21260,"PLN",0.23,null,null,null,null,null,null,null,"BITNER n95",null,null,null,null,"http://katalog.bitner.kei.pl/pliki/1_BiT%201000_06_1.pdf","http://katalog.bitner.kei.pl/pliki/DS_038_BiT_1000_BiT1000CY.pdf"]
[26,null,"STEROWNICZE","BS0026",null,"BiT 1000","18x2x0,75","elastyczny przewód sterowniczy i zasilający o izolacji i powłoce PVC, odporny na UV","Bitner","KMT",1,23540,"PLN",0.23,null,null,null,null,null,null,null,"BITNER n95",null,null,null,null,"http://katalog.bitner.kei.pl/pliki/1_BiT%201000_06_1.pdf","http://katalog.bitner.kei.pl/pliki/DS_038_BiT_1000_BiT1000CY.pdf"]
[27,null,"STEROWNICZE","BS0027",null,"BiT 1000","20x2x0,75","elastyczny przewód sterowniczy i zasilający o izolacji i powłoce PVC, odporny na UV","Bitner","KMT",1,26120,"PLN",0.23,null,null,null,null,null,null,null,"BITNER n95",null,null,null,null,"http://katalog.bitner.kei.pl/pliki/1_BiT%201000_06_1.pdf","http://katalog.bitner.kei.pl/pliki/DS_038_BiT_1000_BiT1000CY.pdf"]
[28,null,"STEROWNICZE","BS0028",null,"BiT 1000","24x2x0,75","elastyczny przewód sterowniczy i zasilający o izolacji i powłoce PVC, odporny na UV","Bitner","KMT",1,30910,"PLN",0.23,null,null,null,null,null,null,null,"BITNER n95",null,null,null,null,"http://katalog.bitner.kei.pl/pliki/1_BiT%201000_06_1.pdf","http://katalog.bitner.kei.pl/pliki/DS_038_BiT_1000_BiT1000CY.pdf"]
[29,null,"STEROWNICZE","BS0029",null,"BiT 1000","2x2x1","elastyczny przewód sterowniczy i zasilający o izolacji i powłoce PVC, odporny na UV","Bitner","KMT",1,4300,"PLN",0.23,null,null,null,null,null,null,null,"BITNER n95",null,null,null,null,"http://katalog.bitner.kei.pl/pliki/1_BiT%201000_06_1.pdf","http://katalog.bitner.kei.pl/pliki/DS_038_BiT_1000_BiT1000CY.pdf"]
[30,null,"STEROWNICZE","BS0030",null,"BiT 1000","3x2x1","elastyczny przewód sterowniczy i zasilający o izolacji i powłoce PVC, odporny na UV","Bitner","KMT",1,5700,"PLN",0.23,null,null,null,null,null,null,null,"BITNER n95",null,null,null,null,"http://katalog.bitner.kei.pl/pliki/1_BiT%201000_06_1.pdf","http://katalog.bitner.kei.pl/pliki/DS_038_BiT_1000_BiT1000CY.pdf"]
[31,null,"STEROWNICZE","BS0031",null,"BiT 1000","4x2x1","elastyczny przewód sterowniczy i zasilający o izolacji i powłoce PVC, odporny na UV","Bitner","KMT",1,7330,"PLN",0.23,null,null,null,null,null,null,null,"BITNER n95",null,null,null,null,"http://katalog.bitner.kei.pl/pliki/1_BiT%201000_06_1.pdf","http://katalog.bitner.kei.pl/pliki/DS_038_BiT_1000_BiT1000CY.pdf"]
[32,null,"STEROWNICZE","BS0032",null,"BiT 1000","5x2x1","elastyczny przewód sterowniczy i zasilający o izolacji i powłoce PVC, odporny na UV","Bitner","KMT",1,9180,"PLN",0.23,null,null,null,null,null,null,null,"BITNER n95",null,null,null,null,"http://katalog.bitner.kei.pl/pliki/1_BiT%201000_06_1.pdf","http://katalog.bitner.kei.pl/pliki/DS_038_BiT_1000_BiT1000CY.pdf"]
[33,null,"STEROWNICZE","BS0033",null,"BiT 1000","6x2x1","elastyczny przewód sterowniczy i zasilający o izolacji i powłoce PVC, odporny na UV","Bitner","KMT",1,10540,"PLN",0.23,null,null,null,null,null,null,null,"BITNER n95",null,null,null,null,"http://katalog.bitner.kei.pl/pliki/1_BiT%201000_06_1.pdf","http://katalog.bitner.kei.pl/pliki/DS_038_BiT_1000_BiT1000CY.pdf"]
[34,null,"STEROWNICZE","BS0034",null,"BiT 1000","7x2x1","elastyczny przewód sterowniczy i zasilający o izolacji i powłoce PVC, odporny na UV","Bitner","KMT",1,12250,"PLN",0.23,null,null,null,null,null,null,null,"BITNER n95",null,null,null,null,"http://katalog.bitner.kei.pl/pliki/1_BiT%201000_06_1.pdf","http://katalog.bitner.kei.pl/pliki/DS_038_BiT_1000_BiT1000CY.pdf"]
[35,null,"STEROWNICZE","BS0035",null,"BiT 1000","8x2x1","elastyczny przewód sterowniczy i zasilający o izolacji i powłoce PVC, odporny na UV","Bitner","KMT",1,13850,"PLN",0.23,null,null,null,null,null,null,null,"BITNER n95",null,null,null,null,"http://katalog.bitner.kei.pl/pliki/1_BiT%201000_06_1.pdf","http://katalog.bitner.kei.pl/pliki/DS_038_BiT_1000_BiT1000CY.pdf"]
[36,null,"STEROWNICZE","BS0036",null,"BiT 1000","10x2x1","elastyczny przewód sterowniczy i zasilający o izolacji i powłoce PVC, odporny na UV","Bitner","KMT",1,17030,"PLN",0.23,null,null,null,null,null,null,null,"BITNER n95",null,null,null,null,"http://katalog.bitner.kei.pl/pliki/1_BiT%201000_06_1.pdf","http://katalog.bitner.kei.pl/pliki/DS_038_BiT_1000_BiT1000CY.pdf"]
[37,null,"STEROWNICZE","BS0037",null,"BiT 1000","12x2x1","elastyczny przewód sterowniczy i zasilający o izolacji i powłoce PVC, odporny na UV","Bitner","KMT",1,20200,"PLN",0.23,null,null,null,null,null,null,null,"BITNER n95",null,null,null,null,"http://katalog.bitner.kei.pl/pliki/1_BiT%201000_06_1.pdf","http://katalog.bitner.kei.pl/pliki/DS_038_BiT_1000_BiT1000CY.pdf"]
[38,null,"STEROWNICZE","BS0038",null,"BiT 1000","14x2x1","elastyczny przewód sterowniczy i zasilający o izolacji i powłoce PVC, odporny na UV","Bitner","KMT",1,23510,"PLN",0.23,null,null,null,null,null,null,null,"BITNER n95",null,null,null,null,"http://katalog.bitner.kei.pl/pliki/1_BiT%201000_06_1.pdf","http://katalog.bitner.kei.pl/pliki/DS_038_BiT_1000_BiT1000CY.pdf"]
[39,null,"STEROWNICZE","BS0039",null,"BiT 1000","16x2x1","elastyczny przewód sterowniczy i zasilający o izolacji i powłoce PVC, odporny na UV","Bitner","KMT",1,26940,"PLN",0.23,null,null,null,null,null,null,null,"BITNER n95",null,null,null,null,"http://katalog.bitner.kei.pl/pliki/1_BiT%201000_06_1.pdf","http://katalog.bitner.kei.pl/pliki/DS_038_BiT_1000_BiT1000CY.pdf"]
[40,null,"STEROWNICZE","BS0040",null,"BiT 1000","18x2x1","elastyczny przewód sterowniczy i zasilający o izolacji i powłoce PVC, odporny na UV","Bitner","KMT",1,30030,"PLN",0.23,null,null,null,null,null,null,null,"BITNER n95",null,null,null,null,"http://katalog.bitner.kei.pl/pliki/1_BiT%201000_06_1.pdf","http://katalog.bitner.kei.pl/pliki/DS_038_BiT_1000_BiT1000CY.pdf"]
[41,null,"STEROWNICZE","BS0041",null,"BiT 1000","20x2x1","elastyczny przewód sterowniczy i zasilający o izolacji i powłoce PVC, odporny na UV","Bitner","KMT",1,33170,"PLN",0.23,null,null,null,null,null,null,null,"BITNER n95",null,null,null,null,"http://katalog.bitner.kei.pl/pliki/1_BiT%201000_06_1.pdf","http://katalog.bitner.kei.pl/pliki/DS_038_BiT_1000_BiT1000CY.pdf"]
[42,null,"STEROWNICZE","BS0042",null,"BiT 1000","24x2x1","elastyczny przewód sterowniczy i zasilający o izolacji i powłoce PVC, odporny na UV","Bitner","KMT",1,39350,"PLN",0.23,null,null,null,null,null,null,null,"BITNER n95",null,null,null,null,"http://katalog.bitner.kei.pl/pliki/1_BiT%201000_06_1.pdf","http://katalog.bitner.kei.pl/pliki/DS_038_BiT_1000_BiT1000CY.pdf"]
[43,null,"STEROWNICZE","BS0043",null,"BiT 1000","2x2x1,5","elastyczny przewód sterowniczy i zasilający o izolacji i powłoce PVC, odporny na UV","Bitner","KMT",1,5770,"PLN",0.23,null,null,null,null,null,null,null,"BITNER n95",null,null,null,null,"http://katalog.bitner.kei.pl/pliki/1_BiT%201000_06_1.pdf","http://katalog.bitner.kei.pl/pliki/DS_038_BiT_1000_BiT1000CY.pdf"]
[44,null,"STEROWNICZE","BS0044",null,"BiT 1000","3x2x1,5","elastyczny przewód sterowniczy i zasilający o izolacji i powłoce PVC, odporny na UV","Bitner","KMT",1,7780,"PLN",0.23,null,null,null,null,null,null,null,"BITNER n95",null,null,null,null,"http://katalog.bitner.kei.pl/pliki/1_BiT%201000_06_1.pdf","http://katalog.bitner.kei.pl/pliki/DS_038_BiT_1000_BiT1000CY.pdf"]
[45,null,"STEROWNICZE","BS0045",null,"BiT 1000","4x2x1,5","elastyczny przewód sterowniczy i zasilający o izolacji i powłoce PVC, odporny na UV","Bitner","KMT",1,10070,"PLN",0.23,null,null,null,null,null,null,null,"BITNER n95",null,null,null,null,"http://katalog.bitner.kei.pl/pliki/1_BiT%201000_06_1.pdf","http://katalog.bitner.kei.pl/pliki/DS_038_BiT_1000_BiT1000CY.pdf"]
[46,null,"STEROWNICZE","BS0046",null,"BiT 1000","5x2x1,5","elastyczny przewód sterowniczy i zasilający o izolacji i powłoce PVC, odporny na UV","Bitner","KMT",1,12640,"PLN",0.23,null,null,null,null,null,null,null,"BITNER n95",null,null,null,null,"http://katalog.bitner.kei.pl/pliki/1_BiT%201000_06_1.pdf","http://katalog.bitner.kei.pl/pliki/DS_038_BiT_1000_BiT1000CY.pdf"]
[47,null,"STEROWNICZE","BS0047",null,"BiT 1000","6x2x1,5","elastyczny przewód sterowniczy i zasilający o izolacji i powłoce PVC, odporny na UV","Bitner","KMT",1,14590,"PLN",0.23,null,null,null,null,null,null,null,"BITNER n95",null,null,null,null,"http://katalog.bitner.kei.pl/pliki/1_BiT%201000_06_1.pdf","http://katalog.bitner.kei.pl/pliki/DS_038_BiT_1000_BiT1000CY.pdf"]
[48,null,"STEROWNICZE","BS0048",null,"BiT 1000","7x2x1,5","elastyczny przewód sterowniczy i zasilający o izolacji i powłoce PVC, odporny na UV","Bitner","KMT",1,16970,"PLN",0.23,null,null,null,null,null,null,null,"BITNER n95",null,null,null,null,"http://katalog.bitner.kei.pl/pliki/1_BiT%201000_06_1.pdf","http://katalog.bitner.kei.pl/pliki/DS_038_BiT_1000_BiT1000CY.pdf"]
[49,null,"STEROWNICZE","BS0049",null,"BiT 1000","8x2x1,5","elastyczny przewód sterowniczy i zasilający o izolacji i powłoce PVC, odporny na UV","Bitner","KMT",1,19230,"PLN",0.23,null,null,null,null,null,null,null,"BITNER n95",null,null,null,null,"http://katalog.bitner.kei.pl/pliki/1_BiT%201000_06_1.pdf","http://katalog.bitner.kei.pl/pliki/DS_038_BiT_1000_BiT1000CY.pdf"]
[50,null,"STEROWNICZE","BS0050",null,"BiT 1000","10x2x1,5","elastyczny przewód sterowniczy i zasilający o izolacji i powłoce PVC, odporny na UV","Bitner","KMT",1,23850,"PLN",0.23,null,null,null,null,null,null,null,"BITNER n95",null,null,null,null,"http://katalog.bitner.kei.pl/pliki/1_BiT%201000_06_1.pdf","http://katalog.bitner.kei.pl/pliki/DS_038_BiT_1000_BiT1000CY.pdf"]
[51,null,"STEROWNICZE","BS0051",null,"BiT 1000","12x2x1,5","elastyczny przewód sterowniczy i zasilający o izolacji i powłoce PVC, odporny na UV","Bitner","KMT",1,28340,"PLN",0.23,null,null,null,null,null,null,null,"BITNER n95",null,null,null,null,"http://katalog.bitner.kei.pl/pliki/1_BiT%201000_06_1.pdf","http://katalog.bitner.kei.pl/pliki/DS_038_BiT_1000_BiT1000CY.pdf"]
[52,null,"STEROWNICZE","BS0052",null,"BiT 1000","14x2x1,5","elastyczny przewód sterowniczy i zasilający o izolacji i powłoce PVC, odporny na UV","Bitner","KMT",1,32990,"PLN",0.23,null,null,null,null,null,null,null,"BITNER n95",null,null,null,null,"http://katalog.bitner.kei.pl/pliki/1_BiT%201000_06_1.pdf","http://katalog.bitner.kei.pl/pliki/DS_038_BiT_1000_BiT1000CY.pdf"]
[53,null,"STEROWNICZE","BS0053",null,"BiT 1000","16x2x1,5","elastyczny przewód sterowniczy i zasilający o izolacji i powłoce PVC, odporny na UV","Bitner","KMT",1,37800,"PLN",0.23,null,null,null,null,null,null,null,"BITNER n95",null,null,null,null,"http://katalog.bitner.kei.pl/pliki/1_BiT%201000_06_1.pdf","http://katalog.bitner.kei.pl/pliki/DS_038_BiT_1000_BiT1000CY.pdf"]
[54,null,"STEROWNICZE","BS0054",null,"BiT 1000","18x2x1,5","elastyczny przewód sterowniczy i zasilający o izolacji i powłoce PVC, odporny na UV","Bitner","KMT",1,42170,"PLN",0.23,null,null,null,null,null,null,null,"BITNER n95",null,null,null,null,"http://katalog.bitner.kei.pl/pliki/1_BiT%201000_06_1.pdf","http://katalog.bitner.kei.pl/pliki/DS_038_BiT_1000_BiT1000CY.pdf"]
[55,null,"STEROWNICZE","BS0055",null,"BiT 1000","20x2x1,5","elastyczny przewód sterowniczy i zasilający o izolacji i powłoce PVC, odporny na UV","Bitner","KMT",1,46610,"PLN",0.23,null,null,null,null,null,null,null,"BITNER n95",null,null,null,null,"http://katalog.bitner.kei.pl/pliki/1_BiT%201000_06_1.pdf","http://katalog.bitner.kei.pl/pliki/DS_038_BiT_1000_BiT1000CY.pdf"]
[56,null,"STEROWNICZE","BS0056",null,"BiT 1000","24x2x1,5","elastyczny przewód sterowniczy i zasilający o izolacji i powłoce PVC, odporny na UV","Bitner","KMT",1,55570,"PLN",0.23,null,null,null,null,null,null,null,"BITNER n95",null,null,null,null,"http://katalog.bitner.kei.pl/pliki/1_BiT%201000_06_1.pdf","http://katalog.bitner.kei.pl/pliki/DS_038_BiT_1000_BiT1000CY.pdf"]
[57,null,"STEROWNICZE","BS0057",null,"BiT 1000","2x2x2,5","elastyczny przewód sterowniczy i zasilający o izolacji i powłoce PVC, odporny na UV","Bitner","KMT",1,8760,"PLN",0.23,null,null,null,null,null,null,null,"BITNER n95",null,null,null,null,"http://katalog.bitner.kei.pl/pliki/1_BiT%201000_06_1.pdf","http://katalog.bitner.kei.pl/pliki/DS_038_BiT_1000_BiT1000CY.pdf"]
[58,null,"STEROWNICZE","BS0058",null,"BiT 1000","3x2x2,5","elastyczny przewód sterowniczy i zasilający o izolacji i powłoce PVC, odporny na UV","Bitner","KMT",1,12030,"PLN",0.23,null,null,null,null,null,null,null,"BITNER n95",null,null,null,null,"http://katalog.bitner.kei.pl/pliki/1_BiT%201000_06_1.pdf","http://katalog.bitner.kei.pl/pliki/DS_038_BiT_1000_BiT1000CY.pdf"]
[59,null,"STEROWNICZE","BS0059",null,"BiT 1000","4x2x2,5","elastyczny przewód sterowniczy i zasilający o izolacji i powłoce PVC, odporny na UV","Bitner","KMT",1,15690,"PLN",0.23,null,null,null,null,null,null,null,"BITNER n95",null,null,null,null,"http://katalog.bitner.kei.pl/pliki/1_BiT%201000_06_1.pdf","http://katalog.bitner.kei.pl/pliki/DS_038_BiT_1000_BiT1000CY.pdf"]
[60,null,"STEROWNICZE","BS0060",null,"BiT 1000","5x2x2,5","elastyczny przewód sterowniczy i zasilający o izolacji i powłoce PVC, odporny na UV","Bitner","KMT",1,19730,"PLN",0.23,null,null,null,null,null,null,null,"BITNER n95",null,null,null,null,"http://katalog.bitner.kei.pl/pliki/1_BiT%201000_06_1.pdf","http://katalog.bitner.kei.pl/pliki/DS_038_BiT_1000_BiT1000CY.pdf"]
[61,null,"STEROWNICZE","BS0061",null,"BiT 1000","6x2x2,5","elastyczny przewód sterowniczy i zasilający o izolacji i powłoce PVC, odporny na UV","Bitner","KMT",1,22940,"PLN",0.23,null,null,null,null,null,null,null,"BITNER n95",null,null,null,null,"http://katalog.bitner.kei.pl/pliki/1_BiT%201000_06_1.pdf","http://katalog.bitner.kei.pl/pliki/DS_038_BiT_1000_BiT1000CY.pdf"]
[62,null,"STEROWNICZE","BS0062",null,"BiT 1000","7x2x2,5","elastyczny przewód sterowniczy i zasilający o izolacji i powłoce PVC, odporny na UV","Bitner","KMT",1,26840,"PLN",0.23,null,null,null,null,null,null,null,"BITNER n95",null,null,null,null,"http://katalog.bitner.kei.pl/pliki/1_BiT%201000_06_1.pdf","http://katalog.bitner.kei.pl/pliki/DS_038_BiT_1000_BiT1000CY.pdf"]
[63,null,"STEROWNICZE","BS0063",null,"BiT 1000","8x2x2,5","elastyczny przewód sterowniczy i zasilający o izolacji i powłoce PVC, odporny na UV","Bitner","KMT",1,30470,"PLN",0.23,null,null,null,null,null,null,null,"BITNER n95",null,null,null,null,"http://katalog.bitner.kei.pl/pliki/1_BiT%201000_06_1.pdf","http://katalog.bitner.kei.pl/pliki/DS_038_BiT_1000_BiT1000CY.pdf"]
[64,null,"STEROWNICZE","BS0064",null,"BiT 1000","10x2x2,5","elastyczny przewód sterowniczy i zasilający o izolacji i powłoce PVC, odporny na UV","Bitner","KMT",1,37850,"PLN",0.23,null,null,null,null,null,null,null,"BITNER n95",null,null,null,null,"http://katalog.bitner.kei.pl/pliki/1_BiT%201000_06_1.pdf","http://katalog.bitner.kei.pl/pliki/DS_038_BiT_1000_BiT1000CY.pdf"]
[65,null,"STEROWNICZE","BS0065",null,"BiT 1000","12x2x2,5","elastyczny przewód sterowniczy i zasilający o izolacji i powłoce PVC, odporny na UV","Bitner","KMT",1,45240,"PLN",0.23,null,null,null,null,null,null,null,"BITNER n95",null,null,null,null,"http://katalog.bitner.kei.pl/pliki/1_BiT%201000_06_1.pdf","http://katalog.bitner.kei.pl/pliki/DS_038_BiT_1000_BiT1000CY.pdf"]
[66,null,"STEROWNICZE","BS0066",null,"BiT 1000","14x2x2,5","elastyczny przewód sterowniczy i zasilający o izolacji i powłoce PVC, odporny na UV","Bitner","KMT",1,52490,"PLN",0.23,null,null,null,null,null,null,null,"BITNER n95",null,null,null,null,"http://katalog.bitner.kei.pl/pliki/1_BiT%201000_06_1.pdf","http://katalog.bitner.kei.pl/pliki/DS_038_BiT_1000_BiT1000CY.pdf"]
[67,null,"STEROWNICZE","BS0067",null,"BiT 1000","16x2x2,5","elastyczny przewód sterowniczy i zasilający o izolacji i powłoce PVC, odporny na UV","Bitner","KMT",1,60340,"PLN",0.23,null,null,null,null,null,null,null,"BITNER n95",null,null,null,null,"http://katalog.bitner.kei.pl/pliki/1_BiT%201000_06_1.pdf","http://katalog.bitner.kei.pl/pliki/DS_038_BiT_1000_BiT1000CY.pdf"]
[68,null,"STEROWNICZE","S62502",null,"BiT 1000","1x4","elastyczny przewód sterowniczy i zasilający o izolacji i powłoce PVC, odporny na UV","Bitner","KMT",1,3290,"PLN",0.23,null,null,null,null,null,null,null,"BITNER n95",null,null,null,null,"http://katalog.bitner.kei.pl/pliki/1_BiT%201000_06_1.pdf","http://katalog.bitner.kei.pl/pliki/DS_038_BiT_1000_BiT1000CY.pdf"]
[69,null,"STEROWNICZE","S62503",null,"BiT 1000","1x6","elastyczny przewód sterowniczy i zasilający o izolacji i powłoce PVC, odporny na UV","Bitner","KMT",1,4680,"PLN",0.23,null,null,null,null,null,null,null,"BITNER n95",null,null,null,null,"http://katalog.bitner.kei.pl/pliki/1_BiT%201000_06_1.pdf","http://katalog.bitner.kei.pl/pliki/DS_038_BiT_1000_BiT1000CY.pdf"]
[70,null,"STEROWNICZE","S62504",null,"BiT 1000","1x10","elastyczny przewód sterowniczy i zasilający o izolacji i powłoce PVC, odporny na UV","Bitner","KMT",1,7770,"PLN",0.23,null,null,null,null,null,null,null,"BITNER n95",null,null,null,null,"http://katalog.bitner.kei.pl/pliki/1_BiT%201000_06_1.pdf","http://katalog.bitner.kei.pl/pliki/DS_038_BiT_1000_BiT1000CY.pdf"]
[71,null,"STEROWNICZE","S62505",null,"BiT 1000","1x16","elastyczny przewód sterowniczy i zasilający o izolacji i powłoce PVC, odporny na UV","Bitner","KMT",1,11500,"PLN",0.23,null,null,null,null,null,null,null,"BITNER n95",null,null,null,null,"http://katalog.bitner.kei.pl/pliki/1_BiT%201000_06_1.pdf","http://katalog.bitner.kei.pl/pliki/DS_038_BiT_1000_BiT1000CY.pdf"]
[72,null,"STEROWNICZE","S62506",null,"BiT 1000","1x25","elastyczny przewód sterowniczy i zasilający o izolacji i powłoce PVC, odporny na UV","Bitner","KMT",1,17890,"PLN",0.23,null,null,null,null,null,null,null,"BITNER n95",null,null,null,null,"http://katalog.bitner.kei.pl/pliki/1_BiT%201000_06_1.pdf","http://katalog.bitner.kei.pl/pliki/DS_038_BiT_1000_BiT1000CY.pdf"]
[73,null,"STEROWNICZE","S62507",null,"BiT 1000","1x35","elastyczny przewód sterowniczy i zasilający o izolacji i powłoce PVC, odporny na UV","Bitner","KMT",1,24520,"PLN",0.23,null,null,null,null,null,null,null,"BITNER n95",null,null,null,null,"http://katalog.bitner.kei.pl/pliki/1_BiT%201000_06_1.pdf","http://katalog.bitner.kei.pl/pliki/DS_038_BiT_1000_BiT1000CY.pdf"]
[74,null,"STEROWNICZE","S62508",null,"BiT 1000","1x50","elastyczny przewód sterowniczy i zasilający o izolacji i powłoce PVC, odporny na UV","Bitner","KMT",1,34500,"PLN",0.23,null,null,null,null,null,null,null,"BITNER n95",null,null,null,null,"http://katalog.bitner.kei.pl/pliki/1_BiT%201000_06_1.pdf","http://katalog.bitner.kei.pl/pliki/DS_038_BiT_1000_BiT1000CY.pdf"]
[75,null,"STEROWNICZE","S62509",null,"BiT 1000","1x70","elastyczny przewód sterowniczy i zasilający o izolacji i powłoce PVC, odporny na UV","Bitner","KMT",1,49420,"PLN",0.23,null,null,null,null,null,null,null,"BITNER n95",null,null,null,null,"http://katalog.bitner.kei.pl/pliki/1_BiT%201000_06_1.pdf","http://katalog.bitner.kei.pl/pliki/DS_038_BiT_1000_BiT1000CY.pdf"]
[76,null,"STEROWNICZE","S62510",null,"BiT 1000","1x95","elastyczny przewód sterowniczy i zasilający o izolacji i powłoce PVC, odporny na UV","Bitner","KMT",1,64840,"PLN",0.23,null,null,null,null,null,null,null,"BITNER n95",null,null,null,null,"http://katalog.bitner.kei.pl/pliki/1_BiT%201000_06_1.pdf","http://katalog.bitner.kei.pl/pliki/DS_038_BiT_1000_BiT1000CY.pdf"]
[77,null,"STEROWNICZE","S62511",null,"BiT 1000","1x120","elastyczny przewód sterowniczy i zasilający o izolacji i powłoce PVC, odporny na UV","Bitner","KMT",1,82640,"PLN",0.23,null,null,null,null,null,null,null,"BITNER n95",null,null,null,null,"http://katalog.bitner.kei.pl/pliki/1_BiT%201000_06_1.pdf","http://katalog.bitner.kei.pl/pliki/DS_038_BiT_1000_BiT1000CY.pdf"]
[78,null,"STEROWNICZE","S62512",null,"BiT 1000","1x150","elastyczny przewód sterowniczy i zasilający o izolacji i powłoce PVC, odporny na UV","Bitner","KMT",1,100010,"PLN",0.23,null,null,null,null,null,null,null,"BITNER n95",null,null,null,null,"http://katalog.bitner.kei.pl/pliki/1_BiT%201000_06_1.pdf","http://katalog.bitner.kei.pl/pliki/DS_038_BiT_1000_BiT1000CY.pdf"]
[79,null,"STEROWNICZE","S62513",null,"BiT 1000","1x185","elastyczny przewód sterowniczy i zasilający o izolacji i powłoce PVC, odporny na UV","Bitner","KMT",1,121830,"PLN",0.23,null,null,null,null,null,null,null,"BITNER n95",null,null,null,null,"http://katalog.bitner.kei.pl/pliki/1_BiT%201000_06_1.pdf","http://katalog.bitner.kei.pl/pliki/DS_038_BiT_1000_BiT1000CY.pdf"]
[80,null,"STEROWNICZE","S62514",null,"BiT 1000","2x2,5","elastyczny przewód sterowniczy i zasilający o izolacji i powłoce PVC, odporny na UV","Bitner","KMT",1,4870,"PLN",0.23,null,null,null,null,null,null,null,"BITNER n95",null,null,null,null,"http://katalog.bitner.kei.pl/pliki/1_BiT%201000_06_1.pdf","http://katalog.bitner.kei.pl/pliki/DS_038_BiT_1000_BiT1000CY.pdf"]
[81,null,"STEROWNICZE","S62515",null,"BiT 1000","3G2,5","elastyczny przewód sterowniczy i zasilający o izolacji i powłoce PVC, odporny na UV","Bitner","KMT",1,6640,"PLN",0.23,null,null,null,null,null,null,null,"BITNER n95",null,null,null,null,"http://katalog.bitner.kei.pl/pliki/1_BiT%201000_06_1.pdf","http://katalog.bitner.kei.pl/pliki/DS_038_BiT_1000_BiT1000CY.pdf"]
[82,null,"STEROWNICZE","S62517",null,"BiT 1000","4G2,5","elastyczny przewód sterowniczy i zasilający o izolacji i powłoce PVC, odporny na UV","Bitner","KMT",1,8370,"PLN",0.23,null,null,null,null,null,null,null,"BITNER n95",null,null,null,null,"http://katalog.bitner.kei.pl/pliki/1_BiT%201000_06_1.pdf","http://katalog.bitner.kei.pl/pliki/DS_038_BiT_1000_BiT1000CY.pdf"]
[83,null,"STEROWNICZE","S62519",null,"BiT 1000","5G2,5","elastyczny przewód sterowniczy i zasilający o izolacji i powłoce PVC, odporny na UV","Bitner","KMT",1,10240,"PLN",0.23,null,null,null,null,null,null,null,"BITNER n95",null,null,null,null,"http://katalog.bitner.kei.pl/pliki/1_BiT%201000_06_1.pdf","http://katalog.bitner.kei.pl/pliki/DS_038_BiT_1000_BiT1000CY.pdf"]
[84,null,"STEROWNICZE","S62521",null,"BiT 1000","7G2,5","elastyczny przewód sterowniczy i zasilający o izolacji i powłoce PVC, odporny na UV","Bitner","KMT",1,13710,"PLN",0.23,null,null,null,null,null,null,null,"BITNER n95",null,null,null,null,"http://katalog.bitner.kei.pl/pliki/1_BiT%201000_06_1.pdf","http://katalog.bitner.kei.pl/pliki/DS_038_BiT_1000_BiT1000CY.pdf"]
[85,null,"STEROWNICZE","S62523",null,"BiT 1000","16G2,5","elastyczny przewód sterowniczy i zasilający o izolacji i powłoce PVC, odporny na UV","Bitner","KMT",1,30270,"PLN",0.23,null,null,null,null,null,null,null,"BITNER n95",null,null,null,null,"http://katalog.bitner.kei.pl/pliki/1_BiT%201000_06_1.pdf","http://katalog.bitner.kei.pl/pliki/DS_038_BiT_1000_BiT1000CY.pdf"]
[86,null,"STEROWNICZE","S62524",null,"BiT 1000","18G2,5","elastyczny przewód sterowniczy i zasilający o izolacji i powłoce PVC, odporny na UV","Bitner","KMT",1,33930,"PLN",0.23,null,null,null,null,null,null,null,"BITNER n95",null,null,null,null,"http://katalog.bitner.kei.pl/pliki/1_BiT%201000_06_1.pdf","http://katalog.bitner.kei.pl/pliki/DS_038_BiT_1000_BiT1000CY.pdf"]
[87,null,"STEROWNICZE","S62525",null,"BiT 1000","25G2,5","elastyczny przewód sterowniczy i zasilający o izolacji i powłoce PVC, odporny na UV","Bitner","KMT",1,47160,"PLN",0.23,null,null,null,null,null,null,null,"BITNER n95",null,null,null,null,"http://katalog.bitner.kei.pl/pliki/1_BiT%201000_06_1.pdf","http://katalog.bitner.kei.pl/pliki/DS_038_BiT_1000_BiT1000CY.pdf"]
[88,null,"STEROWNICZE","S62526",null,"BiT 1000","2x4","elastyczny przewód sterowniczy i zasilający o izolacji i powłoce PVC, odporny na UV","Bitner","KMT",1,7720,"PLN",0.23,null,null,null,null,null,null,null,"BITNER n95",null,null,null,null,"http://katalog.bitner.kei.pl/pliki/1_BiT%201000_06_1.pdf","http://katalog.bitner.kei.pl/pliki/DS_038_BiT_1000_BiT1000CY.pdf"]
[89,null,"STEROWNICZE","S62527",null,"BiT 1000","3G4","elastyczny przewód sterowniczy i zasilający o izolacji i powłoce PVC, odporny na UV","Bitner","KMT",1,10390,"PLN",0.23,null,null,null,null,null,null,null,"BITNER n95",null,null,null,null,"http://katalog.bitner.kei.pl/pliki/1_BiT%201000_06_1.pdf","http://katalog.bitner.kei.pl/pliki/DS_038_BiT_1000_BiT1000CY.pdf"]
[90,null,"STEROWNICZE","S62528",null,"BiT 1000","4G4","elastyczny przewód sterowniczy i zasilający o izolacji i powłoce PVC, odporny na UV","Bitner","KMT",1,13450,"PLN",0.23,null,null,null,null,null,null,null,"BITNER n95",null,null,null,null,"http://katalog.bitner.kei.pl/pliki/1_BiT%201000_06_1.pdf","http://katalog.bitner.kei.pl/pliki/DS_038_BiT_1000_BiT1000CY.pdf"]
[91,null,"STEROWNICZE","S62529",null,"BiT 1000","5G4","elastyczny przewód sterowniczy i zasilający o izolacji i powłoce PVC, odporny na UV","Bitner","KMT",1,16470,"PLN",0.23,null,null,null,null,null,null,null,"BITNER n95",null,null,null,null,"http://katalog.bitner.kei.pl/pliki/1_BiT%201000_06_1.pdf","http://katalog.bitner.kei.pl/pliki/DS_038_BiT_1000_BiT1000CY.pdf"]
[92,null,"STEROWNICZE","S62530",null,"BiT 1000","7G4","elastyczny przewód sterowniczy i zasilający o izolacji i powłoce PVC, odporny na UV","Bitner","KMT",1,22260,"PLN",0.23,null,null,null,null,null,null,null,"BITNER n95",null,null,null,null,"http://katalog.bitner.kei.pl/pliki/1_BiT%201000_06_1.pdf","http://katalog.bitner.kei.pl/pliki/DS_038_BiT_1000_BiT1000CY.pdf"]
[93,null,"STEROWNICZE","S62532",null,"BiT 1000","3G6","elastyczny przewód sterowniczy i zasilający o izolacji i powłoce PVC, odporny na UV","Bitner","KMT",1,14630,"PLN",0.23,null,null,null,null,null,null,null,"BITNER n95",null,null,null,null,"http://katalog.bitner.kei.pl/pliki/1_BiT%201000_06_1.pdf","http://katalog.bitner.kei.pl/pliki/DS_038_BiT_1000_BiT1000CY.pdf"]
[94,null,"STEROWNICZE","S62533",null,"BiT 1000","4G6","elastyczny przewód sterowniczy i zasilający o izolacji i powłoce PVC, odporny na UV","Bitner","KMT",1,19130,"PLN",0.23,null,null,null,null,null,null,null,"BITNER n95",null,null,null,null,"http://katalog.bitner.kei.pl/pliki/1_BiT%201000_06_1.pdf","http://katalog.bitner.kei.pl/pliki/DS_038_BiT_1000_BiT1000CY.pdf"]
[95,null,"STEROWNICZE","S62534",null,"BiT 1000","5G6","elastyczny przewód sterowniczy i zasilający o izolacji i powłoce PVC, odporny na UV","Bitner","KMT",1,23530,"PLN",0.23,null,null,null,null,null,null,null,"BITNER n95",null,null,null,null,"http://katalog.bitner.kei.pl/pliki/1_BiT%201000_06_1.pdf","http://katalog.bitner.kei.pl/pliki/DS_038_BiT_1000_BiT1000CY.pdf"]
[96,null,"STEROWNICZE","S62535",null,"BiT 1000","7G6","elastyczny przewód sterowniczy i zasilający o izolacji i powłoce PVC, odporny na UV","Bitner","KMT",1,31890,"PLN",0.23,null,null,null,null,null,null,null,"BITNER n95",null,null,null,null,"http://katalog.bitner.kei.pl/pliki/1_BiT%201000_06_1.pdf","http://katalog.bitner.kei.pl/pliki/DS_038_BiT_1000_BiT1000CY.pdf"]
[97,null,"STEROWNICZE","S62536",null,"BiT 1000","3G10","elastyczny przewód sterowniczy i zasilający o izolacji i powłoce PVC, odporny na UV","Bitner","KMT",1,24690,"PLN",0.23,null,null,null,null,null,null,null,"BITNER n95",null,null,null,null,"http://katalog.bitner.kei.pl/pliki/1_BiT%201000_06_1.pdf","http://katalog.bitner.kei.pl/pliki/DS_038_BiT_1000_BiT1000CY.pdf"]
[98,null,"STEROWNICZE","S62537",null,"BiT 1000","4G10","elastyczny przewód sterowniczy i zasilający o izolacji i powłoce PVC, odporny na UV","Bitner","KMT",1,32330,"PLN",0.23,null,null,null,null,null,null,null,"BITNER n95",null,null,null,null,"http://katalog.bitner.kei.pl/pliki/1_BiT%201000_06_1.pdf","http://katalog.bitner.kei.pl/pliki/DS_038_BiT_1000_BiT1000CY.pdf"]
[99,null,"STEROWNICZE","S62538",null,"BiT 1000","5G10","elastyczny przewód sterowniczy i zasilający o izolacji i powłoce PVC, odporny na UV","Bitner","KMT",1,39790,"PLN",0.23,null,null,null,null,null,null,null,"BITNER n95",null,null,null,null,"http://katalog.bitner.kei.pl/pliki/1_BiT%201000_06_1.pdf","http://katalog.bitner.kei.pl/pliki/DS_038_BiT_1000_BiT1000CY.pdf"]
[100,null,"STEROWNICZE","S62539",null,"BiT 1000","7G10","elastyczny przewód sterowniczy i zasilający o izolacji i powłoce PVC, odporny na UV","Bitner","KMT",1,54290,"PLN",0.23,null,null,null,null,null,null,null,"BITNER n95",null,null,null,null,"http://katalog.bitner.kei.pl/pliki/1_BiT%201000_06_1.pdf","http://katalog.bitner.kei.pl/pliki/DS_038_BiT_1000_BiT1000CY.pdf"]
[101,null,"STEROWNICZE","S62540",null,"BiT 1000","3G16","elastyczny przewód sterowniczy i zasilający o izolacji i powłoce PVC, odporny na UV","Bitner","KMT",1,36570,"PLN",0.23,null,null,null,null,null,null,null,"BITNER n95",null,null,null,null,"http://katalog.bitner.kei.pl/pliki/1_BiT%201000_06_1.pdf","http://katalog.bitner.kei.pl/pliki/DS_038_BiT_1000_BiT1000CY.pdf"]
[102,null,"STEROWNICZE","S62541",null,"BiT 1000","4G16","elastyczny przewód sterowniczy i zasilający o izolacji i powłoce PVC, odporny na UV","Bitner","KMT",1,48070,"PLN",0.23,null,null,null,null,null,null,null,"BITNER n95",null,null,null,null,"http://katalog.bitner.kei.pl/pliki/1_BiT%201000_06_1.pdf","http://katalog.bitner.kei.pl/pliki/DS_038_BiT_1000_BiT1000CY.pdf"]
[103,null,"STEROWNICZE","S62542",null,"BiT 1000","5G16","elastyczny przewód sterowniczy i zasilający o izolacji i powłoce PVC, odporny na UV","Bitner","KMT",1,59360,"PLN",0.23,null,null,null,null,null,null,null,"BITNER n95",null,null,null,null,"http://katalog.bitner.kei.pl/pliki/1_BiT%201000_06_1.pdf","http://katalog.bitner.kei.pl/pliki/DS_038_BiT_1000_BiT1000CY.pdf"]
[104,null,"STEROWNICZE","S62543",null,"BiT 1000","7G16","elastyczny przewód sterowniczy i zasilający o izolacji i powłoce PVC, odporny na UV","Bitner","KMT",1,81240,"PLN",0.23,null,null,null,null,null,null,null,"BITNER n95",null,null,null,null,"http://katalog.bitner.kei.pl/pliki/1_BiT%201000_06_1.pdf","http://katalog.bitner.kei.pl/pliki/DS_038_BiT_1000_BiT1000CY.pdf"]
[105,null,"STEROWNICZE","S62544",null,"BiT 1000","3G25","elastyczny przewód sterowniczy i zasilający o izolacji i powłoce PVC, odporny na UV","Bitner","KMT",1,54350,"PLN",0.23,null,null,null,null,null,null,null,"BITNER n95",null,null,null,null,"http://katalog.bitner.kei.pl/pliki/1_BiT%201000_06_1.pdf","http://katalog.bitner.kei.pl/pliki/DS_038_BiT_1000_BiT1000CY.pdf"]
[106,null,"STEROWNICZE","S62545",null,"BiT 1000","4G25","elastyczny przewód sterowniczy i zasilający o izolacji i powłoce PVC, odporny na UV","Bitner","KMT",1,74810,"PLN",0.23,null,null,null,null,null,null,null,"BITNER n95",null,null,null,null,"http://katalog.bitner.kei.pl/pliki/1_BiT%201000_06_1.pdf","http://katalog.bitner.kei.pl/pliki/DS_038_BiT_1000_BiT1000CY.pdf"]
[107,null,"STEROWNICZE","S62546",null,"BiT 1000","5G25","elastyczny przewód sterowniczy i zasilający o izolacji i powłoce PVC, odporny na UV","Bitner","KMT",1,92800,"PLN",0.23,null,null,null,null,null,null,null,"BITNER n95",null,null,null,null,"http://katalog.bitner.kei.pl/pliki/1_BiT%201000_06_1.pdf","http://katalog.bitner.kei.pl/pliki/DS_038_BiT_1000_BiT1000CY.pdf"]
[108,null,"STEROWNICZE","S62547",null,"BiT 1000","3G35","elastyczny przewód sterowniczy i zasilający o izolacji i powłoce PVC, odporny na UV","Bitner","KMT",1,77330,"PLN",0.23,null,null,null,null,null,null,null,"BITNER n95",null,null,null,null,"http://katalog.bitner.kei.pl/pliki/1_BiT%201000_06_1.pdf","http://katalog.bitner.kei.pl/pliki/DS_038_BiT_1000_BiT1000CY.pdf"]
[109,null,"STEROWNICZE","S62548",null,"BiT 1000","4G35","elastyczny przewód sterowniczy i zasilający o izolacji i powłoce PVC, odporny na UV","Bitner","KMT",1,102660,"PLN",0.23,null,null,null,null,null,null,null,"BITNER n95",null,null,null,null,"http://katalog.bitner.kei.pl/pliki/1_BiT%201000_06_1.pdf","http://katalog.bitner.kei.pl/pliki/DS_038_BiT_1000_BiT1000CY.pdf"]
[110,null,"STEROWNICZE","S62549",null,"BiT 1000","5G35","elastyczny przewód sterowniczy i zasilający o izolacji i powłoce PVC, odporny na UV","Bitner","KMT",1,127510,"PLN",0.23,null,null,null,null,null,null,null,"BITNER n95",null,null,null,null,"http://katalog.bitner.kei.pl/pliki/1_BiT%201000_06_1.pdf","http://katalog.bitner.kei.pl/pliki/DS_038_BiT_1000_BiT1000CY.pdf"]
[111,null,"STEROWNICZE","S62550",null,"BiT 1000","3G50","elastyczny przewód sterowniczy i zasilający o izolacji i powłoce PVC, odporny na UV","Bitner","KMT",1,108240,"PLN",0.23,null,null,null,null,null,null,null,"BITNER n95",null,null,null,null,"http://katalog.bitner.kei.pl/pliki/1_BiT%201000_06_1.pdf","http://katalog.bitner.kei.pl/pliki/DS_038_BiT_1000_BiT1000CY.pdf"]
[112,null,"STEROWNICZE","S62551",null,"BiT 1000","4G50","elastyczny przewód sterowniczy i zasilający o izolacji i powłoce PVC, odporny na UV","Bitner","KMT",1,144070,"PLN",0.23,null,null,null,null,null,null,null,"BITNER n95",null,null,null,null,"http://katalog.bitner.kei.pl/pliki/1_BiT%201000_06_1.pdf","http://katalog.bitner.kei.pl/pliki/DS_038_BiT_1000_BiT1000CY.pdf"]
[113,null,"STEROWNICZE","S62552",null,"BiT 1000","5G50","elastyczny przewód sterowniczy i zasilający o izolacji i powłoce PVC, odporny na UV","Bitner","KMT",1,178720,"PLN",0.23,null,null,null,null,null,null,null,"BITNER n95",null,null,null,null,"http://katalog.bitner.kei.pl/pliki/1_BiT%201000_06_1.pdf","http://katalog.bitner.kei.pl/pliki/DS_038_BiT_1000_BiT1000CY.pdf"]
[114,null,"STEROWNICZE","S62553",null,"BiT 1000","3G70","elastyczny przewód sterowniczy i zasilający o izolacji i powłoce PVC, odporny na UV","Bitner","KMT",1,155380,"PLN",0.23,null,null,null,null,null,null,null,"BITNER n95",null,null,null,null,"http://katalog.bitner.kei.pl/pliki/1_BiT%201000_06_1.pdf","http://katalog.bitner.kei.pl/pliki/DS_038_BiT_1000_BiT1000CY.pdf"]
[115,null,"STEROWNICZE","S62554",null,"BiT 1000","4G70","elastyczny przewód sterowniczy i zasilający o izolacji i powłoce PVC, odporny na UV","Bitner","KMT",1,206660,"PLN",0.23,null,null,null,null,null,null,null,"BITNER n95",null,null,null,null,"http://katalog.bitner.kei.pl/pliki/1_BiT%201000_06_1.pdf","http://katalog.bitner.kei.pl/pliki/DS_038_BiT_1000_BiT1000CY.pdf"]
[116,null,"STEROWNICZE","S62555",null,"BiT 1000","5G70","elastyczny przewód sterowniczy i zasilający o izolacji i powłoce PVC, odporny na UV","Bitner","KMT",1,256790,"PLN",0.23,null,null,null,null,null,null,null,"BITNER n95",null,null,null,null,"http://katalog.bitner.kei.pl/pliki/1_BiT%201000_06_1.pdf","http://katalog.bitner.kei.pl/pliki/DS_038_BiT_1000_BiT1000CY.pdf"]
[117,null,"STEROWNICZE","S62556",null,"BiT 1000","3G95","elastyczny przewód sterowniczy i zasilający o izolacji i powłoce PVC, odporny na UV","Bitner","KMT",1,206090,"PLN",0.23,null,null,null,null,null,null,null,"BITNER n95",null,null,null,null,"http://katalog.bitner.kei.pl/pliki/1_BiT%201000_06_1.pdf","http://katalog.bitner.kei.pl/pliki/DS_038_BiT_1000_BiT1000CY.pdf"]
[118,null,"STEROWNICZE","S62557",null,"BiT 1000","4G95","elastyczny przewód sterowniczy i zasilający o izolacji i powłoce PVC, odporny na UV","Bitner","KMT",1,272650,"PLN",0.23,null,null,null,null,null,null,null,"BITNER n95",null,null,null,null,"http://katalog.bitner.kei.pl/pliki/1_BiT%201000_06_1.pdf","http://katalog.bitner.kei.pl/pliki/DS_038_BiT_1000_BiT1000CY.pdf"]
[119,null,"STEROWNICZE","S62559",null,"BiT 1000","3G120","elastyczny przewód sterowniczy i zasilający o izolacji i powłoce PVC, odporny na UV","Bitner","KMT",1,259600,"PLN",0.23,null,null,null,null,null,null,null,"BITNER n95",null,null,null,null,"http://katalog.bitner.kei.pl/pliki/1_BiT%201000_06_1.pdf","http://katalog.bitner.kei.pl/pliki/DS_038_BiT_1000_BiT1000CY.pdf"]
[120,null,"STEROWNICZE","S62560",null,"BiT 1000","4G120","elastyczny przewód sterowniczy i zasilający o izolacji i powłoce PVC, odporny na UV","Bitner","KMT",1,345510,"PLN",0.23,null,null,null,null,null,null,null,"BITNER n95",null,null,null,null,"http://katalog.bitner.kei.pl/pliki/1_BiT%201000_06_1.pdf","http://katalog.bitner.kei.pl/pliki/DS_038_BiT_1000_BiT1000CY.pdf"]
[121,null,"STEROWNICZE","S62561",null,"BiT 1000","4G150","elastyczny przewód sterowniczy i zasilający o izolacji i powłoce PVC, odporny na UV","Bitner","KMT",1,419200,"PLN",0.23,null,null,null,null,null,null,null,"BITNER n95",null,null,null,null,"http://katalog.bitner.kei.pl/pliki/1_BiT%201000_06_1.pdf","http://katalog.bitner.kei.pl/pliki/DS_038_BiT_1000_BiT1000CY.pdf"]
[122,null,"STEROWNICZE","S62562",null,"BiT 1000","4G185","elastyczny przewód sterowniczy i zasilający o izolacji i powłoce PVC, odporny na UV","Bitner","KMT",1,510080,"PLN",0.23,null,null,null,null,null,null,null,"BITNER n95",null,null,null,null,"http://katalog.bitner.kei.pl/pliki/1_BiT%201000_06_1.pdf","http://katalog.bitner.kei.pl/pliki/DS_038_BiT_1000_BiT1000CY.pdf"]
[123,null,"STEROWNICZE","S62563",null,"BiT 1000","4G240","elastyczny przewód sterowniczy i zasilający o izolacji i powłoce PVC, odporny na UV","Bitner","KMT",1,674180,"PLN",0.23,null,null,null,null,null,null,null,"BITNER n95",null,null,null,null,"http://katalog.bitner.kei.pl/pliki/1_BiT%201000_06_1.pdf","http://katalog.bitner.kei.pl/pliki/DS_038_BiT_1000_BiT1000CY.pdf"]
[124,null,"STEROWNICZE","S62579",null,"BiT 1000","1x240","elastyczny przewód sterowniczy i zasilający o izolacji i powłoce PVC, odporny na UV","Bitner","KMT",1,161480,"PLN",0.23,null,null,null,null,null,null,null,"BITNER n95",null,null,null,null,"http://katalog.bitner.kei.pl/pliki/1_BiT%201000_06_1.pdf","http://katalog.bitner.kei.pl/pliki/DS_038_BiT_1000_BiT1000CY.pdf"]
[125,null,"STEROWNICZE","S62582",null,"BiT 1000","1x300","elastyczny przewód sterowniczy i zasilający o izolacji i powłoce PVC, odporny na UV","Bitner","KMT",1,209210,"PLN",0.23,null,null,null,null,null,null,null,"BITNER n95",null,null,null,null,"http://katalog.bitner.kei.pl/pliki/1_BiT%201000_06_1.pdf","http://katalog.bitner.kei.pl/pliki/DS_038_BiT_1000_BiT1000CY.pdf"]
[126,null,"STEROWNICZE","S62586",null,"BiT 1000","1x400","elastyczny przewód sterowniczy i zasilający o izolacji i powłoce PVC, odporny na UV","Bitner","KMT",1,291410,"PLN",0.23,null,null,null,null,null,null,null,"BITNER n95",null,null,null,null,"http://katalog.bitner.kei.pl/pliki/1_BiT%201000_06_1.pdf","http://katalog.bitner.kei.pl/pliki/DS_038_BiT_1000_BiT1000CY.pdf"]
[127,null,"STEROWNICZE","S62588",null,"BiT 1000","1x500","elastyczny przewód sterowniczy i zasilający o izolacji i powłoce PVC, odporny na UV","Bitner","KMT",1,352190,"PLN",0.23,null,null,null,null,null,null,null,"BITNER n95",null,null,null,null,"http://katalog.bitner.kei.pl/pliki/1_BiT%201000_06_1.pdf","http://katalog.bitner.kei.pl/pliki/DS_038_BiT_1000_BiT1000CY.pdf"]
[128,null,"STEROWNICZE","S63072",null,"BiT 1000","37G0,75","elastyczny przewód sterowniczy i zasilający o izolacji i powłoce PVC, odporny na UV","Bitner","KMT",1,23760,"PLN",0.23,null,null,null,null,null,null,null,"BITNER n95",null,null,null,null,"http://katalog.bitner.kei.pl/pliki/1_BiT%201000_06_1.pdf","http://katalog.bitner.kei.pl/pliki/DS_038_BiT_1000_BiT1000CY.pdf"]
[129,null,"STEROWNICZE","S63073",null,"BiT 1000","42G0,75","elastyczny przewód sterowniczy i zasilający o izolacji i powłoce PVC, odporny na UV","Bitner","KMT",1,27310,"PLN",0.23,null,null,null,null,null,null,null,"BITNER n95",null,null,null,null,"http://katalog.bitner.kei.pl/pliki/1_BiT%201000_06_1.pdf","http://katalog.bitner.kei.pl/pliki/DS_038_BiT_1000_BiT1000CY.pdf"]
[130,null,"STEROWNICZE","S63074",null,"BiT 1000","52G0,75","elastyczny przewód sterowniczy i zasilający o izolacji i powłoce PVC, odporny na UV","Bitner","KMT",1,33000,"PLN",0.23,null,null,null,null,null,null,null,"BITNER n95",null,null,null,null,"http://katalog.bitner.kei.pl/pliki/1_BiT%201000_06_1.pdf","http://katalog.bitner.kei.pl/pliki/DS_038_BiT_1000_BiT1000CY.pdf"]
[131,null,"STEROWNICZE","S63075",null,"BiT 1000","61G0,75","elastyczny przewód sterowniczy i zasilający o izolacji i powłoce PVC, odporny na UV","Bitner","KMT",1,38530,"PLN",0.23,null,null,null,null,null,null,null,"BITNER n95",null,null,null,null,"http://katalog.bitner.kei.pl/pliki/1_BiT%201000_06_1.pdf","http://katalog.bitner.kei.pl/pliki/DS_038_BiT_1000_BiT1000CY.pdf"]
[132,null,"STEROWNICZE","S63082",null,"BiT 1000","37G1,0","elastyczny przewód sterowniczy i zasilający o izolacji i powłoce PVC, odporny na UV","Bitner","KMT",1,30290,"PLN",0.23,null,null,null,null,null,null,null,"BITNER n95",null,null,null,null,"http://katalog.bitner.kei.pl/pliki/1_BiT%201000_06_1.pdf","http://katalog.bitner.kei.pl/pliki/DS_038_BiT_1000_BiT1000CY.pdf"]
[133,null,"STEROWNICZE","S63083",null,"BiT 1000","42G1,0","elastyczny przewód sterowniczy i zasilający o izolacji i powłoce PVC, odporny na UV","Bitner","KMT",1,34630,"PLN",0.23,null,null,null,null,null,null,null,"BITNER n95",null,null,null,null,"http://katalog.bitner.kei.pl/pliki/1_BiT%201000_06_1.pdf","http://katalog.bitner.kei.pl/pliki/DS_038_BiT_1000_BiT1000CY.pdf"]
[134,null,"STEROWNICZE","S63084",null,"BiT 1000","52G1,0","elastyczny przewód sterowniczy i zasilający o izolacji i powłoce PVC, odporny na UV","Bitner","KMT",1,42130,"PLN",0.23,null,null,null,null,null,null,null,"BITNER n95",null,null,null,null,"http://katalog.bitner.kei.pl/pliki/1_BiT%201000_06_1.pdf","http://katalog.bitner.kei.pl/pliki/DS_038_BiT_1000_BiT1000CY.pdf"]
[135,null,"STEROWNICZE","S63085",null,"BiT 1000","61G1,0","elastyczny przewód sterowniczy i zasilający o izolacji i powłoce PVC, odporny na UV","Bitner","KMT",1,49050,"PLN",0.23,null,null,null,null,null,null,null,"BITNER n95",null,null,null,null,"http://katalog.bitner.kei.pl/pliki/1_BiT%201000_06_1.pdf","http://katalog.bitner.kei.pl/pliki/DS_038_BiT_1000_BiT1000CY.pdf"]
[136,null,"STEROWNICZE","S63091",null,"BiT 1000","37G1,5","elastyczny przewód sterowniczy i zasilający o izolacji i powłoce PVC, odporny na UV","Bitner","KMT",1,42400,"PLN",0.23,null,null,null,null,null,null,null,"BITNER n95",null,null,null,null,"http://katalog.bitner.kei.pl/pliki/1_BiT%201000_06_1.pdf","http://katalog.bitner.kei.pl/pliki/DS_038_BiT_1000_BiT1000CY.pdf"]
[137,null,"STEROWNICZE","S63092",null,"BiT 1000","42G1,5","elastyczny przewód sterowniczy i zasilający o izolacji i powłoce PVC, odporny na UV","Bitner","KMT",1,48760,"PLN",0.23,null,null,null,null,null,null,null,"BITNER n95",null,null,null,null,"http://katalog.bitner.kei.pl/pliki/1_BiT%201000_06_1.pdf","http://katalog.bitner.kei.pl/pliki/DS_038_BiT_1000_BiT1000CY.pdf"]
[138,null,"STEROWNICZE","S63093",null,"BiT 1000","52G1,5","elastyczny przewód sterowniczy i zasilający o izolacji i powłoce PVC, odporny na UV","Bitner","KMT",1,59240,"PLN",0.23,null,null,null,null,null,null,null,"BITNER n95",null,null,null,null,"http://katalog.bitner.kei.pl/pliki/1_BiT%201000_06_1.pdf","http://katalog.bitner.kei.pl/pliki/DS_038_BiT_1000_BiT1000CY.pdf"]
[139,null,"STEROWNICZE","S63094",null,"BiT 1000","61G1,5","elastyczny przewód sterowniczy i zasilający o izolacji i powłoce PVC, odporny na UV","Bitner","KMT",1,69220,"PLN",0.23,null,null,null,null,null,null,null,"BITNER n95",null,null,null,null,"http://katalog.bitner.kei.pl/pliki/1_BiT%201000_06_1.pdf","http://katalog.bitner.kei.pl/pliki/DS_038_BiT_1000_BiT1000CY.pdf"]
[140,null,"STEROWNICZE","S63096",null,"BiT 1000","8G2,5","elastyczny przewód sterowniczy i zasilający o izolacji i powłoce PVC, odporny na UV","Bitner","KMT",1,15800,"PLN",0.23,null,null,null,null,null,null,null,"BITNER n95",null,null,null,null,"http://katalog.bitner.kei.pl/pliki/1_BiT%201000_06_1.pdf","http://katalog.bitner.kei.pl/pliki/DS_038_BiT_1000_BiT1000CY.pdf"]
[141,null,"STEROWNICZE","S63097",null,"BiT 1000","10G2,5","elastyczny przewód sterowniczy i zasilający o izolacji i powłoce PVC, odporny na UV","Bitner","KMT",1,20020,"PLN",0.23,null,null,null,null,null,null,null,"BITNER n95",null,null,null,null,"http://katalog.bitner.kei.pl/pliki/1_BiT%201000_06_1.pdf","http://katalog.bitner.kei.pl/pliki/DS_038_BiT_1000_BiT1000CY.pdf"]
[142,null,"STEROWNICZE","S63098",null,"BiT 1000","12G2,5","elastyczny przewód sterowniczy i zasilający o izolacji i powłoce PVC, odporny na UV","Bitner","KMT",1,22950,"PLN",0.23,null,null,null,null,null,null,null,"BITNER n95",null,null,null,null,"http://katalog.bitner.kei.pl/pliki/1_BiT%201000_06_1.pdf","http://katalog.bitner.kei.pl/pliki/DS_038_BiT_1000_BiT1000CY.pdf"]
[143,null,"STEROWNICZE","S63099",null,"BiT 1000","14G2,5","elastyczny przewód sterowniczy i zasilający o izolacji i powłoce PVC, odporny na UV","Bitner","KMT",1,26780,"PLN",0.23,null,null,null,null,null,null,null,"BITNER n95",null,null,null,null,"http://katalog.bitner.kei.pl/pliki/1_BiT%201000_06_1.pdf","http://katalog.bitner.kei.pl/pliki/DS_038_BiT_1000_BiT1000CY.pdf"]
[144,null,"STEROWNICZE","S63100",null,"BiT 1000","2x0,5","elastyczny przewód sterowniczy i zasilający o izolacji i powłoce PVC, odporny na UV","Bitner","KMT",1,1620,"PLN",0.23,null,null,null,null,null,null,null,"BITNER n95",null,null,null,null,"http://katalog.bitner.kei.pl/pliki/1_BiT%201000_06_1.pdf","http://katalog.bitner.kei.pl/pliki/DS_038_BiT_1000_BiT1000CY.pdf"]
[145,null,"STEROWNICZE","S63101",null,"BiT 1000","3G0,5","elastyczny przewód sterowniczy i zasilający o izolacji i powłoce PVC, odporny na UV","Bitner","KMT",1,2060,"PLN",0.23,null,null,null,null,null,null,null,"BITNER n95",null,null,null,null,"http://katalog.bitner.kei.pl/pliki/1_BiT%201000_06_1.pdf","http://katalog.bitner.kei.pl/pliki/DS_038_BiT_1000_BiT1000CY.pdf"]
[146,null,"STEROWNICZE","S63102",null,"BiT 1000","4G0,5","elastyczny przewód sterowniczy i zasilający o izolacji i powłoce PVC, odporny na UV","Bitner","KMT",1,2550,"PLN",0.23,null,null,null,null,null,null,null,"BITNER n95",null,null,null,null,"http://katalog.bitner.kei.pl/pliki/1_BiT%201000_06_1.pdf","http://katalog.bitner.kei.pl/pliki/DS_038_BiT_1000_BiT1000CY.pdf"]
[147,null,"STEROWNICZE","S63103",null,"BiT 1000","5G0,5","elastyczny przewód sterowniczy i zasilający o izolacji i powłoce PVC, odporny na UV","Bitner","KMT",1,3080,"PLN",0.23,null,null,null,null,null,null,null,"BITNER n95",null,null,null,null,"http://katalog.bitner.kei.pl/pliki/1_BiT%201000_06_1.pdf","http://katalog.bitner.kei.pl/pliki/DS_038_BiT_1000_BiT1000CY.pdf"]
[148,null,"STEROWNICZE","S63104",null,"BiT 1000","6G0,5","elastyczny przewód sterowniczy i zasilający o izolacji i powłoce PVC, odporny na UV","Bitner","KMT",1,3500,"PLN",0.23,null,null,null,null,null,null,null,"BITNER n95",null,null,null,null,"http://katalog.bitner.kei.pl/pliki/1_BiT%201000_06_1.pdf","http://katalog.bitner.kei.pl/pliki/DS_038_BiT_1000_BiT1000CY.pdf"]
[149,null,"STEROWNICZE","S63105",null,"BiT 1000","7G0,5","elastyczny przewód sterowniczy i zasilający o izolacji i powłoce PVC, odporny na UV","Bitner","KMT",1,3830,"PLN",0.23,null,null,null,null,null,null,null,"BITNER n95",null,null,null,null,"http://katalog.bitner.kei.pl/pliki/1_BiT%201000_06_1.pdf","http://katalog.bitner.kei.pl/pliki/DS_038_BiT_1000_BiT1000CY.pdf"]
[150,null,"STEROWNICZE","S63106",null,"BiT 1000","8G0,5","elastyczny przewód sterowniczy i zasilający o izolacji i powłoce PVC, odporny na UV","Bitner","KMT",1,4590,"PLN",0.23,null,null,null,null,null,null,null,"BITNER n95",null,null,null,null,"http://katalog.bitner.kei.pl/pliki/1_BiT%201000_06_1.pdf","http://katalog.bitner.kei.pl/pliki/DS_038_BiT_1000_BiT1000CY.pdf"]
[151,null,"STEROWNICZE","S63107",null,"BiT 1000","10G0,5","elastyczny przewód sterowniczy i zasilający o izolacji i powłoce PVC, odporny na UV","Bitner","KMT",1,5760,"PLN",0.23,null,null,null,null,null,null,null,"BITNER n95",null,null,null,null,"http://katalog.bitner.kei.pl/pliki/1_BiT%201000_06_1.pdf","http://katalog.bitner.kei.pl/pliki/DS_038_BiT_1000_BiT1000CY.pdf"]
[152,null,"STEROWNICZE","S63108",null,"BiT 1000","12G0,5","elastyczny przewód sterowniczy i zasilający o izolacji i powłoce PVC, odporny na UV","Bitner","KMT",1,6420,"PLN",0.23,null,null,null,null,null,null,null,"BITNER n95",null,null,null,null,"http://katalog.bitner.kei.pl/pliki/1_BiT%201000_06_1.pdf","http://katalog.bitner.kei.pl/pliki/DS_038_BiT_1000_BiT1000CY.pdf"]
[153,null,"STEROWNICZE","S63109",null,"BiT 1000","14G0,5","elastyczny przewód sterowniczy i zasilający o izolacji i powłoce PVC, odporny na UV","Bitner","KMT",1,7310,"PLN",0.23,null,null,null,null,null,null,null,"BITNER n95",null,null,null,null,"http://katalog.bitner.kei.pl/pliki/1_BiT%201000_06_1.pdf","http://katalog.bitner.kei.pl/pliki/DS_038_BiT_1000_BiT1000CY.pdf"]
[154,null,"STEROWNICZE","S63110",null,"BiT 1000","16G0,5","elastyczny przewód sterowniczy i zasilający o izolacji i powłoce PVC, odporny na UV","Bitner","KMT",1,8090,"PLN",0.23,null,null,null,null,null,null,null,"BITNER n95",null,null,null,null,"http://katalog.bitner.kei.pl/pliki/1_BiT%201000_06_1.pdf","http://katalog.bitner.kei.pl/pliki/DS_038_BiT_1000_BiT1000CY.pdf"]
[155,null,"STEROWNICZE","S63111",null,"BiT 1000","18G0,5","elastyczny przewód sterowniczy i zasilający o izolacji i powłoce PVC, odporny na UV","Bitner","KMT",1,9020,"PLN",0.23,null,null,null,null,null,null,null,"BITNER n95",null,null,null,null,"http://katalog.bitner.kei.pl/pliki/1_BiT%201000_06_1.pdf","http://katalog.bitner.kei.pl/pliki/DS_038_BiT_1000_BiT1000CY.pdf"]
[156,null,"STEROWNICZE","S63113",null,"BiT 1000","21G0,5","elastyczny przewód sterowniczy i zasilający o izolacji i powłoce PVC, odporny na UV","Bitner","KMT",1,10290,"PLN",0.23,null,null,null,null,null,null,null,"BITNER n95",null,null,null,null,"http://katalog.bitner.kei.pl/pliki/1_BiT%201000_06_1.pdf","http://katalog.bitner.kei.pl/pliki/DS_038_BiT_1000_BiT1000CY.pdf"]
[157,null,"STEROWNICZE","S63114",null,"BiT 1000","25G0,5","elastyczny przewód sterowniczy i zasilający o izolacji i powłoce PVC, odporny na UV","Bitner","KMT",1,12290,"PLN",0.23,null,null,null,null,null,null,null,"BITNER n95",null,null,null,null,"http://katalog.bitner.kei.pl/pliki/1_BiT%201000_06_1.pdf","http://katalog.bitner.kei.pl/pliki/DS_038_BiT_1000_BiT1000CY.pdf"]
[158,null,"STEROWNICZE","S63115",null,"BiT 1000","30G0,5","elastyczny przewód sterowniczy i zasilający o izolacji i powłoce PVC, odporny na UV","Bitner","KMT",1,14220,"PLN",0.23,null,null,null,null,null,null,null,"BITNER n95",null,null,null,null,"http://katalog.bitner.kei.pl/pliki/1_BiT%201000_06_1.pdf","http://katalog.bitner.kei.pl/pliki/DS_038_BiT_1000_BiT1000CY.pdf"]
[159,null,"STEROWNICZE","S63117",null,"BiT 1000","34G0,5","elastyczny przewód sterowniczy i zasilający o izolacji i powłoce PVC, odporny na UV","Bitner","KMT",1,16240,"PLN",0.23,null,null,null,null,null,null,null,"BITNER n95",null,null,null,null,"http://katalog.bitner.kei.pl/pliki/1_BiT%201000_06_1.pdf","http://katalog.bitner.kei.pl/pliki/DS_038_BiT_1000_BiT1000CY.pdf"]
[160,null,"STEROWNICZE","S63118",null,"BiT 1000","2x0,75","elastyczny przewód sterowniczy i zasilający o izolacji i powłoce PVC, odporny na UV","Bitner","KMT",1,2170,"PLN",0.23,null,null,null,null,null,null,null,"BITNER n95",null,null,null,null,"http://katalog.bitner.kei.pl/pliki/1_BiT%201000_06_1.pdf","http://katalog.bitner.kei.pl/pliki/DS_038_BiT_1000_BiT1000CY.pdf"]
[161,null,"STEROWNICZE","S63119",null,"BiT 1000","3G0,75","elastyczny przewód sterowniczy i zasilający o izolacji i powłoce PVC, odporny na UV","Bitner","KMT",1,2810,"PLN",0.23,null,null,null,null,null,null,null,"BITNER n95",null,null,null,null,"http://katalog.bitner.kei.pl/pliki/1_BiT%201000_06_1.pdf","http://katalog.bitner.kei.pl/pliki/DS_038_BiT_1000_BiT1000CY.pdf"]
[162,null,"STEROWNICZE","S63120",null,"BiT 1000","4G0,75","elastyczny przewód sterowniczy i zasilający o izolacji i powłoce PVC, odporny na UV","Bitner","KMT",1,3410,"PLN",0.23,null,null,null,null,null,null,null,"BITNER n95",null,null,null,null,"http://katalog.bitner.kei.pl/pliki/1_BiT%201000_06_1.pdf","http://katalog.bitner.kei.pl/pliki/DS_038_BiT_1000_BiT1000CY.pdf"]
[163,null,"STEROWNICZE","S63121",null,"BiT 1000","5G0,75","elastyczny przewód sterowniczy i zasilający o izolacji i powłoce PVC, odporny na UV","Bitner","KMT",1,4090,"PLN",0.23,null,null,null,null,null,null,null,"BITNER n95",null,null,null,null,"http://katalog.bitner.kei.pl/pliki/1_BiT%201000_06_1.pdf","http://katalog.bitner.kei.pl/pliki/DS_038_BiT_1000_BiT1000CY.pdf"]
[164,null,"STEROWNICZE","S63122",null,"BiT 1000","6G0,75","elastyczny przewód sterowniczy i zasilający o izolacji i powłoce PVC, odporny na UV","Bitner","KMT",1,4790,"PLN",0.23,null,null,null,null,null,null,null,"BITNER n95",null,null,null,null,"http://katalog.bitner.kei.pl/pliki/1_BiT%201000_06_1.pdf","http://katalog.bitner.kei.pl/pliki/DS_038_BiT_1000_BiT1000CY.pdf"]
[165,null,"STEROWNICZE","S63123",null,"BiT 1000","7G0,75","elastyczny przewód sterowniczy i zasilający o izolacji i powłoce PVC, odporny na UV","Bitner","KMT",1,5310,"PLN",0.23,null,null,null,null,null,null,null,"BITNER n95",null,null,null,null,"http://katalog.bitner.kei.pl/pliki/1_BiT%201000_06_1.pdf","http://katalog.bitner.kei.pl/pliki/DS_038_BiT_1000_BiT1000CY.pdf"]
[166,null,"STEROWNICZE","S63124",null,"BiT 1000","8G0,75","elastyczny przewód sterowniczy i zasilający o izolacji i powłoce PVC, odporny na UV","Bitner","KMT",1,6270,"PLN",0.23,null,null,null,null,null,null,null,"BITNER n95",null,null,null,null,"http://katalog.bitner.kei.pl/pliki/1_BiT%201000_06_1.pdf","http://katalog.bitner.kei.pl/pliki/DS_038_BiT_1000_BiT1000CY.pdf"]
[167,null,"STEROWNICZE","S63125",null,"BiT 1000","10G0,75","elastyczny przewód sterowniczy i zasilający o izolacji i powłoce PVC, odporny na UV","Bitner","KMT",1,7870,"PLN",0.23,null,null,null,null,null,null,null,"BITNER n95",null,null,null,null,"http://katalog.bitner.kei.pl/pliki/1_BiT%201000_06_1.pdf","http://katalog.bitner.kei.pl/pliki/DS_038_BiT_1000_BiT1000CY.pdf"]
[168,null,"STEROWNICZE","S63126",null,"BiT 1000","12G0,75","elastyczny przewód sterowniczy i zasilający o izolacji i powłoce PVC, odporny na UV","Bitner","KMT",1,8720,"PLN",0.23,null,null,null,null,null,null,null,"BITNER n95",null,null,null,null,"http://katalog.bitner.kei.pl/pliki/1_BiT%201000_06_1.pdf","http://katalog.bitner.kei.pl/pliki/DS_038_BiT_1000_BiT1000CY.pdf"]
[169,null,"STEROWNICZE","S63127",null,"BiT 1000","14G0,75","elastyczny przewód sterowniczy i zasilający o izolacji i powłoce PVC, odporny na UV","Bitner","KMT",1,9890,"PLN",0.23,null,null,null,null,null,null,null,"BITNER n95",null,null,null,null,"http://katalog.bitner.kei.pl/pliki/1_BiT%201000_06_1.pdf","http://katalog.bitner.kei.pl/pliki/DS_038_BiT_1000_BiT1000CY.pdf"]
[170,null,"STEROWNICZE","S63128",null,"BiT 1000","16G0,75","elastyczny przewód sterowniczy i zasilający o izolacji i powłoce PVC, odporny na UV","Bitner","KMT",1,11280,"PLN",0.23,null,null,null,null,null,null,null,"BITNER n95",null,null,null,null,"http://katalog.bitner.kei.pl/pliki/1_BiT%201000_06_1.pdf","http://katalog.bitner.kei.pl/pliki/DS_038_BiT_1000_BiT1000CY.pdf"]
[171,null,"STEROWNICZE","S63129",null,"BiT 1000","18G0,75","elastyczny przewód sterowniczy i zasilający o izolacji i powłoce PVC, odporny na UV","Bitner","KMT",1,12480,"PLN",0.23,null,null,null,null,null,null,null,"BITNER n95",null,null,null,null,"http://katalog.bitner.kei.pl/pliki/1_BiT%201000_06_1.pdf","http://katalog.bitner.kei.pl/pliki/DS_038_BiT_1000_BiT1000CY.pdf"]
[172,null,"STEROWNICZE","S63131",null,"BiT 1000","21G0,75","elastyczny przewód sterowniczy i zasilający o izolacji i powłoce PVC, odporny na UV","Bitner","KMT",1,14290,"PLN",0.23,null,null,null,null,null,null,null,"BITNER n95",null,null,null,null,"http://katalog.bitner.kei.pl/pliki/1_BiT%201000_06_1.pdf","http://katalog.bitner.kei.pl/pliki/DS_038_BiT_1000_BiT1000CY.pdf"]
[173,null,"STEROWNICZE","S63132",null,"BiT 1000","25G0,75","elastyczny przewód sterowniczy i zasilający o izolacji i powłoce PVC, odporny na UV","Bitner","KMT",1,17070,"PLN",0.23,null,null,null,null,null,null,null,"BITNER n95",null,null,null,null,"http://katalog.bitner.kei.pl/pliki/1_BiT%201000_06_1.pdf","http://katalog.bitner.kei.pl/pliki/DS_038_BiT_1000_BiT1000CY.pdf"]
[174,null,"STEROWNICZE","S63133",null,"BiT 1000","30G0,75","elastyczny przewód sterowniczy i zasilający o izolacji i powłoce PVC, odporny na UV","Bitner","KMT",1,19830,"PLN",0.23,null,null,null,null,null,null,null,"BITNER n95",null,null,null,null,"http://katalog.bitner.kei.pl/pliki/1_BiT%201000_06_1.pdf","http://katalog.bitner.kei.pl/pliki/DS_038_BiT_1000_BiT1000CY.pdf"]
[175,null,"STEROWNICZE","S63135",null,"BiT 1000","34G0,75","elastyczny przewód sterowniczy i zasilający o izolacji i powłoce PVC, odporny na UV","Bitner","KMT",1,22580,"PLN",0.23,null,null,null,null,null,null,null,"BITNER n95",null,null,null,null,"http://katalog.bitner.kei.pl/pliki/1_BiT%201000_06_1.pdf","http://katalog.bitner.kei.pl/pliki/DS_038_BiT_1000_BiT1000CY.pdf"]
[176,null,"STEROWNICZE","S63136",null,"BiT 1000","2x1,0","elastyczny przewód sterowniczy i zasilający o izolacji i powłoce PVC, odporny na UV","Bitner","KMT",1,2590,"PLN",0.23,null,null,null,null,null,null,null,"BITNER n95",null,null,null,null,"http://katalog.bitner.kei.pl/pliki/1_BiT%201000_06_1.pdf","http://katalog.bitner.kei.pl/pliki/DS_038_BiT_1000_BiT1000CY.pdf"]
[177,null,"STEROWNICZE","S63137",null,"BiT 1000","3G1,0","elastyczny przewód sterowniczy i zasilający o izolacji i powłoce PVC, odporny na UV","Bitner","KMT",1,3290,"PLN",0.23,null,null,null,null,null,null,null,"BITNER n95",null,null,null,null,"http://katalog.bitner.kei.pl/pliki/1_BiT%201000_06_1.pdf","http://katalog.bitner.kei.pl/pliki/DS_038_BiT_1000_BiT1000CY.pdf"]
[178,null,"STEROWNICZE","S63138",null,"BiT 1000","4G1,0","elastyczny przewód sterowniczy i zasilający o izolacji i powłoce PVC, odporny na UV","Bitner","KMT",1,4160,"PLN",0.23,null,null,null,null,null,null,null,"BITNER n95",null,null,null,null,"http://katalog.bitner.kei.pl/pliki/1_BiT%201000_06_1.pdf","http://katalog.bitner.kei.pl/pliki/DS_038_BiT_1000_BiT1000CY.pdf"]
[179,null,"STEROWNICZE","S63139",null,"BiT 1000","5G1,0","elastyczny przewód sterowniczy i zasilający o izolacji i powłoce PVC, odporny na UV","Bitner","KMT",1,5030,"PLN",0.23,null,null,null,null,null,null,null,"BITNER n95",null,null,null,null,"http://katalog.bitner.kei.pl/pliki/1_BiT%201000_06_1.pdf","http://katalog.bitner.kei.pl/pliki/DS_038_BiT_1000_BiT1000CY.pdf"]
[180,null,"STEROWNICZE","S63140",null,"BiT 1000","6G1,0","elastyczny przewód sterowniczy i zasilający o izolacji i powłoce PVC, odporny na UV","Bitner","KMT",1,5930,"PLN",0.23,null,null,null,null,null,null,null,"BITNER n95",null,null,null,null,"http://katalog.bitner.kei.pl/pliki/1_BiT%201000_06_1.pdf","http://katalog.bitner.kei.pl/pliki/DS_038_BiT_1000_BiT1000CY.pdf"]
[181,null,"STEROWNICZE","S63141",null,"BiT 1000","7G1,0","elastyczny przewód sterowniczy i zasilający o izolacji i powłoce PVC, odporny na UV","Bitner","KMT",1,6580,"PLN",0.23,null,null,null,null,null,null,null,"BITNER n95",null,null,null,null,"http://katalog.bitner.kei.pl/pliki/1_BiT%201000_06_1.pdf","http://katalog.bitner.kei.pl/pliki/DS_038_BiT_1000_BiT1000CY.pdf"]
[182,null,"STEROWNICZE","S63142",null,"BiT 1000","8G1,0","elastyczny przewód sterowniczy i zasilający o izolacji i powłoce PVC, odporny na UV","Bitner","KMT",1,7570,"PLN",0.23,null,null,null,null,null,null,null,"BITNER n95",null,null,null,null,"http://katalog.bitner.kei.pl/pliki/1_BiT%201000_06_1.pdf","http://katalog.bitner.kei.pl/pliki/DS_038_BiT_1000_BiT1000CY.pdf"]
[183,null,"STEROWNICZE","S63143",null,"BiT 1000","10G1,0","elastyczny przewód sterowniczy i zasilający o izolacji i powłoce PVC, odporny na UV","Bitner","KMT",1,9570,"PLN",0.23,null,null,null,null,null,null,null,"BITNER n95",null,null,null,null,"http://katalog.bitner.kei.pl/pliki/1_BiT%201000_06_1.pdf","http://katalog.bitner.kei.pl/pliki/DS_038_BiT_1000_BiT1000CY.pdf"]
[184,null,"STEROWNICZE","S63144",null,"BiT 1000","12G1,0","elastyczny przewód sterowniczy i zasilający o izolacji i powłoce PVC, odporny na UV","Bitner","KMT",1,10850,"PLN",0.23,null,null,null,null,null,null,null,"BITNER n95",null,null,null,null,"http://katalog.bitner.kei.pl/pliki/1_BiT%201000_06_1.pdf","http://katalog.bitner.kei.pl/pliki/DS_038_BiT_1000_BiT1000CY.pdf"]
[185,null,"STEROWNICZE","S63145",null,"BiT 1000","14G1,0","elastyczny przewód sterowniczy i zasilający o izolacji i powłoce PVC, odporny na UV","Bitner","KMT",1,12430,"PLN",0.23,null,null,null,null,null,null,null,"BITNER n95",null,null,null,null,"http://katalog.bitner.kei.pl/pliki/1_BiT%201000_06_1.pdf","http://katalog.bitner.kei.pl/pliki/DS_038_BiT_1000_BiT1000CY.pdf"]
[186,null,"STEROWNICZE","S63146",null,"BiT 1000","16G1,0","elastyczny przewód sterowniczy i zasilający o izolacji i powłoce PVC, odporny na UV","Bitner","KMT",1,14100,"PLN",0.23,null,null,null,null,null,null,null,"BITNER n95",null,null,null,null,"http://katalog.bitner.kei.pl/pliki/1_BiT%201000_06_1.pdf","http://katalog.bitner.kei.pl/pliki/DS_038_BiT_1000_BiT1000CY.pdf"]
[187,null,"STEROWNICZE","S63147",null,"BiT 1000","18G1,0","elastyczny przewód sterowniczy i zasilający o izolacji i powłoce PVC, odporny na UV","Bitner","KMT",1,15750,"PLN",0.23,null,null,null,null,null,null,null,"BITNER n95",null,null,null,null,"http://katalog.bitner.kei.pl/pliki/1_BiT%201000_06_1.pdf","http://katalog.bitner.kei.pl/pliki/DS_038_BiT_1000_BiT1000CY.pdf"]
[188,null,"STEROWNICZE","S63149",null,"BiT 1000","21G1,0","elastyczny przewód sterowniczy i zasilający o izolacji i powłoce PVC, odporny na UV","Bitner","KMT",1,18060,"PLN",0.23,null,null,null,null,null,null,null,"BITNER n95",null,null,null,null,"http://katalog.bitner.kei.pl/pliki/1_BiT%201000_06_1.pdf","http://katalog.bitner.kei.pl/pliki/DS_038_BiT_1000_BiT1000CY.pdf"]
[189,null,"STEROWNICZE","S63150",null,"BiT 1000","25G1,0","elastyczny przewód sterowniczy i zasilający o izolacji i powłoce PVC, odporny na UV","Bitner","KMT",1,21580,"PLN",0.23,null,null,null,null,null,null,null,"BITNER n95",null,null,null,null,"http://katalog.bitner.kei.pl/pliki/1_BiT%201000_06_1.pdf","http://katalog.bitner.kei.pl/pliki/DS_038_BiT_1000_BiT1000CY.pdf"]
[190,null,"STEROWNICZE","S63151",null,"BiT 1000","30G1,0","elastyczny przewód sterowniczy i zasilający o izolacji i powłoce PVC, odporny na UV","Bitner","KMT",1,25060,"PLN",0.23,null,null,null,null,null,null,null,"BITNER n95",null,null,null,null,"http://katalog.bitner.kei.pl/pliki/1_BiT%201000_06_1.pdf","http://katalog.bitner.kei.pl/pliki/DS_038_BiT_1000_BiT1000CY.pdf"]
[191,null,"STEROWNICZE","S63153",null,"BiT 1000","34G1,0","elastyczny przewód sterowniczy i zasilający o izolacji i powłoce PVC, odporny na UV","Bitner","KMT",1,28820,"PLN",0.23,null,null,null,null,null,null,null,"BITNER n95",null,null,null,null,"http://katalog.bitner.kei.pl/pliki/1_BiT%201000_06_1.pdf","http://katalog.bitner.kei.pl/pliki/DS_038_BiT_1000_BiT1000CY.pdf"]
[192,null,"STEROWNICZE","S63154",null,"BiT 1000","2x1,5","elastyczny przewód sterowniczy i zasilający o izolacji i powłoce PVC, odporny na UV","Bitner","KMT",1,3300,"PLN",0.23,null,null,null,null,null,null,null,"BITNER n95",null,null,null,null,"http://katalog.bitner.kei.pl/pliki/1_BiT%201000_06_1.pdf","http://katalog.bitner.kei.pl/pliki/DS_038_BiT_1000_BiT1000CY.pdf"]
[193,null,"STEROWNICZE","S63155",null,"BiT 1000","3G1,5","elastyczny przewód sterowniczy i zasilający o izolacji i powłoce PVC, odporny na UV","Bitner","KMT",1,4390,"PLN",0.23,null,null,null,null,null,null,null,"BITNER n95",null,null,null,null,"http://katalog.bitner.kei.pl/pliki/1_BiT%201000_06_1.pdf","http://katalog.bitner.kei.pl/pliki/DS_038_BiT_1000_BiT1000CY.pdf"]
[194,null,"STEROWNICZE","S63156",null,"BiT 1000","4G1,5","elastyczny przewód sterowniczy i zasilający o izolacji i powłoce PVC, odporny na UV","Bitner","KMT",1,5610,"PLN",0.23,null,null,null,null,null,null,null,"BITNER n95",null,null,null,null,"http://katalog.bitner.kei.pl/pliki/1_BiT%201000_06_1.pdf","http://katalog.bitner.kei.pl/pliki/DS_038_BiT_1000_BiT1000CY.pdf"]
[195,null,"STEROWNICZE","S63157",null,"BiT 1000","5G1,5","elastyczny przewód sterowniczy i zasilający o izolacji i powłoce PVC, odporny na UV","Bitner","KMT",1,6810,"PLN",0.23,null,null,null,null,null,null,null,"BITNER n95",null,null,null,null,"http://katalog.bitner.kei.pl/pliki/1_BiT%201000_06_1.pdf","http://katalog.bitner.kei.pl/pliki/DS_038_BiT_1000_BiT1000CY.pdf"]
[196,null,"STEROWNICZE","S63158",null,"BiT 1000","6G1,5","elastyczny przewód sterowniczy i zasilający o izolacji i powłoce PVC, odporny na UV","Bitner","KMT",1,7870,"PLN",0.23,null,null,null,null,null,null,null,"BITNER n95",null,null,null,null,"http://katalog.bitner.kei.pl/pliki/1_BiT%201000_06_1.pdf","http://katalog.bitner.kei.pl/pliki/DS_038_BiT_1000_BiT1000CY.pdf"]
[197,null,"STEROWNICZE","S63159",null,"BiT 1000","7G1,5","elastyczny przewód sterowniczy i zasilający o izolacji i powłoce PVC, odporny na UV","Bitner","KMT",1,8840,"PLN",0.23,null,null,null,null,null,null,null,"BITNER n95",null,null,null,null,"http://katalog.bitner.kei.pl/pliki/1_BiT%201000_06_1.pdf","http://katalog.bitner.kei.pl/pliki/DS_038_BiT_1000_BiT1000CY.pdf"]
[198,null,"STEROWNICZE","S63160",null,"BiT 1000","8G1,5","elastyczny przewód sterowniczy i zasilający o izolacji i powłoce PVC, odporny na UV","Bitner","KMT",1,10150,"PLN",0.23,null,null,null,null,null,null,null,"BITNER n95",null,null,null,null,"http://katalog.bitner.kei.pl/pliki/1_BiT%201000_06_1.pdf","http://katalog.bitner.kei.pl/pliki/DS_038_BiT_1000_BiT1000CY.pdf"]
[199,null,"STEROWNICZE","S63161",null,"BiT 1000","10G1,5","elastyczny przewód sterowniczy i zasilający o izolacji i powłoce PVC, odporny na UV","Bitner","KMT",1,13030,"PLN",0.23,null,null,null,null,null,null,null,"BITNER n95",null,null,null,null,"http://katalog.bitner.kei.pl/pliki/1_BiT%201000_06_1.pdf","http://katalog.bitner.kei.pl/pliki/DS_038_BiT_1000_BiT1000CY.pdf"]
[200,null,"STEROWNICZE","S63162",null,"BiT 1000","12G1,5","elastyczny przewód sterowniczy i zasilający o izolacji i powłoce PVC, odporny na UV","Bitner","KMT",1,14900,"PLN",0.23,null,null,null,null,null,null,null,"BITNER n95",null,null,null,null,"http://katalog.bitner.kei.pl/pliki/1_BiT%201000_06_1.pdf","http://katalog.bitner.kei.pl/pliki/DS_038_BiT_1000_BiT1000CY.pdf"]
[201,null,"STEROWNICZE","S63163",null,"BiT 1000","14G1,5","elastyczny przewód sterowniczy i zasilający o izolacji i powłoce PVC, odporny na UV","Bitner","KMT",1,17110,"PLN",0.23,null,null,null,null,null,null,null,"BITNER n95",null,null,null,null,"http://katalog.bitner.kei.pl/pliki/1_BiT%201000_06_1.pdf","http://katalog.bitner.kei.pl/pliki/DS_038_BiT_1000_BiT1000CY.pdf"]
[202,null,"STEROWNICZE","S63164",null,"BiT 1000","16G1,5","elastyczny przewód sterowniczy i zasilający o izolacji i powłoce PVC, odporny na UV","Bitner","KMT",1,19450,"PLN",0.23,null,null,null,null,null,null,null,"BITNER n95",null,null,null,null,"http://katalog.bitner.kei.pl/pliki/1_BiT%201000_06_1.pdf","http://katalog.bitner.kei.pl/pliki/DS_038_BiT_1000_BiT1000CY.pdf"]
[203,null,"STEROWNICZE","S63165",null,"BiT 1000","18G1,5","elastyczny przewód sterowniczy i zasilający o izolacji i powłoce PVC, odporny na UV","Bitner","KMT",1,21740,"PLN",0.23,null,null,null,null,null,null,null,"BITNER n95",null,null,null,null,"http://katalog.bitner.kei.pl/pliki/1_BiT%201000_06_1.pdf","http://katalog.bitner.kei.pl/pliki/DS_038_BiT_1000_BiT1000CY.pdf"]
[204,null,"STEROWNICZE","S63167",null,"BiT 1000","21G1,5","elastyczny przewód sterowniczy i zasilający o izolacji i powłoce PVC, odporny na UV","Bitner","KMT",1,25010,"PLN",0.23,null,null,null,null,null,null,null,"BITNER n95",null,null,null,null,"http://katalog.bitner.kei.pl/pliki/1_BiT%201000_06_1.pdf","http://katalog.bitner.kei.pl/pliki/DS_038_BiT_1000_BiT1000CY.pdf"]
[205,null,"STEROWNICZE","S63168",null,"BiT 1000","25G1,5","elastyczny przewód sterowniczy i zasilający o izolacji i powłoce PVC, odporny na UV","Bitner","KMT",1,30060,"PLN",0.23,null,null,null,null,null,null,null,"BITNER n95",null,null,null,null,"http://katalog.bitner.kei.pl/pliki/1_BiT%201000_06_1.pdf","http://katalog.bitner.kei.pl/pliki/DS_038_BiT_1000_BiT1000CY.pdf"]
[206,null,"STEROWNICZE","S63169",null,"BiT 1000","30G1,5","elastyczny przewód sterowniczy i zasilający o izolacji i powłoce PVC, odporny na UV","Bitner","KMT",1,35030,"PLN",0.23,null,null,null,null,null,null,null,"BITNER n95",null,null,null,null,"http://katalog.bitner.kei.pl/pliki/1_BiT%201000_06_1.pdf","http://katalog.bitner.kei.pl/pliki/DS_038_BiT_1000_BiT1000CY.pdf"]
[207,null,"STEROWNICZE","S63171",null,"BiT 1000","34G1,5","elastyczny przewód sterowniczy i zasilający o izolacji i powłoce PVC, odporny na UV","Bitner","KMT",1,40170,"PLN",0.23,null,null,null,null,null,null,null,"BITNER n95",null,null,null,null,"http://katalog.bitner.kei.pl/pliki/1_BiT%201000_06_1.pdf","http://katalog.bitner.kei.pl/pliki/DS_038_BiT_1000_BiT1000CY.pdf"]
[208,null,"STEROWNICZE","S63173",null,"BiT 1000","21G2,5","elastyczny przewód sterowniczy i zasilający o izolacji i powłoce PVC, odporny na UV","Bitner","KMT",1,39170,"PLN",0.23,null,null,null,null,null,null,null,"BITNER n95",null,null,null,null,"http://katalog.bitner.kei.pl/pliki/1_BiT%201000_06_1.pdf","http://katalog.bitner.kei.pl/pliki/DS_038_BiT_1000_BiT1000CY.pdf"]
[209,null,"STEROWNICZE","S63174",null,"BiT 1000","30G2,5","elastyczny przewód sterowniczy i zasilający o izolacji i powłoce PVC, odporny na UV","Bitner","KMT",1,55280,"PLN",0.23,null,null,null,null,null,null,null,"BITNER n95",null,null,null,null,"http://katalog.bitner.kei.pl/pliki/1_BiT%201000_06_1.pdf","http://katalog.bitner.kei.pl/pliki/DS_038_BiT_1000_BiT1000CY.pdf"]
[210,null,"STEROWNICZE","S63182",null,"BiT 1000","10G4","elastyczny przewód sterowniczy i zasilający o izolacji i powłoce PVC, odporny na UV","Bitner","KMT",1,32750,"PLN",0.23,null,null,null,null,null,null,null,"BITNER n95",null,null,null,null,"http://katalog.bitner.kei.pl/pliki/1_BiT%201000_06_1.pdf","http://katalog.bitner.kei.pl/pliki/DS_038_BiT_1000_BiT1000CY.pdf"]
[211,null,"STEROWNICZE","S63183",null,"BiT 1000","14G4","elastyczny przewód sterowniczy i zasilający o izolacji i powłoce PVC, odporny na UV","Bitner","KMT",1,44190,"PLN",0.23,null,null,null,null,null,null,null,"BITNER n95",null,null,null,null,"http://katalog.bitner.kei.pl/pliki/1_BiT%201000_06_1.pdf","http://katalog.bitner.kei.pl/pliki/DS_038_BiT_1000_BiT1000CY.pdf"]
[212,null,"STEROWNICZE","S63185",null,"BiT 1000","10G6","elastyczny przewód sterowniczy i zasilający o izolacji i powłoce PVC, odporny na UV","Bitner","KMT",1,46110,"PLN",0.23,null,null,null,null,null,null,null,"BITNER n95",null,null,null,null,"http://katalog.bitner.kei.pl/pliki/1_BiT%201000_06_1.pdf","http://katalog.bitner.kei.pl/pliki/DS_038_BiT_1000_BiT1000CY.pdf"]
[213,null,"STEROWNICZE","S63186",null,"BiT 1000","6G2,5","elastyczny przewód sterowniczy i zasilający o izolacji i powłoce PVC, odporny na UV","Bitner","KMT",1,11960,"PLN",0.23,null,null,null,null,null,null,null,"BITNER n95",null,null,null,null,"http://katalog.bitner.kei.pl/pliki/1_BiT%201000_06_1.pdf","http://katalog.bitner.kei.pl/pliki/DS_038_BiT_1000_BiT1000CY.pdf"]
[214,null,"STEROWNICZE","BS0400",null,"BiT 1000 (St)","2x0,5","ekranowany giętki kabel sterowniczy i zasilający, 06/1kV","Bitner","KMT",1,2050,"PLN",0.23,null,null,null,null,null,null,null,"BITNER n95",null,null,null,null,"http://katalog.bitner.kei.pl/pliki/4_BiT%201000%20(St)_06_1.pdf","http://katalog.bitner.kei.pl/pliki/D-S-091-2013%20%20BiT%201000%20_St_.pdf"]
[215,null,"STEROWNICZE","BS0401",null,"BiT 1000 (St)","3G0,5","ekranowany giętki kabel sterowniczy i zasilający, 06/1kV","Bitner","KMT",1,2470,"PLN",0.23,null,null,null,null,null,null,null,"BITNER n95",null,null,null,null,"http://katalog.bitner.kei.pl/pliki/4_BiT%201000%20(St)_06_1.pdf","http://katalog.bitner.kei.pl/pliki/D-S-091-2013%20%20BiT%201000%20_St_.pdf"]
[216,null,"STEROWNICZE","BS0403",null,"BiT 1000 (St)","4G0,5","ekranowany giętki kabel sterowniczy i zasilający, 06/1kV","Bitner","KMT",1,2970,"PLN",0.23,null,null,null,null,null,null,null,"BITNER n95",null,null,null,null,"http://katalog.bitner.kei.pl/pliki/4_BiT%201000%20(St)_06_1.pdf","http://katalog.bitner.kei.pl/pliki/D-S-091-2013%20%20BiT%201000%20_St_.pdf"]
[217,null,"STEROWNICZE","BS0405",null,"BiT 1000 (St)","5G0,5","ekranowany giętki kabel sterowniczy i zasilający, 06/1kV","Bitner","KMT",1,3470,"PLN",0.23,null,null,null,null,null,null,null,"BITNER n95",null,null,null,null,"http://katalog.bitner.kei.pl/pliki/4_BiT%201000%20(St)_06_1.pdf","http://katalog.bitner.kei.pl/pliki/D-S-091-2013%20%20BiT%201000%20_St_.pdf"]
[218,null,"STEROWNICZE","BS0407",null,"BiT 1000 (St)","6G0,5","ekranowany giętki kabel sterowniczy i zasilający, 06/1kV","Bitner","KMT",1,4020,"PLN",0.23,null,null,null,null,null,null,null,"BITNER n95",null,null,null,null,"http://katalog.bitner.kei.pl/pliki/4_BiT%201000%20(St)_06_1.pdf","http://katalog.bitner.kei.pl/pliki/D-S-091-2013%20%20BiT%201000%20_St_.pdf"]
[219,null,"STEROWNICZE","BS0408",null,"BiT 1000 (St)","7G0,5","ekranowany giętki kabel sterowniczy i zasilający, 06/1kV","Bitner","KMT",1,4360,"PLN",0.23,null,null,null,null,null,null,null,"BITNER n95",null,null,null,null,"http://katalog.bitner.kei.pl/pliki/4_BiT%201000%20(St)_06_1.pdf","http://katalog.bitner.kei.pl/pliki/D-S-091-2013%20%20BiT%201000%20_St_.pdf"]
[220,null,"STEROWNICZE","BS0410",null,"BiT 1000 (St)","8G0,5","ekranowany giętki kabel sterowniczy i zasilający, 06/1kV","Bitner","KMT",1,4960,"PLN",0.23,null,null,null,null,null,null,null,"BITNER n95",null,null,null,null,"http://katalog.bitner.kei.pl/pliki/4_BiT%201000%20(St)_06_1.pdf","http://katalog.bitner.kei.pl/pliki/D-S-091-2013%20%20BiT%201000%20_St_.pdf"]
[221,null,"STEROWNICZE","BS0412",null,"BiT 1000 (St)","10G0,5","ekranowany giętki kabel sterowniczy i zasilający, 06/1kV","Bitner","KMT",1,6130,"PLN",0.23,null,null,null,null,null,null,null,"BITNER n95",null,null,null,null,"http://katalog.bitner.kei.pl/pliki/4_BiT%201000%20(St)_06_1.pdf","http://katalog.bitner.kei.pl/pliki/D-S-091-2013%20%20BiT%201000%20_St_.pdf"]
[222,null,"STEROWNICZE","BS0413",null,"BiT 1000 (St)","12G0,5","ekranowany giętki kabel sterowniczy i zasilający, 06/1kV","Bitner","KMT",1,6800,"PLN",0.23,null,null,null,null,null,null,null,"BITNER n95",null,null,null,null,"http://katalog.bitner.kei.pl/pliki/4_BiT%201000%20(St)_06_1.pdf","http://katalog.bitner.kei.pl/pliki/D-S-091-2013%20%20BiT%201000%20_St_.pdf"]
[223,null,"STEROWNICZE","BS0415",null,"BiT 1000 (St)","14G0,5","ekranowany giętki kabel sterowniczy i zasilający, 06/1kV","Bitner","KMT",1,7720,"PLN",0.23,null,null,null,null,null,null,null,"BITNER n95",null,null,null,null,"http://katalog.bitner.kei.pl/pliki/4_BiT%201000%20(St)_06_1.pdf","http://katalog.bitner.kei.pl/pliki/D-S-091-2013%20%20BiT%201000%20_St_.pdf"]
[224,null,"STEROWNICZE","BS0416",null,"BiT 1000 (St)","16G0,5","ekranowany giętki kabel sterowniczy i zasilający, 06/1kV","Bitner","KMT",1,8500,"PLN",0.23,null,null,null,null,null,null,null,"BITNER n95",null,null,null,null,"http://katalog.bitner.kei.pl/pliki/4_BiT%201000%20(St)_06_1.pdf","http://katalog.bitner.kei.pl/pliki/D-S-091-2013%20%20BiT%201000%20_St_.pdf"]
[225,null,"STEROWNICZE","BS0417",null,"BiT 1000 (St)","18G0,5","ekranowany giętki kabel sterowniczy i zasilający, 06/1kV","Bitner","KMT",1,9460,"PLN",0.23,null,null,null,null,null,null,null,"BITNER n95",null,null,null,null,"http://katalog.bitner.kei.pl/pliki/4_BiT%201000%20(St)_06_1.pdf","http://katalog.bitner.kei.pl/pliki/D-S-091-2013%20%20BiT%201000%20_St_.pdf"]
[226,null,"STEROWNICZE","BS0419",null,"BiT 1000 (St)","21G0,5","ekranowany giętki kabel sterowniczy i zasilający, 06/1kV","Bitner","KMT",1,10750,"PLN",0.23,null,null,null,null,null,null,null,"BITNER n95",null,null,null,null,"http://katalog.bitner.kei.pl/pliki/4_BiT%201000%20(St)_06_1.pdf","http://katalog.bitner.kei.pl/pliki/D-S-091-2013%20%20BiT%201000%20_St_.pdf"]
[227,null,"STEROWNICZE","BS0420",null,"BiT 1000 (St)","25G0,5","ekranowany giętki kabel sterowniczy i zasilający, 06/1kV","Bitner","KMT",1,12750,"PLN",0.23,null,null,null,null,null,null,null,"BITNER n95",null,null,null,null,"http://katalog.bitner.kei.pl/pliki/4_BiT%201000%20(St)_06_1.pdf","http://katalog.bitner.kei.pl/pliki/D-S-091-2013%20%20BiT%201000%20_St_.pdf"]
[228,null,"STEROWNICZE","BS0422",null,"BiT 1000 (St)","30G0,5","ekranowany giętki kabel sterowniczy i zasilający, 06/1kV","Bitner","KMT",1,14720,"PLN",0.23,null,null,null,null,null,null,null,"BITNER n95",null,null,null,null,"http://katalog.bitner.kei.pl/pliki/4_BiT%201000%20(St)_06_1.pdf","http://katalog.bitner.kei.pl/pliki/D-S-091-2013%20%20BiT%201000%20_St_.pdf"]
[229,null,"STEROWNICZE","BS0423",null,"BiT 1000 (St)","34G0,5","ekranowany giętki kabel sterowniczy i zasilający, 06/1kV","Bitner","KMT",1,16780,"PLN",0.23,null,null,null,null,null,null,null,"BITNER n95",null,null,null,null,"http://katalog.bitner.kei.pl/pliki/4_BiT%201000%20(St)_06_1.pdf","http://katalog.bitner.kei.pl/pliki/D-S-091-2013%20%20BiT%201000%20_St_.pdf"]
[230,null,"STEROWNICZE","BS0429",null,"BiT 1000 (St)","2x0,75","ekranowany giętki kabel sterowniczy i zasilający, 06/1kV","Bitner","KMT",1,2610,"PLN",0.23,null,null,null,null,null,null,null,"BITNER n95",null,null,null,null,"http://katalog.bitner.kei.pl/pliki/4_BiT%201000%20(St)_06_1.pdf","http://katalog.bitner.kei.pl/pliki/D-S-091-2013%20%20BiT%201000%20_St_.pdf"]
[231,null,"STEROWNICZE","BS0430",null,"BiT 1000 (St)","3G0,75","ekranowany giętki kabel sterowniczy i zasilający, 06/1kV","Bitner","KMT",1,3150,"PLN",0.23,null,null,null,null,null,null,null,"BITNER n95",null,null,null,null,"http://katalog.bitner.kei.pl/pliki/4_BiT%201000%20(St)_06_1.pdf","http://katalog.bitner.kei.pl/pliki/D-S-091-2013%20%20BiT%201000%20_St_.pdf"]
[232,null,"STEROWNICZE","BS0432",null,"BiT 1000 (St)","4G0,75","ekranowany giętki kabel sterowniczy i zasilający, 06/1kV","Bitner","KMT",1,3820,"PLN",0.23,null,null,null,null,null,null,null,"BITNER n95",null,null,null,null,"http://katalog.bitner.kei.pl/pliki/4_BiT%201000%20(St)_06_1.pdf","http://katalog.bitner.kei.pl/pliki/D-S-091-2013%20%20BiT%201000%20_St_.pdf"]
[233,null,"STEROWNICZE","BS0434",null,"BiT 1000 (St)","5G0,75","ekranowany giętki kabel sterowniczy i zasilający, 06/1kV","Bitner","KMT",1,4420,"PLN",0.23,null,null,null,null,null,null,null,"BITNER n95",null,null,null,null,"http://katalog.bitner.kei.pl/pliki/4_BiT%201000%20(St)_06_1.pdf","http://katalog.bitner.kei.pl/pliki/D-S-091-2013%20%20BiT%201000%20_St_.pdf"]
[234,null,"STEROWNICZE","BS0436",null,"BiT 1000 (St)","6G0,75","ekranowany giętki kabel sterowniczy i zasilający, 06/1kV","Bitner","KMT",1,5140,"PLN",0.23,null,null,null,null,null,null,null,"BITNER n95",null,null,null,null,"http://katalog.bitner.kei.pl/pliki/4_BiT%201000%20(St)_06_1.pdf","http://katalog.bitner.kei.pl/pliki/D-S-091-2013%20%20BiT%201000%20_St_.pdf"]
[235,null,"STEROWNICZE","BS0438",null,"BiT 1000 (St)","7G0,75","ekranowany giętki kabel sterowniczy i zasilający, 06/1kV","Bitner","KMT",1,5660,"PLN",0.23,null,null,null,null,null,null,null,"BITNER n95",null,null,null,null,"http://katalog.bitner.kei.pl/pliki/4_BiT%201000%20(St)_06_1.pdf","http://katalog.bitner.kei.pl/pliki/D-S-091-2013%20%20BiT%201000%20_St_.pdf"]
[236,null,"STEROWNICZE","BS0440",null,"BiT 1000 (St)","8G0,75","ekranowany giętki kabel sterowniczy i zasilający, 06/1kV","Bitner","KMT",1,6480,"PLN",0.23,null,null,null,null,null,null,null,"BITNER n95",null,null,null,null,"http://katalog.bitner.kei.pl/pliki/4_BiT%201000%20(St)_06_1.pdf","http://katalog.bitner.kei.pl/pliki/D-S-091-2013%20%20BiT%201000%20_St_.pdf"]
[237,null,"STEROWNICZE","BS0442",null,"BiT 1000 (St)","10G0,75","ekranowany giętki kabel sterowniczy i zasilający, 06/1kV","Bitner","KMT",1,8070,"PLN",0.23,null,null,null,null,null,null,null,"BITNER n95",null,null,null,null,"http://katalog.bitner.kei.pl/pliki/4_BiT%201000%20(St)_06_1.pdf","http://katalog.bitner.kei.pl/pliki/D-S-091-2013%20%20BiT%201000%20_St_.pdf"]
[238,null,"STEROWNICZE","BS0443",null,"BiT 1000 (St)","12G0,75","ekranowany giętki kabel sterowniczy i zasilający, 06/1kV","Bitner","KMT",1,8870,"PLN",0.23,null,null,null,null,null,null,null,"BITNER n95",null,null,null,null,"http://katalog.bitner.kei.pl/pliki/4_BiT%201000%20(St)_06_1.pdf","http://katalog.bitner.kei.pl/pliki/D-S-091-2013%20%20BiT%201000%20_St_.pdf"]
[239,null,"STEROWNICZE","BS0445",null,"BiT 1000 (St)","14G0,75","ekranowany giętki kabel sterowniczy i zasilający, 06/1kV","Bitner","KMT",1,10120,"PLN",0.23,null,null,null,null,null,null,null,"BITNER n95",null,null,null,null,"http://katalog.bitner.kei.pl/pliki/4_BiT%201000%20(St)_06_1.pdf","http://katalog.bitner.kei.pl/pliki/D-S-091-2013%20%20BiT%201000%20_St_.pdf"]
[240,null,"STEROWNICZE","BS0446",null,"BiT 1000 (St)","16G0,75","ekranowany giętki kabel sterowniczy i zasilający, 06/1kV","Bitner","KMT",1,11430,"PLN",0.23,null,null,null,null,null,null,null,"BITNER n95",null,null,null,null,"http://katalog.bitner.kei.pl/pliki/4_BiT%201000%20(St)_06_1.pdf","http://katalog.bitner.kei.pl/pliki/D-S-091-2013%20%20BiT%201000%20_St_.pdf"]
[241,null,"STEROWNICZE","BS0447",null,"BiT 1000 (St)","18G0,75","ekranowany giętki kabel sterowniczy i zasilający, 06/1kV","Bitner","KMT",1,12730,"PLN",0.23,null,null,null,null,null,null,null,"BITNER n95",null,null,null,null,"http://katalog.bitner.kei.pl/pliki/4_BiT%201000%20(St)_06_1.pdf","http://katalog.bitner.kei.pl/pliki/D-S-091-2013%20%20BiT%201000%20_St_.pdf"]
[242,null,"STEROWNICZE","BS0449",null,"BiT 1000 (St)","21G0,75","ekranowany giętki kabel sterowniczy i zasilający, 06/1kV","Bitner","KMT",1,14560,"PLN",0.23,null,null,null,null,null,null,null,"BITNER n95",null,null,null,null,"http://katalog.bitner.kei.pl/pliki/4_BiT%201000%20(St)_06_1.pdf","http://katalog.bitner.kei.pl/pliki/D-S-091-2013%20%20BiT%201000%20_St_.pdf"]
[243,null,"STEROWNICZE","BS0450",null,"BiT 1000 (St)","25G0,75","ekranowany giętki kabel sterowniczy i zasilający, 06/1kV","Bitner","KMT",1,17270,"PLN",0.23,null,null,null,null,null,null,null,"BITNER n95",null,null,null,null,"http://katalog.bitner.kei.pl/pliki/4_BiT%201000%20(St)_06_1.pdf","http://katalog.bitner.kei.pl/pliki/D-S-091-2013%20%20BiT%201000%20_St_.pdf"]
[244,null,"STEROWNICZE","BS0452",null,"BiT 1000 (St)","30G0,75","ekranowany giętki kabel sterowniczy i zasilający, 06/1kV","Bitner","KMT",1,20130,"PLN",0.23,null,null,null,null,null,null,null,"BITNER n95",null,null,null,null,"http://katalog.bitner.kei.pl/pliki/4_BiT%201000%20(St)_06_1.pdf","http://katalog.bitner.kei.pl/pliki/D-S-091-2013%20%20BiT%201000%20_St_.pdf"]
[245,null,"STEROWNICZE","BS0453",null,"BiT 1000 (St)","34G0,75","ekranowany giętki kabel sterowniczy i zasilający, 06/1kV","Bitner","KMT",1,22900,"PLN",0.23,null,null,null,null,null,null,null,"BITNER n95",null,null,null,null,"http://katalog.bitner.kei.pl/pliki/4_BiT%201000%20(St)_06_1.pdf","http://katalog.bitner.kei.pl/pliki/D-S-091-2013%20%20BiT%201000%20_St_.pdf"]
[246,null,"STEROWNICZE","BS0454",null,"BiT 1000 (St)","37G0,75","ekranowany giętki kabel sterowniczy i zasilający, 06/1kV","Bitner","KMT",1,24420,"PLN",0.23,null,null,null,null,null,null,null,"BITNER n95",null,null,null,null,"http://katalog.bitner.kei.pl/pliki/4_BiT%201000%20(St)_06_1.pdf","http://katalog.bitner.kei.pl/pliki/D-S-091-2013%20%20BiT%201000%20_St_.pdf"]
[247,null,"STEROWNICZE","BS0456",null,"BiT 1000 (St)","42G0,75","ekranowany giętki kabel sterowniczy i zasilający, 06/1kV","Bitner","KMT",1,27960,"PLN",0.23,null,null,null,null,null,null,null,"BITNER n95",null,null,null,null,"http://katalog.bitner.kei.pl/pliki/4_BiT%201000%20(St)_06_1.pdf","http://katalog.bitner.kei.pl/pliki/D-S-091-2013%20%20BiT%201000%20_St_.pdf"]
[248,null,"STEROWNICZE","BS0457",null,"BiT 1000 (St)","52G0,75","ekranowany giętki kabel sterowniczy i zasilający, 06/1kV","Bitner","KMT",1,33960,"PLN",0.23,null,null,null,null,null,null,null,"BITNER n95",null,null,null,null,"http://katalog.bitner.kei.pl/pliki/4_BiT%201000%20(St)_06_1.pdf","http://katalog.bitner.kei.pl/pliki/D-S-091-2013%20%20BiT%201000%20_St_.pdf"]
[249,null,"STEROWNICZE","BS0458",null,"BiT 1000 (St)","61G0,75","ekranowany giętki kabel sterowniczy i zasilający, 06/1kV","Bitner","KMT",1,39450,"PLN",0.23,null,null,null,null,null,null,null,"BITNER n95",null,null,null,null,"http://katalog.bitner.kei.pl/pliki/4_BiT%201000%20(St)_06_1.pdf","http://katalog.bitner.kei.pl/pliki/D-S-091-2013%20%20BiT%201000%20_St_.pdf"]
[250,null,"STEROWNICZE","BS0459",null,"BiT 1000 (St)","2x1,0","ekranowany giętki kabel sterowniczy i zasilający, 06/1kV","Bitner","KMT",1,3210,"PLN",0.23,null,null,null,null,null,null,null,"BITNER n95",null,null,null,null,"http://katalog.bitner.kei.pl/pliki/4_BiT%201000%20(St)_06_1.pdf","http://katalog.bitner.kei.pl/pliki/D-S-091-2013%20%20BiT%201000%20_St_.pdf"]
[251,null,"STEROWNICZE","BS0460",null,"BiT 1000 (St)","3G1,0","ekranowany giętki kabel sterowniczy i zasilający, 06/1kV","Bitner","KMT",1,3870,"PLN",0.23,null,null,null,null,null,null,null,"BITNER n95",null,null,null,null,"http://katalog.bitner.kei.pl/pliki/4_BiT%201000%20(St)_06_1.pdf","http://katalog.bitner.kei.pl/pliki/D-S-091-2013%20%20BiT%201000%20_St_.pdf"]
[252,null,"STEROWNICZE","BS0462",null,"BiT 1000 (St)","4G1,0","ekranowany giętki kabel sterowniczy i zasilający, 06/1kV","Bitner","KMT",1,4830,"PLN",0.23,null,null,null,null,null,null,null,"BITNER n95",null,null,null,null,"http://katalog.bitner.kei.pl/pliki/4_BiT%201000%20(St)_06_1.pdf","http://katalog.bitner.kei.pl/pliki/D-S-091-2013%20%20BiT%201000%20_St_.pdf"]
[253,null,"STEROWNICZE","BS0464",null,"BiT 1000 (St)","5G1,0","ekranowany giętki kabel sterowniczy i zasilający, 06/1kV","Bitner","KMT",1,5710,"PLN",0.23,null,null,null,null,null,null,null,"BITNER n95",null,null,null,null,"http://katalog.bitner.kei.pl/pliki/4_BiT%201000%20(St)_06_1.pdf","http://katalog.bitner.kei.pl/pliki/D-S-091-2013%20%20BiT%201000%20_St_.pdf"]
[254,null,"STEROWNICZE","BS0466",null,"BiT 1000 (St)","6G1,0","ekranowany giętki kabel sterowniczy i zasilający, 06/1kV","Bitner","KMT",1,6460,"PLN",0.23,null,null,null,null,null,null,null,"BITNER n95",null,null,null,null,"http://katalog.bitner.kei.pl/pliki/4_BiT%201000%20(St)_06_1.pdf","http://katalog.bitner.kei.pl/pliki/D-S-091-2013%20%20BiT%201000%20_St_.pdf"]
[255,null,"STEROWNICZE","BS0468",null,"BiT 1000 (St)","7G1,0","ekranowany giętki kabel sterowniczy i zasilający, 06/1kV","Bitner","KMT",1,7330,"PLN",0.23,null,null,null,null,null,null,null,"BITNER n95",null,null,null,null,"http://katalog.bitner.kei.pl/pliki/4_BiT%201000%20(St)_06_1.pdf","http://katalog.bitner.kei.pl/pliki/D-S-091-2013%20%20BiT%201000%20_St_.pdf"]
[256,null,"STEROWNICZE","BS0470",null,"BiT 1000 (St)","8G1,0","ekranowany giętki kabel sterowniczy i zasilający, 06/1kV","Bitner","KMT",1,7980,"PLN",0.23,null,null,null,null,null,null,null,"BITNER n95",null,null,null,null,"http://katalog.bitner.kei.pl/pliki/4_BiT%201000%20(St)_06_1.pdf","http://katalog.bitner.kei.pl/pliki/D-S-091-2013%20%20BiT%201000%20_St_.pdf"]
[257,null,"STEROWNICZE","BS0471",null,"BiT 1000 (St)","10G1,0","ekranowany giętki kabel sterowniczy i zasilający, 06/1kV","Bitner","KMT",1,10100,"PLN",0.23,null,null,null,null,null,null,null,"BITNER n95",null,null,null,null,"http://katalog.bitner.kei.pl/pliki/4_BiT%201000%20(St)_06_1.pdf","http://katalog.bitner.kei.pl/pliki/D-S-091-2013%20%20BiT%201000%20_St_.pdf"]
[258,null,"STEROWNICZE","BS0473",null,"BiT 1000 (St)","12G1,0","ekranowany giętki kabel sterowniczy i zasilający, 06/1kV","Bitner","KMT",1,11420,"PLN",0.23,null,null,null,null,null,null,null,"BITNER n95",null,null,null,null,"http://katalog.bitner.kei.pl/pliki/4_BiT%201000%20(St)_06_1.pdf","http://katalog.bitner.kei.pl/pliki/D-S-091-2013%20%20BiT%201000%20_St_.pdf"]
[259,null,"STEROWNICZE","BS0475",null,"BiT 1000 (St)","14G1,0","ekranowany giętki kabel sterowniczy i zasilający, 06/1kV","Bitner","KMT",1,13050,"PLN",0.23,null,null,null,null,null,null,null,"BITNER n95",null,null,null,null,"http://katalog.bitner.kei.pl/pliki/4_BiT%201000%20(St)_06_1.pdf","http://katalog.bitner.kei.pl/pliki/D-S-091-2013%20%20BiT%201000%20_St_.pdf"]
[260,null,"STEROWNICZE","BS0476",null,"BiT 1000 (St)","16G1,0","ekranowany giętki kabel sterowniczy i zasilający, 06/1kV","Bitner","KMT",1,14460,"PLN",0.23,null,null,null,null,null,null,null,"BITNER n95",null,null,null,null,"http://katalog.bitner.kei.pl/pliki/4_BiT%201000%20(St)_06_1.pdf","http://katalog.bitner.kei.pl/pliki/D-S-091-2013%20%20BiT%201000%20_St_.pdf"]
[261,null,"STEROWNICZE","BS0477",null,"BiT 1000 (St)","18G1,0","ekranowany giętki kabel sterowniczy i zasilający, 06/1kV","Bitner","KMT",1,16410,"PLN",0.23,null,null,null,null,null,null,null,"BITNER n95",null,null,null,null,"http://katalog.bitner.kei.pl/pliki/4_BiT%201000%20(St)_06_1.pdf","http://katalog.bitner.kei.pl/pliki/D-S-091-2013%20%20BiT%201000%20_St_.pdf"]
[262,null,"STEROWNICZE","BS0480",null,"BiT 1000 (St)","21G1,0","ekranowany giętki kabel sterowniczy i zasilający, 06/1kV","Bitner","KMT",1,18470,"PLN",0.23,null,null,null,null,null,null,null,"BITNER n95",null,null,null,null,"http://katalog.bitner.kei.pl/pliki/4_BiT%201000%20(St)_06_1.pdf","http://katalog.bitner.kei.pl/pliki/D-S-091-2013%20%20BiT%201000%20_St_.pdf"]
[263,null,"STEROWNICZE","BS0481",null,"BiT 1000 (St)","25G1,0","ekranowany giętki kabel sterowniczy i zasilający, 06/1kV","Bitner","KMT",1,22290,"PLN",0.23,null,null,null,null,null,null,null,"BITNER n95",null,null,null,null,"http://katalog.bitner.kei.pl/pliki/4_BiT%201000%20(St)_06_1.pdf","http://katalog.bitner.kei.pl/pliki/D-S-091-2013%20%20BiT%201000%20_St_.pdf"]
[264,null,"STEROWNICZE","BS0483",null,"BiT 1000 (St)","30G1,0","ekranowany giętki kabel sterowniczy i zasilający, 06/1kV","Bitner","KMT",1,25600,"PLN",0.23,null,null,null,null,null,null,null,"BITNER n95",null,null,null,null,"http://katalog.bitner.kei.pl/pliki/4_BiT%201000%20(St)_06_1.pdf","http://katalog.bitner.kei.pl/pliki/D-S-091-2013%20%20BiT%201000%20_St_.pdf"]
[265,null,"STEROWNICZE","BS0484",null,"BiT 1000 (St)","34G1,0","ekranowany giętki kabel sterowniczy i zasilający, 06/1kV","Bitner","KMT",1,29270,"PLN",0.23,null,null,null,null,null,null,null,"BITNER n95",null,null,null,null,"http://katalog.bitner.kei.pl/pliki/4_BiT%201000%20(St)_06_1.pdf","http://katalog.bitner.kei.pl/pliki/D-S-091-2013%20%20BiT%201000%20_St_.pdf"]
[266,null,"STEROWNICZE","BS0485",null,"BiT 1000 (St)","37G1,0","ekranowany giętki kabel sterowniczy i zasilający, 06/1kV","Bitner","KMT",1,31730,"PLN",0.23,null,null,null,null,null,null,null,"BITNER n95",null,null,null,null,"http://katalog.bitner.kei.pl/pliki/4_BiT%201000%20(St)_06_1.pdf","http://katalog.bitner.kei.pl/pliki/D-S-091-2013%20%20BiT%201000%20_St_.pdf"]
[267,null,"STEROWNICZE","BS0487",null,"BiT 1000 (St)","42G1,0","ekranowany giętki kabel sterowniczy i zasilający, 06/1kV","Bitner","KMT",1,35730,"PLN",0.23,null,null,null,null,null,null,null,"BITNER n95",null,null,null,null,"http://katalog.bitner.kei.pl/pliki/4_BiT%201000%20(St)_06_1.pdf","http://katalog.bitner.kei.pl/pliki/D-S-091-2013%20%20BiT%201000%20_St_.pdf"]
[268,null,"STEROWNICZE","BS0488",null,"BiT 1000 (St)","52G1,0","ekranowany giętki kabel sterowniczy i zasilający, 06/1kV","Bitner","KMT",1,43280,"PLN",0.23,null,null,null,null,null,null,null,"BITNER n95",null,null,null,null,"http://katalog.bitner.kei.pl/pliki/4_BiT%201000%20(St)_06_1.pdf","http://katalog.bitner.kei.pl/pliki/D-S-091-2013%20%20BiT%201000%20_St_.pdf"]
[269,null,"STEROWNICZE","BS0489",null,"BiT 1000 (St)","61G1,0","ekranowany giętki kabel sterowniczy i zasilający, 06/1kV","Bitner","KMT",1,50500,"PLN",0.23,null,null,null,null,null,null,null,"BITNER n95",null,null,null,null,"http://katalog.bitner.kei.pl/pliki/4_BiT%201000%20(St)_06_1.pdf","http://katalog.bitner.kei.pl/pliki/D-S-091-2013%20%20BiT%201000%20_St_.pdf"]
[270,null,"STEROWNICZE","BS0490",null,"BiT 1000 (St)","2x1,5","ekranowany giętki kabel sterowniczy i zasilający, 06/1kV","Bitner","KMT",1,3970,"PLN",0.23,null,null,null,null,null,null,null,"BITNER n95",null,null,null,null,"http://katalog.bitner.kei.pl/pliki/4_BiT%201000%20(St)_06_1.pdf","http://katalog.bitner.kei.pl/pliki/D-S-091-2013%20%20BiT%201000%20_St_.pdf"]
[271,null,"STEROWNICZE","BS0491",null,"BiT 1000 (St)","3G1,5","ekranowany giętki kabel sterowniczy i zasilający, 06/1kV","Bitner","KMT",1,4970,"PLN",0.23,null,null,null,null,null,null,null,"BITNER n95",null,null,null,null,"http://katalog.bitner.kei.pl/pliki/4_BiT%201000%20(St)_06_1.pdf","http://katalog.bitner.kei.pl/pliki/D-S-091-2013%20%20BiT%201000%20_St_.pdf"]
[272,null,"STEROWNICZE","BS0493",null,"BiT 1000 (St)","4G1,5","ekranowany giętki kabel sterowniczy i zasilający, 06/1kV","Bitner","KMT",1,6260,"PLN",0.23,null,null,null,null,null,null,null,"BITNER n95",null,null,null,null,"http://katalog.bitner.kei.pl/pliki/4_BiT%201000%20(St)_06_1.pdf","http://katalog.bitner.kei.pl/pliki/D-S-091-2013%20%20BiT%201000%20_St_.pdf"]
[273,null,"STEROWNICZE","BS0495",null,"BiT 1000 (St)","5G1,5","ekranowany giętki kabel sterowniczy i zasilający, 06/1kV","Bitner","KMT",1,7530,"PLN",0.23,null,null,null,null,null,null,null,"BITNER n95",null,null,null,null,"http://katalog.bitner.kei.pl/pliki/4_BiT%201000%20(St)_06_1.pdf","http://katalog.bitner.kei.pl/pliki/D-S-091-2013%20%20BiT%201000%20_St_.pdf"]
[274,null,"STEROWNICZE","BS0497",null,"BiT 1000 (St)","6G1,5","ekranowany giętki kabel sterowniczy i zasilający, 06/1kV","Bitner","KMT",1,8620,"PLN",0.23,null,null,null,null,null,null,null,"BITNER n95",null,null,null,null,"http://katalog.bitner.kei.pl/pliki/4_BiT%201000%20(St)_06_1.pdf","http://katalog.bitner.kei.pl/pliki/D-S-091-2013%20%20BiT%201000%20_St_.pdf"]
[275,null,"STEROWNICZE","BS0499",null,"BiT 1000 (St)","7G1,5","ekranowany giętki kabel sterowniczy i zasilający, 06/1kV","Bitner","KMT",1,9600,"PLN",0.23,null,null,null,null,null,null,null,"BITNER n95",null,null,null,null,"http://katalog.bitner.kei.pl/pliki/4_BiT%201000%20(St)_06_1.pdf","http://katalog.bitner.kei.pl/pliki/D-S-091-2013%20%20BiT%201000%20_St_.pdf"]
[276,null,"STEROWNICZE","BS0501",null,"BiT 1000 (St)","8G1,5","ekranowany giętki kabel sterowniczy i zasilający, 06/1kV","Bitner","KMT",1,10870,"PLN",0.23,null,null,null,null,null,null,null,"BITNER n95",null,null,null,null,"http://katalog.bitner.kei.pl/pliki/4_BiT%201000%20(St)_06_1.pdf","http://katalog.bitner.kei.pl/pliki/D-S-091-2013%20%20BiT%201000%20_St_.pdf"]
[277,null,"STEROWNICZE","BS0502",null,"BiT 1000 (St)","10G1,5","ekranowany giętki kabel sterowniczy i zasilający, 06/1kV","Bitner","KMT",1,13580,"PLN",0.23,null,null,null,null,null,null,null,"BITNER n95",null,null,null,null,"http://katalog.bitner.kei.pl/pliki/4_BiT%201000%20(St)_06_1.pdf","http://katalog.bitner.kei.pl/pliki/D-S-091-2013%20%20BiT%201000%20_St_.pdf"]
[278,null,"STEROWNICZE","BS0504",null,"BiT 1000 (St)","12G1,5","ekranowany giętki kabel sterowniczy i zasilający, 06/1kV","Bitner","KMT",1,14820,"PLN",0.23,null,null,null,null,null,null,null,"BITNER n95",null,null,null,null,"http://katalog.bitner.kei.pl/pliki/4_BiT%201000%20(St)_06_1.pdf","http://katalog.bitner.kei.pl/pliki/D-S-091-2013%20%20BiT%201000%20_St_.pdf"]
[279,null,"STEROWNICZE","BS0506",null,"BiT 1000 (St)","14G1,5","ekranowany giętki kabel sterowniczy i zasilający, 06/1kV","Bitner","KMT",1,17760,"PLN",0.23,null,null,null,null,null,null,null,"BITNER n95",null,null,null,null,"http://katalog.bitner.kei.pl/pliki/4_BiT%201000%20(St)_06_1.pdf","http://katalog.bitner.kei.pl/pliki/D-S-091-2013%20%20BiT%201000%20_St_.pdf"]
[280,null,"STEROWNICZE","BS0507",null,"BiT 1000 (St)","16G1,5","ekranowany giętki kabel sterowniczy i zasilający, 06/1kV","Bitner","KMT",1,20130,"PLN",0.23,null,null,null,null,null,null,null,"BITNER n95",null,null,null,null,"http://katalog.bitner.kei.pl/pliki/4_BiT%201000%20(St)_06_1.pdf","http://katalog.bitner.kei.pl/pliki/D-S-091-2013%20%20BiT%201000%20_St_.pdf"]
[281,null,"STEROWNICZE","BS0508",null,"BiT 1000 (St)","18G1,5","ekranowany giętki kabel sterowniczy i zasilający, 06/1kV","Bitner","KMT",1,22190,"PLN",0.23,null,null,null,null,null,null,null,"BITNER n95",null,null,null,null,"http://katalog.bitner.kei.pl/pliki/4_BiT%201000%20(St)_06_1.pdf","http://katalog.bitner.kei.pl/pliki/D-S-091-2013%20%20BiT%201000%20_St_.pdf"]
[282,null,"STEROWNICZE","BS0510",null,"BiT 1000 (St)","21G1,5","ekranowany giętki kabel sterowniczy i zasilający, 06/1kV","Bitner","KMT",1,25670,"PLN",0.23,null,null,null,null,null,null,null,"BITNER n95",null,null,null,null,"http://katalog.bitner.kei.pl/pliki/4_BiT%201000%20(St)_06_1.pdf","http://katalog.bitner.kei.pl/pliki/D-S-091-2013%20%20BiT%201000%20_St_.pdf"]
[283,null,"STEROWNICZE","BS0511",null,"BiT 1000 (St)","25G1,5","ekranowany giętki kabel sterowniczy i zasilający, 06/1kV","Bitner","KMT",1,30860,"PLN",0.23,null,null,null,null,null,null,null,"BITNER n95",null,null,null,null,"http://katalog.bitner.kei.pl/pliki/4_BiT%201000%20(St)_06_1.pdf","http://katalog.bitner.kei.pl/pliki/D-S-091-2013%20%20BiT%201000%20_St_.pdf"]
[284,null,"STEROWNICZE","BS0513",null,"BiT 1000 (St)","30G1,5","ekranowany giętki kabel sterowniczy i zasilający, 06/1kV","Bitner","KMT",1,35710,"PLN",0.23,null,null,null,null,null,null,null,"BITNER n95",null,null,null,null,"http://katalog.bitner.kei.pl/pliki/4_BiT%201000%20(St)_06_1.pdf","http://katalog.bitner.kei.pl/pliki/D-S-091-2013%20%20BiT%201000%20_St_.pdf"]
[285,null,"STEROWNICZE","BS0514",null,"BiT 1000 (St)","34G1,5","ekranowany giętki kabel sterowniczy i zasilający, 06/1kV","Bitner","KMT",1,41140,"PLN",0.23,null,null,null,null,null,null,null,"BITNER n95",null,null,null,null,"http://katalog.bitner.kei.pl/pliki/4_BiT%201000%20(St)_06_1.pdf","http://katalog.bitner.kei.pl/pliki/D-S-091-2013%20%20BiT%201000%20_St_.pdf"]
[286,null,"STEROWNICZE","BS0515",null,"BiT 1000 (St)","37G1,5","ekranowany giętki kabel sterowniczy i zasilający, 06/1kV","Bitner","KMT",1,43670,"PLN",0.23,null,null,null,null,null,null,null,"BITNER n95",null,null,null,null,"http://katalog.bitner.kei.pl/pliki/4_BiT%201000%20(St)_06_1.pdf","http://katalog.bitner.kei.pl/pliki/D-S-091-2013%20%20BiT%201000%20_St_.pdf"]
[287,null,"STEROWNICZE","BS0517",null,"BiT 1000 (St)","42G1,5","ekranowany giętki kabel sterowniczy i zasilający, 06/1kV","Bitner","KMT",1,49900,"PLN",0.23,null,null,null,null,null,null,null,"BITNER n95",null,null,null,null,"http://katalog.bitner.kei.pl/pliki/4_BiT%201000%20(St)_06_1.pdf","http://katalog.bitner.kei.pl/pliki/D-S-091-2013%20%20BiT%201000%20_St_.pdf"]
[288,null,"STEROWNICZE","BS0518",null,"BiT 1000 (St)","52G1,5","ekranowany giętki kabel sterowniczy i zasilający, 06/1kV","Bitner","KMT",1,60650,"PLN",0.23,null,null,null,null,null,null,null,"BITNER n95",null,null,null,null,"http://katalog.bitner.kei.pl/pliki/4_BiT%201000%20(St)_06_1.pdf","http://katalog.bitner.kei.pl/pliki/D-S-091-2013%20%20BiT%201000%20_St_.pdf"]
[289,null,"STEROWNICZE","BS0519",null,"BiT 1000 (St)","61G1,5","ekranowany giętki kabel sterowniczy i zasilający, 06/1kV","Bitner","KMT",1,70840,"PLN",0.23,null,null,null,null,null,null,null,"BITNER n95",null,null,null,null,"http://katalog.bitner.kei.pl/pliki/4_BiT%201000%20(St)_06_1.pdf","http://katalog.bitner.kei.pl/pliki/D-S-091-2013%20%20BiT%201000%20_St_.pdf"]
[290,null,"STEROWNICZE","BS0520",null,"BiT 1000 (St)","2x2,5","ekranowany giętki kabel sterowniczy i zasilający, 06/1kV","Bitner","KMT",1,5310,"PLN",0.23,null,null,null,null,null,null,null,"BITNER n95",null,null,null,null,"http://katalog.bitner.kei.pl/pliki/4_BiT%201000%20(St)_06_1.pdf","http://katalog.bitner.kei.pl/pliki/D-S-091-2013%20%20BiT%201000%20_St_.pdf"]
[291,null,"STEROWNICZE","BS0521",null,"BiT 1000 (St)","3G2,5","ekranowany giętki kabel sterowniczy i zasilający, 06/1kV","Bitner","KMT",1,7190,"PLN",0.23,null,null,null,null,null,null,null,"BITNER n95",null,null,null,null,"http://katalog.bitner.kei.pl/pliki/4_BiT%201000%20(St)_06_1.pdf","http://katalog.bitner.kei.pl/pliki/D-S-091-2013%20%20BiT%201000%20_St_.pdf"]
[292,null,"STEROWNICZE","BS0523",null,"BiT 1000 (St)","4G2,5","ekranowany giętki kabel sterowniczy i zasilający, 06/1kV","Bitner","KMT",1,9020,"PLN",0.23,null,null,null,null,null,null,null,"BITNER n95",null,null,null,null,"http://katalog.bitner.kei.pl/pliki/4_BiT%201000%20(St)_06_1.pdf","http://katalog.bitner.kei.pl/pliki/D-S-091-2013%20%20BiT%201000%20_St_.pdf"]
[293,null,"STEROWNICZE","BS0525",null,"BiT 1000 (St)","5G2,5","ekranowany giętki kabel sterowniczy i zasilający, 06/1kV","Bitner","KMT",1,10970,"PLN",0.23,null,null,null,null,null,null,null,"BITNER n95",null,null,null,null,"http://katalog.bitner.kei.pl/pliki/4_BiT%201000%20(St)_06_1.pdf","http://katalog.bitner.kei.pl/pliki/D-S-091-2013%20%20BiT%201000%20_St_.pdf"]
[294,null,"STEROWNICZE","BS0527",null,"BiT 1000 (St)","6G2,5","ekranowany giętki kabel sterowniczy i zasilający, 06/1kV","Bitner","KMT",1,12750,"PLN",0.23,null,null,null,null,null,null,null,"BITNER n95",null,null,null,null,"http://katalog.bitner.kei.pl/pliki/4_BiT%201000%20(St)_06_1.pdf","http://katalog.bitner.kei.pl/pliki/D-S-091-2013%20%20BiT%201000%20_St_.pdf"]
[295,null,"STEROWNICZE","BS0529",null,"BiT 1000 (St)","7G2,5","ekranowany giętki kabel sterowniczy i zasilający, 06/1kV","Bitner","KMT",1,14520,"PLN",0.23,null,null,null,null,null,null,null,"BITNER n95",null,null,null,null,"http://katalog.bitner.kei.pl/pliki/4_BiT%201000%20(St)_06_1.pdf","http://katalog.bitner.kei.pl/pliki/D-S-091-2013%20%20BiT%201000%20_St_.pdf"]
[296,null,"STEROWNICZE","BS0531",null,"BiT 1000 (St)","10G2,5","ekranowany giętki kabel sterowniczy i zasilający, 06/1kV","Bitner","KMT",1,20730,"PLN",0.23,null,null,null,null,null,null,null,"BITNER n95",null,null,null,null,"http://katalog.bitner.kei.pl/pliki/4_BiT%201000%20(St)_06_1.pdf","http://katalog.bitner.kei.pl/pliki/D-S-091-2013%20%20BiT%201000%20_St_.pdf"]
[297,null,"STEROWNICZE","BS0532",null,"BiT 1000 (St)","12G2,5","ekranowany giętki kabel sterowniczy i zasilający, 06/1kV","Bitner","KMT",1,23610,"PLN",0.23,null,null,null,null,null,null,null,"BITNER n95",null,null,null,null,"http://katalog.bitner.kei.pl/pliki/4_BiT%201000%20(St)_06_1.pdf","http://katalog.bitner.kei.pl/pliki/D-S-091-2013%20%20BiT%201000%20_St_.pdf"]
[298,null,"STEROWNICZE","BS0534",null,"BiT 1000 (St)","14G2,5","ekranowany giętki kabel sterowniczy i zasilający, 06/1kV","Bitner","KMT",1,27490,"PLN",0.23,null,null,null,null,null,null,null,"BITNER n95",null,null,null,null,"http://katalog.bitner.kei.pl/pliki/4_BiT%201000%20(St)_06_1.pdf","http://katalog.bitner.kei.pl/pliki/D-S-091-2013%20%20BiT%201000%20_St_.pdf"]
[299,null,"STEROWNICZE","BS0535",null,"BiT 1000 (St)","16G2,5","ekranowany giętki kabel sterowniczy i zasilający, 06/1kV","Bitner","KMT",1,30980,"PLN",0.23,null,null,null,null,null,null,null,"BITNER n95",null,null,null,null,"http://katalog.bitner.kei.pl/pliki/4_BiT%201000%20(St)_06_1.pdf","http://katalog.bitner.kei.pl/pliki/D-S-091-2013%20%20BiT%201000%20_St_.pdf"]
[300,null,"STEROWNICZE","BS0536",null,"BiT 1000 (St)","18G2,5","ekranowany giętki kabel sterowniczy i zasilający, 06/1kV","Bitner","KMT",1,34700,"PLN",0.23,null,null,null,null,null,null,null,"BITNER n95",null,null,null,null,"http://katalog.bitner.kei.pl/pliki/4_BiT%201000%20(St)_06_1.pdf","http://katalog.bitner.kei.pl/pliki/D-S-091-2013%20%20BiT%201000%20_St_.pdf"]
[301,null,"STEROWNICZE","BS0537",null,"BiT 1000 (St)","21G2,5","ekranowany giętki kabel sterowniczy i zasilający, 06/1kV","Bitner","KMT",1,40180,"PLN",0.23,null,null,null,null,null,null,null,"BITNER n95",null,null,null,null,"http://katalog.bitner.kei.pl/pliki/4_BiT%201000%20(St)_06_1.pdf","http://katalog.bitner.kei.pl/pliki/D-S-091-2013%20%20BiT%201000%20_St_.pdf"]
[302,null,"STEROWNICZE","BS0538",null,"BiT 1000 (St)","25G2,5","ekranowany giętki kabel sterowniczy i zasilający, 06/1kV","Bitner","KMT",1,47980,"PLN",0.23,null,null,null,null,null,null,null,"BITNER n95",null,null,null,null,"http://katalog.bitner.kei.pl/pliki/4_BiT%201000%20(St)_06_1.pdf","http://katalog.bitner.kei.pl/pliki/D-S-091-2013%20%20BiT%201000%20_St_.pdf"]
[303,null,"STEROWNICZE","BS0539",null,"BiT 1000 (St)","30G2,5","ekranowany giętki kabel sterowniczy i zasilający, 06/1kV","Bitner","KMT",1,56530,"PLN",0.23,null,null,null,null,null,null,null,"BITNER n95",null,null,null,null,"http://katalog.bitner.kei.pl/pliki/4_BiT%201000%20(St)_06_1.pdf","http://katalog.bitner.kei.pl/pliki/D-S-091-2013%20%20BiT%201000%20_St_.pdf"]
[304,null,"STEROWNICZE","BS0543",null,"BiT 1000 (St)","8G2,5","ekranowany giętki kabel sterowniczy i zasilający, 06/1kV","Bitner","KMT",1,16380,"PLN",0.23,null,null,null,null,null,null,null,"BITNER n95",null,null,null,null,"http://katalog.bitner.kei.pl/pliki/4_BiT%201000%20(St)_06_1.pdf","http://katalog.bitner.kei.pl/pliki/D-S-091-2013%20%20BiT%201000%20_St_.pdf"]
[305,null,"STEROWNICZE","BS0550",null,"BiT 1000 (St)","2x2x0,5","ekranowany giętki kabel sterowniczy i zasilający, 06/1kV","Bitner","KMT",1,3370,"PLN",0.23,null,null,null,null,null,null,null,"BITNER n95",null,null,null,null,"http://katalog.bitner.kei.pl/pliki/4_BiT%201000%20(St)_06_1.pdf","http://katalog.bitner.kei.pl/pliki/D-S-091-2013%20%20BiT%201000%20_St_.pdf"]
[306,null,"STEROWNICZE","BS0551",null,"BiT 1000 (St)","3x2x0,5","ekranowany giętki kabel sterowniczy i zasilający, 06/1kV","Bitner","KMT",1,4140,"PLN",0.23,null,null,null,null,null,null,null,"BITNER n95",null,null,null,null,"http://katalog.bitner.kei.pl/pliki/4_BiT%201000%20(St)_06_1.pdf","http://katalog.bitner.kei.pl/pliki/D-S-091-2013%20%20BiT%201000%20_St_.pdf"]
[307,null,"STEROWNICZE","BS0552",null,"BiT 1000 (St)","4x2x0,5","ekranowany giętki kabel sterowniczy i zasilający, 06/1kV","Bitner","KMT",1,5090,"PLN",0.23,null,null,null,null,null,null,null,"BITNER n95",null,null,null,null,"http://katalog.bitner.kei.pl/pliki/4_BiT%201000%20(St)_06_1.pdf","http://katalog.bitner.kei.pl/pliki/D-S-091-2013%20%20BiT%201000%20_St_.pdf"]
[308,null,"STEROWNICZE","BS0553",null,"BiT 1000 (St)","5x2x0,5","ekranowany giętki kabel sterowniczy i zasilający, 06/1kV","Bitner","KMT",1,6210,"PLN",0.23,null,null,null,null,null,null,null,"BITNER n95",null,null,null,null,"http://katalog.bitner.kei.pl/pliki/4_BiT%201000%20(St)_06_1.pdf","http://katalog.bitner.kei.pl/pliki/D-S-091-2013%20%20BiT%201000%20_St_.pdf"]
[309,null,"STEROWNICZE","BS0554",null,"BiT 1000 (St)","6x2x0,5","ekranowany giętki kabel sterowniczy i zasilający, 06/1kV","Bitner","KMT",1,6950,"PLN",0.23,null,null,null,null,null,null,null,"BITNER n95",null,null,null,null,"http://katalog.bitner.kei.pl/pliki/4_BiT%201000%20(St)_06_1.pdf","http://katalog.bitner.kei.pl/pliki/D-S-091-2013%20%20BiT%201000%20_St_.pdf"]
[310,null,"STEROWNICZE","BS0555",null,"BiT 1000 (St)","7x2x0,5","ekranowany giętki kabel sterowniczy i zasilający, 06/1kV","Bitner","KMT",1,7990,"PLN",0.23,null,null,null,null,null,null,null,"BITNER n95",null,null,null,null,"http://katalog.bitner.kei.pl/pliki/4_BiT%201000%20(St)_06_1.pdf","http://katalog.bitner.kei.pl/pliki/D-S-091-2013%20%20BiT%201000%20_St_.pdf"]
[311,null,"STEROWNICZE","BS0556",null,"BiT 1000 (St)","8x2x0,5","ekranowany giętki kabel sterowniczy i zasilający, 06/1kV","Bitner","KMT",1,8790,"PLN",0.23,null,null,null,null,null,null,null,"BITNER n95",null,null,null,null,"http://katalog.bitner.kei.pl/pliki/4_BiT%201000%20(St)_06_1.pdf","http://katalog.bitner.kei.pl/pliki/D-S-091-2013%20%20BiT%201000%20_St_.pdf"]
[312,null,"STEROWNICZE","BS0557",null,"BiT 1000 (St)","10x2x0,5","ekranowany giętki kabel sterowniczy i zasilający, 06/1kV","Bitner","KMT",1,10600,"PLN",0.23,null,null,null,null,null,null,null,"BITNER n95",null,null,null,null,"http://katalog.bitner.kei.pl/pliki/4_BiT%201000%20(St)_06_1.pdf","http://katalog.bitner.kei.pl/pliki/D-S-091-2013%20%20BiT%201000%20_St_.pdf"]
[313,null,"STEROWNICZE","BS0558",null,"BiT 1000 (St)","12x2x0,5","ekranowany giętki kabel sterowniczy i zasilający, 06/1kV","Bitner","KMT",1,12400,"PLN",0.23,null,null,null,null,null,null,null,"BITNER n95",null,null,null,null,"http://katalog.bitner.kei.pl/pliki/4_BiT%201000%20(St)_06_1.pdf","http://katalog.bitner.kei.pl/pliki/D-S-091-2013%20%20BiT%201000%20_St_.pdf"]
[314,null,"STEROWNICZE","BS0559",null,"BiT 1000 (St)","14x2x0,5","ekranowany giętki kabel sterowniczy i zasilający, 06/1kV","Bitner","KMT",1,14200,"PLN",0.23,null,null,null,null,null,null,null,"BITNER n95",null,null,null,null,"http://katalog.bitner.kei.pl/pliki/4_BiT%201000%20(St)_06_1.pdf","http://katalog.bitner.kei.pl/pliki/D-S-091-2013%20%20BiT%201000%20_St_.pdf"]
[315,null,"STEROWNICZE","BS0560",null,"BiT 1000 (St)","16x2x0,5","ekranowany giętki kabel sterowniczy i zasilający, 06/1kV","Bitner","KMT",1,16310,"PLN",0.23,null,null,null,null,null,null,null,"BITNER n95",null,null,null,null,"http://katalog.bitner.kei.pl/pliki/4_BiT%201000%20(St)_06_1.pdf","http://katalog.bitner.kei.pl/pliki/D-S-091-2013%20%20BiT%201000%20_St_.pdf"]
[316,null,"STEROWNICZE","BS0561",null,"BiT 1000 (St)","18x2x0,5","ekranowany giętki kabel sterowniczy i zasilający, 06/1kV","Bitner","KMT",1,17940,"PLN",0.23,null,null,null,null,null,null,null,"BITNER n95",null,null,null,null,"http://katalog.bitner.kei.pl/pliki/4_BiT%201000%20(St)_06_1.pdf","http://katalog.bitner.kei.pl/pliki/D-S-091-2013%20%20BiT%201000%20_St_.pdf"]
[317,null,"STEROWNICZE","BS0562",null,"BiT 1000 (St)","20x2x0,5","ekranowany giętki kabel sterowniczy i zasilający, 06/1kV","Bitner","KMT",1,19690,"PLN",0.23,null,null,null,null,null,null,null,"BITNER n95",null,null,null,null,"http://katalog.bitner.kei.pl/pliki/4_BiT%201000%20(St)_06_1.pdf","http://katalog.bitner.kei.pl/pliki/D-S-091-2013%20%20BiT%201000%20_St_.pdf"]
[318,null,"STEROWNICZE","BS0563",null,"BiT 1000 (St)","24x2x0,5","ekranowany giętki kabel sterowniczy i zasilający, 06/1kV","Bitner","KMT",1,23100,"PLN",0.23,null,null,null,null,null,null,null,"BITNER n95",null,null,null,null,"http://katalog.bitner.kei.pl/pliki/4_BiT%201000%20(St)_06_1.pdf","http://katalog.bitner.kei.pl/pliki/D-S-091-2013%20%20BiT%201000%20_St_.pdf"]
[319,null,"STEROWNICZE","BS0564",null,"BiT 1000 (St)","2x2x0,75","ekranowany giętki kabel sterowniczy i zasilający, 06/1kV","Bitner","KMT",1,4310,"PLN",0.23,null,null,null,null,null,null,null,"BITNER n95",null,null,null,null,"http://katalog.bitner.kei.pl/pliki/4_BiT%201000%20(St)_06_1.pdf","http://katalog.bitner.kei.pl/pliki/D-S-091-2013%20%20BiT%201000%20_St_.pdf"]
[320,null,"STEROWNICZE","BS0565",null,"BiT 1000 (St)","3x2x0,75","ekranowany giętki kabel sterowniczy i zasilający, 06/1kV","Bitner","KMT",1,5300,"PLN",0.23,null,null,null,null,null,null,null,"BITNER n95",null,null,null,null,"http://katalog.bitner.kei.pl/pliki/4_BiT%201000%20(St)_06_1.pdf","http://katalog.bitner.kei.pl/pliki/D-S-091-2013%20%20BiT%201000%20_St_.pdf"]
[321,null,"STEROWNICZE","BS0566",null,"BiT 1000 (St)","4x2x0,75","ekranowany giętki kabel sterowniczy i zasilający, 06/1kV","Bitner","KMT",1,6620,"PLN",0.23,null,null,null,null,null,null,null,"BITNER n95",null,null,null,null,"http://katalog.bitner.kei.pl/pliki/4_BiT%201000%20(St)_06_1.pdf","http://katalog.bitner.kei.pl/pliki/D-S-091-2013%20%20BiT%201000%20_St_.pdf"]
[322,null,"STEROWNICZE","BS0567",null,"BiT 1000 (St)","5x2x0,75","ekranowany giętki kabel sterowniczy i zasilający, 06/1kV","Bitner","KMT",1,8020,"PLN",0.23,null,null,null,null,null,null,null,"BITNER n95",null,null,null,null,"http://katalog.bitner.kei.pl/pliki/4_BiT%201000%20(St)_06_1.pdf","http://katalog.bitner.kei.pl/pliki/D-S-091-2013%20%20BiT%201000%20_St_.pdf"]
[323,null,"STEROWNICZE","BS0568",null,"BiT 1000 (St)","6x2x0,75","ekranowany giętki kabel sterowniczy i zasilający, 06/1kV","Bitner","KMT",1,9080,"PLN",0.23,null,null,null,null,null,null,null,"BITNER n95",null,null,null,null,"http://katalog.bitner.kei.pl/pliki/4_BiT%201000%20(St)_06_1.pdf","http://katalog.bitner.kei.pl/pliki/D-S-091-2013%20%20BiT%201000%20_St_.pdf"]
[324,null,"STEROWNICZE","BS0569",null,"BiT 1000 (St)","7x2x0,75","ekranowany giętki kabel sterowniczy i zasilający, 06/1kV","Bitner","KMT",1,10480,"PLN",0.23,null,null,null,null,null,null,null,"BITNER n95",null,null,null,null,"http://katalog.bitner.kei.pl/pliki/4_BiT%201000%20(St)_06_1.pdf","http://katalog.bitner.kei.pl/pliki/D-S-091-2013%20%20BiT%201000%20_St_.pdf"]
[325,null,"STEROWNICZE","BS0570",null,"BiT 1000 (St)","8x2x0,75","ekranowany giętki kabel sterowniczy i zasilający, 06/1kV","Bitner","KMT",1,11750,"PLN",0.23,null,null,null,null,null,null,null,"BITNER n95",null,null,null,null,"http://katalog.bitner.kei.pl/pliki/4_BiT%201000%20(St)_06_1.pdf","http://katalog.bitner.kei.pl/pliki/D-S-091-2013%20%20BiT%201000%20_St_.pdf"]
[326,null,"STEROWNICZE","BS0571",null,"BiT 1000 (St)","10x2x0,75","ekranowany giętki kabel sterowniczy i zasilający, 06/1kV","Bitner","KMT",1,14270,"PLN",0.23,null,null,null,null,null,null,null,"BITNER n95",null,null,null,null,"http://katalog.bitner.kei.pl/pliki/4_BiT%201000%20(St)_06_1.pdf","http://katalog.bitner.kei.pl/pliki/D-S-091-2013%20%20BiT%201000%20_St_.pdf"]
[327,null,"STEROWNICZE","BS0572",null,"BiT 1000 (St)","12x2x0,75","ekranowany giętki kabel sterowniczy i zasilający, 06/1kV","Bitner","KMT",1,16790,"PLN",0.23,null,null,null,null,null,null,null,"BITNER n95",null,null,null,null,"http://katalog.bitner.kei.pl/pliki/4_BiT%201000%20(St)_06_1.pdf","http://katalog.bitner.kei.pl/pliki/D-S-091-2013%20%20BiT%201000%20_St_.pdf"]
[328,null,"STEROWNICZE","BS0573",null,"BiT 1000 (St)","14x2x0,75","ekranowany giętki kabel sterowniczy i zasilający, 06/1kV","Bitner","KMT",1,19440,"PLN",0.23,null,null,null,null,null,null,null,"BITNER n95",null,null,null,null,"http://katalog.bitner.kei.pl/pliki/4_BiT%201000%20(St)_06_1.pdf","http://katalog.bitner.kei.pl/pliki/D-S-091-2013%20%20BiT%201000%20_St_.pdf"]
[329,null,"STEROWNICZE","BS0574",null,"BiT 1000 (St)","16x2x0,75","ekranowany giętki kabel sterowniczy i zasilający, 06/1kV","Bitner","KMT",1,22180,"PLN",0.23,null,null,null,null,null,null,null,"BITNER n95",null,null,null,null,"http://katalog.bitner.kei.pl/pliki/4_BiT%201000%20(St)_06_1.pdf","http://katalog.bitner.kei.pl/pliki/D-S-091-2013%20%20BiT%201000%20_St_.pdf"]
[330,null,"STEROWNICZE","BS0575",null,"BiT 1000 (St)","18x2x0,75","ekranowany giętki kabel sterowniczy i zasilający, 06/1kV","Bitner","KMT",1,24490,"PLN",0.23,null,null,null,null,null,null,null,"BITNER n95",null,null,null,null,"http://katalog.bitner.kei.pl/pliki/4_BiT%201000%20(St)_06_1.pdf","http://katalog.bitner.kei.pl/pliki/D-S-091-2013%20%20BiT%201000%20_St_.pdf"]
[331,null,"STEROWNICZE","BS0576",null,"BiT 1000 (St)","20x2x0,75","ekranowany giętki kabel sterowniczy i zasilający, 06/1kV","Bitner","KMT",1,27100,"PLN",0.23,null,null,null,null,null,null,null,"BITNER n95",null,null,null,null,"http://katalog.bitner.kei.pl/pliki/4_BiT%201000%20(St)_06_1.pdf","http://katalog.bitner.kei.pl/pliki/D-S-091-2013%20%20BiT%201000%20_St_.pdf"]
[332,null,"STEROWNICZE","BS0577",null,"BiT 1000 (St)","24x2x0,75","ekranowany giętki kabel sterowniczy i zasilający, 06/1kV","Bitner","KMT",1,32550,"PLN",0.23,null,null,null,null,null,null,null,"BITNER n95",null,null,null,null,"http://katalog.bitner.kei.pl/pliki/4_BiT%201000%20(St)_06_1.pdf","http://katalog.bitner.kei.pl/pliki/D-S-091-2013%20%20BiT%201000%20_St_.pdf"]
[333,null,"STEROWNICZE","BS0578",null,"BiT 1000 (St)","2x2x1","ekranowany giętki kabel sterowniczy i zasilający, 06/1kV","Bitner","KMT",1,5330,"PLN",0.23,null,null,null,null,null,null,null,"BITNER n95",null,null,null,null,"http://katalog.bitner.kei.pl/pliki/4_BiT%201000%20(St)_06_1.pdf","http://katalog.bitner.kei.pl/pliki/D-S-091-2013%20%20BiT%201000%20_St_.pdf"]
[334,null,"STEROWNICZE","BS0579",null,"BiT 1000 (St)","3x2x1","ekranowany giętki kabel sterowniczy i zasilający, 06/1kV","Bitner","KMT",1,6800,"PLN",0.23,null,null,null,null,null,null,null,"BITNER n95",null,null,null,null,"http://katalog.bitner.kei.pl/pliki/4_BiT%201000%20(St)_06_1.pdf","http://katalog.bitner.kei.pl/pliki/D-S-091-2013%20%20BiT%201000%20_St_.pdf"]
[335,null,"STEROWNICZE","BS0580",null,"BiT 1000 (St)","4x2x1","ekranowany giętki kabel sterowniczy i zasilający, 06/1kV","Bitner","KMT",1,8180,"PLN",0.23,null,null,null,null,null,null,null,"BITNER n95",null,null,null,null,"http://katalog.bitner.kei.pl/pliki/4_BiT%201000%20(St)_06_1.pdf","http://katalog.bitner.kei.pl/pliki/D-S-091-2013%20%20BiT%201000%20_St_.pdf"]
[336,null,"STEROWNICZE","BS0581",null,"BiT 1000 (St)","5x2x1","ekranowany giętki kabel sterowniczy i zasilający, 06/1kV","Bitner","KMT",1,10050,"PLN",0.23,null,null,null,null,null,null,null,"BITNER n95",null,null,null,null,"http://katalog.bitner.kei.pl/pliki/4_BiT%201000%20(St)_06_1.pdf","http://katalog.bitner.kei.pl/pliki/D-S-091-2013%20%20BiT%201000%20_St_.pdf"]
[337,null,"STEROWNICZE","BS0582",null,"BiT 1000 (St)","6x2x1","ekranowany giętki kabel sterowniczy i zasilający, 06/1kV","Bitner","KMT",1,11430,"PLN",0.23,null,null,null,null,null,null,null,"BITNER n95",null,null,null,null,"http://katalog.bitner.kei.pl/pliki/4_BiT%201000%20(St)_06_1.pdf","http://katalog.bitner.kei.pl/pliki/D-S-091-2013%20%20BiT%201000%20_St_.pdf"]
[338,null,"STEROWNICZE","BS0583",null,"BiT 1000 (St)","7x2x1","ekranowany giętki kabel sterowniczy i zasilający, 06/1kV","Bitner","KMT",1,13190,"PLN",0.23,null,null,null,null,null,null,null,"BITNER n95",null,null,null,null,"http://katalog.bitner.kei.pl/pliki/4_BiT%201000%20(St)_06_1.pdf","http://katalog.bitner.kei.pl/pliki/D-S-091-2013%20%20BiT%201000%20_St_.pdf"]
[339,null,"STEROWNICZE","BS0584",null,"BiT 1000 (St)","8x2x1","ekranowany giętki kabel sterowniczy i zasilający, 06/1kV","Bitner","KMT",1,14810,"PLN",0.23,null,null,null,null,null,null,null,"BITNER n95",null,null,null,null,"http://katalog.bitner.kei.pl/pliki/4_BiT%201000%20(St)_06_1.pdf","http://katalog.bitner.kei.pl/pliki/D-S-091-2013%20%20BiT%201000%20_St_.pdf"]
[340,null,"STEROWNICZE","BS0585",null,"BiT 1000 (St)","10x2x1","ekranowany giętki kabel sterowniczy i zasilający, 06/1kV","Bitner","KMT",1,18040,"PLN",0.23,null,null,null,null,null,null,null,"BITNER n95",null,null,null,null,"http://katalog.bitner.kei.pl/pliki/4_BiT%201000%20(St)_06_1.pdf","http://katalog.bitner.kei.pl/pliki/D-S-091-2013%20%20BiT%201000%20_St_.pdf"]
[341,null,"STEROWNICZE","BS0586",null,"BiT 1000 (St)","12x2x1","ekranowany giętki kabel sterowniczy i zasilający, 06/1kV","Bitner","KMT",1,21640,"PLN",0.23,null,null,null,null,null,null,null,"BITNER n95",null,null,null,null,"http://katalog.bitner.kei.pl/pliki/4_BiT%201000%20(St)_06_1.pdf","http://katalog.bitner.kei.pl/pliki/D-S-091-2013%20%20BiT%201000%20_St_.pdf"]
[342,null,"STEROWNICZE","BS0587",null,"BiT 1000 (St)","14x2x1","ekranowany giętki kabel sterowniczy i zasilający, 06/1kV","Bitner","KMT",1,24620,"PLN",0.23,null,null,null,null,null,null,null,"BITNER n95",null,null,null,null,"http://katalog.bitner.kei.pl/pliki/4_BiT%201000%20(St)_06_1.pdf","http://katalog.bitner.kei.pl/pliki/D-S-091-2013%20%20BiT%201000%20_St_.pdf"]
[343,null,"STEROWNICZE","BS0588",null,"BiT 1000 (St)","16x2x1","ekranowany giętki kabel sterowniczy i zasilający, 06/1kV","Bitner","KMT",1,28740,"PLN",0.23,null,null,null,null,null,null,null,"BITNER n95",null,null,null,null,"http://katalog.bitner.kei.pl/pliki/4_BiT%201000%20(St)_06_1.pdf","http://katalog.bitner.kei.pl/pliki/D-S-091-2013%20%20BiT%201000%20_St_.pdf"]
[344,null,"STEROWNICZE","BS0589",null,"BiT 1000 (St)","18x2x1","ekranowany giętki kabel sterowniczy i zasilający, 06/1kV","Bitner","KMT",1,31230,"PLN",0.23,null,null,null,null,null,null,null,"BITNER n95",null,null,null,null,"http://katalog.bitner.kei.pl/pliki/4_BiT%201000%20(St)_06_1.pdf","http://katalog.bitner.kei.pl/pliki/D-S-091-2013%20%20BiT%201000%20_St_.pdf"]
[345,null,"STEROWNICZE","BS0590",null,"BiT 1000 (St)","20x2x1","ekranowany giętki kabel sterowniczy i zasilający, 06/1kV","Bitner","KMT",1,34400,"PLN",0.23,null,null,null,null,null,null,null,"BITNER n95",null,null,null,null,"http://katalog.bitner.kei.pl/pliki/4_BiT%201000%20(St)_06_1.pdf","http://katalog.bitner.kei.pl/pliki/D-S-091-2013%20%20BiT%201000%20_St_.pdf"]
[346,null,"STEROWNICZE","BS0591",null,"BiT 1000 (St)","24x2x1","ekranowany giętki kabel sterowniczy i zasilający, 06/1kV","Bitner","KMT",1,40640,"PLN",0.23,null,null,null,null,null,null,null,"BITNER n95",null,null,null,null,"http://katalog.bitner.kei.pl/pliki/4_BiT%201000%20(St)_06_1.pdf","http://katalog.bitner.kei.pl/pliki/D-S-091-2013%20%20BiT%201000%20_St_.pdf"]
[347,null,"STEROWNICZE","BS0592",null,"BiT 1000 (St)","2x2x1,5","ekranowany giętki kabel sterowniczy i zasilający, 06/1kV","Bitner","KMT",1,6840,"PLN",0.23,null,null,null,null,null,null,null,"BITNER n95",null,null,null,null,"http://katalog.bitner.kei.pl/pliki/4_BiT%201000%20(St)_06_1.pdf","http://katalog.bitner.kei.pl/pliki/D-S-091-2013%20%20BiT%201000%20_St_.pdf"]
[348,null,"STEROWNICZE","BS0593",null,"BiT 1000 (St)","3x2x1,5","ekranowany giętki kabel sterowniczy i zasilający, 06/1kV","Bitner","KMT",1,8840,"PLN",0.23,null,null,null,null,null,null,null,"BITNER n95",null,null,null,null,"http://katalog.bitner.kei.pl/pliki/4_BiT%201000%20(St)_06_1.pdf","http://katalog.bitner.kei.pl/pliki/D-S-091-2013%20%20BiT%201000%20_St_.pdf"]
[349,null,"STEROWNICZE","BS0594",null,"BiT 1000 (St)","4x2x1,5","ekranowany giętki kabel sterowniczy i zasilający, 06/1kV","Bitner","KMT",1,11200,"PLN",0.23,null,null,null,null,null,null,null,"BITNER n95",null,null,null,null,"http://katalog.bitner.kei.pl/pliki/4_BiT%201000%20(St)_06_1.pdf","http://katalog.bitner.kei.pl/pliki/D-S-091-2013%20%20BiT%201000%20_St_.pdf"]
[350,null,"STEROWNICZE","BS0595",null,"BiT 1000 (St)","5x2x1,5","ekranowany giętki kabel sterowniczy i zasilający, 06/1kV","Bitner","KMT",1,13570,"PLN",0.23,null,null,null,null,null,null,null,"BITNER n95",null,null,null,null,"http://katalog.bitner.kei.pl/pliki/4_BiT%201000%20(St)_06_1.pdf","http://katalog.bitner.kei.pl/pliki/D-S-091-2013%20%20BiT%201000%20_St_.pdf"]
[351,null,"STEROWNICZE","BS0596",null,"BiT 1000 (St)","6x2x1,5","ekranowany giętki kabel sterowniczy i zasilający, 06/1kV","Bitner","KMT",1,15550,"PLN",0.23,null,null,null,null,null,null,null,"BITNER n95",null,null,null,null,"http://katalog.bitner.kei.pl/pliki/4_BiT%201000%20(St)_06_1.pdf","http://katalog.bitner.kei.pl/pliki/D-S-091-2013%20%20BiT%201000%20_St_.pdf"]
[352,null,"STEROWNICZE","BS0597",null,"BiT 1000 (St)","7x2x1,5","ekranowany giętki kabel sterowniczy i zasilający, 06/1kV","Bitner","KMT",1,18280,"PLN",0.23,null,null,null,null,null,null,null,"BITNER n95",null,null,null,null,"http://katalog.bitner.kei.pl/pliki/4_BiT%201000%20(St)_06_1.pdf","http://katalog.bitner.kei.pl/pliki/D-S-091-2013%20%20BiT%201000%20_St_.pdf"]
[353,null,"STEROWNICZE","BS0598",null,"BiT 1000 (St)","8x2x1,5","ekranowany giętki kabel sterowniczy i zasilający, 06/1kV","Bitner","KMT",1,20280,"PLN",0.23,null,null,null,null,null,null,null,"BITNER n95",null,null,null,null,"http://katalog.bitner.kei.pl/pliki/4_BiT%201000%20(St)_06_1.pdf","http://katalog.bitner.kei.pl/pliki/D-S-091-2013%20%20BiT%201000%20_St_.pdf"]
[354,null,"STEROWNICZE","BS0599",null,"BiT 1000 (St)","10x2x1,5","ekranowany giętki kabel sterowniczy i zasilający, 06/1kV","Bitner","KMT",1,24950,"PLN",0.23,null,null,null,null,null,null,null,"BITNER n95",null,null,null,null,"http://katalog.bitner.kei.pl/pliki/4_BiT%201000%20(St)_06_1.pdf","http://katalog.bitner.kei.pl/pliki/D-S-091-2013%20%20BiT%201000%20_St_.pdf"]
[355,null,"STEROWNICZE","BS0600",null,"BiT 1000 (St)","12x2x1,5","ekranowany giętki kabel sterowniczy i zasilający, 06/1kV","Bitner","KMT",1,29510,"PLN",0.23,null,null,null,null,null,null,null,"BITNER n95",null,null,null,null,"http://katalog.bitner.kei.pl/pliki/4_BiT%201000%20(St)_06_1.pdf","http://katalog.bitner.kei.pl/pliki/D-S-091-2013%20%20BiT%201000%20_St_.pdf"]
[356,null,"STEROWNICZE","BS0601",null,"BiT 1000 (St)","14x2x1,5","ekranowany giętki kabel sterowniczy i zasilający, 06/1kV","Bitner","KMT",1,34210,"PLN",0.23,null,null,null,null,null,null,null,"BITNER n95",null,null,null,null,"http://katalog.bitner.kei.pl/pliki/4_BiT%201000%20(St)_06_1.pdf","http://katalog.bitner.kei.pl/pliki/D-S-091-2013%20%20BiT%201000%20_St_.pdf"]
[357,null,"STEROWNICZE","BS0602",null,"BiT 1000 (St)","16x2x1,5","ekranowany giętki kabel sterowniczy i zasilający, 06/1kV","Bitner","KMT",1,39260,"PLN",0.23,null,null,null,null,null,null,null,"BITNER n95",null,null,null,null,"http://katalog.bitner.kei.pl/pliki/4_BiT%201000%20(St)_06_1.pdf","http://katalog.bitner.kei.pl/pliki/D-S-091-2013%20%20BiT%201000%20_St_.pdf"]
[358,null,"STEROWNICZE","BS0603",null,"BiT 1000 (St)","18x2x1,5","ekranowany giętki kabel sterowniczy i zasilający, 06/1kV","Bitner","KMT",1,43510,"PLN",0.23,null,null,null,null,null,null,null,"BITNER n95",null,null,null,null,"http://katalog.bitner.kei.pl/pliki/4_BiT%201000%20(St)_06_1.pdf","http://katalog.bitner.kei.pl/pliki/D-S-091-2013%20%20BiT%201000%20_St_.pdf"]
[359,null,"STEROWNICZE","BS0604",null,"BiT 1000 (St)","20x2x1,5","ekranowany giętki kabel sterowniczy i zasilający, 06/1kV","Bitner","KMT",1,48000,"PLN",0.23,null,null,null,null,null,null,null,"BITNER n95",null,null,null,null,"http://katalog.bitner.kei.pl/pliki/4_BiT%201000%20(St)_06_1.pdf","http://katalog.bitner.kei.pl/pliki/D-S-091-2013%20%20BiT%201000%20_St_.pdf"]
[360,null,"STEROWNICZE","BS0605",null,"BiT 1000 (St)","24x2x1,5","ekranowany giętki kabel sterowniczy i zasilający, 06/1kV","Bitner","KMT",1,57040,"PLN",0.23,null,null,null,null,null,null,null,"BITNER n95",null,null,null,null,"http://katalog.bitner.kei.pl/pliki/4_BiT%201000%20(St)_06_1.pdf","http://katalog.bitner.kei.pl/pliki/D-S-091-2013%20%20BiT%201000%20_St_.pdf"]
[361,null,"STEROWNICZE","BS0606",null,"BiT 1000 (St)","2x2x2,5","ekranowany giętki kabel sterowniczy i zasilający, 06/1kV","Bitner","KMT",1,9630,"PLN",0.23,null,null,null,null,null,null,null,"BITNER n95",null,null,null,null,"http://katalog.bitner.kei.pl/pliki/4_BiT%201000%20(St)_06_1.pdf","http://katalog.bitner.kei.pl/pliki/D-S-091-2013%20%20BiT%201000%20_St_.pdf"]
[362,null,"STEROWNICZE","BS0607",null,"BiT 1000 (St)","3x2x2,5","ekranowany giętki kabel sterowniczy i zasilający, 06/1kV","Bitner","KMT",1,12950,"PLN",0.23,null,null,null,null,null,null,null,"BITNER n95",null,null,null,null,"http://katalog.bitner.kei.pl/pliki/4_BiT%201000%20(St)_06_1.pdf","http://katalog.bitner.kei.pl/pliki/D-S-091-2013%20%20BiT%201000%20_St_.pdf"]
[363,null,"STEROWNICZE","BS0608",null,"BiT 1000 (St)","4x2x2,5","ekranowany giętki kabel sterowniczy i zasilający, 06/1kV","Bitner","KMT",1,16660,"PLN",0.23,null,null,null,null,null,null,null,"BITNER n95",null,null,null,null,"http://katalog.bitner.kei.pl/pliki/4_BiT%201000%20(St)_06_1.pdf","http://katalog.bitner.kei.pl/pliki/D-S-091-2013%20%20BiT%201000%20_St_.pdf"]
[364,null,"STEROWNICZE","BS0609",null,"BiT 1000 (St)","5x2x2,5","ekranowany giętki kabel sterowniczy i zasilający, 06/1kV","Bitner","KMT",1,20760,"PLN",0.23,null,null,null,null,null,null,null,"BITNER n95",null,null,null,null,"http://katalog.bitner.kei.pl/pliki/4_BiT%201000%20(St)_06_1.pdf","http://katalog.bitner.kei.pl/pliki/D-S-091-2013%20%20BiT%201000%20_St_.pdf"]
[365,null,"STEROWNICZE","BS0610",null,"BiT 1000 (St)","6x2x2,5","ekranowany giętki kabel sterowniczy i zasilający, 06/1kV","Bitner","KMT",1,24000,"PLN",0.23,null,null,null,null,null,null,null,"BITNER n95",null,null,null,null,"http://katalog.bitner.kei.pl/pliki/4_BiT%201000%20(St)_06_1.pdf","http://katalog.bitner.kei.pl/pliki/D-S-091-2013%20%20BiT%201000%20_St_.pdf"]
[366,null,"STEROWNICZE","BS0611",null,"BiT 1000 (St)","7x2x2,5","ekranowany giętki kabel sterowniczy i zasilający, 06/1kV","Bitner","KMT",1,27980,"PLN",0.23,null,null,null,null,null,null,null,"BITNER n95",null,null,null,null,"http://katalog.bitner.kei.pl/pliki/4_BiT%201000%20(St)_06_1.pdf","http://katalog.bitner.kei.pl/pliki/D-S-091-2013%20%20BiT%201000%20_St_.pdf"]
[367,null,"STEROWNICZE","BS0612",null,"BiT 1000 (St)","8x2x2,5","ekranowany giętki kabel sterowniczy i zasilający, 06/1kV","Bitner","KMT",1,31650,"PLN",0.23,null,null,null,null,null,null,null,"BITNER n95",null,null,null,null,"http://katalog.bitner.kei.pl/pliki/4_BiT%201000%20(St)_06_1.pdf","http://katalog.bitner.kei.pl/pliki/D-S-091-2013%20%20BiT%201000%20_St_.pdf"]
[368,null,"STEROWNICZE","BS0613",null,"BiT 1000 (St)","10x2x2,5","ekranowany giętki kabel sterowniczy i zasilający, 06/1kV","Bitner","KMT",1,39110,"PLN",0.23,null,null,null,null,null,null,null,"BITNER n95",null,null,null,null,"http://katalog.bitner.kei.pl/pliki/4_BiT%201000%20(St)_06_1.pdf","http://katalog.bitner.kei.pl/pliki/D-S-091-2013%20%20BiT%201000%20_St_.pdf"]
[369,null,"STEROWNICZE","BS0614",null,"BiT 1000 (St)","12x2x2,5","ekranowany giętki kabel sterowniczy i zasilający, 06/1kV","Bitner","KMT",1,46600,"PLN",0.23,null,null,null,null,null,null,null,"BITNER n95",null,null,null,null,"http://katalog.bitner.kei.pl/pliki/4_BiT%201000%20(St)_06_1.pdf","http://katalog.bitner.kei.pl/pliki/D-S-091-2013%20%20BiT%201000%20_St_.pdf"]
[370,null,"STEROWNICZE","BS0615",null,"BiT 1000 (St)","14x2x2,5","ekranowany giętki kabel sterowniczy i zasilający, 06/1kV","Bitner","KMT",1,53920,"PLN",0.23,null,null,null,null,null,null,null,"BITNER n95",null,null,null,null,"http://katalog.bitner.kei.pl/pliki/4_BiT%201000%20(St)_06_1.pdf","http://katalog.bitner.kei.pl/pliki/D-S-091-2013%20%20BiT%201000%20_St_.pdf"]
[371,null,"STEROWNICZE","BS0616",null,"BiT 1000 (St)","16x2x2,5","ekranowany giętki kabel sterowniczy i zasilający, 06/1kV","Bitner","KMT",1,61870,"PLN",0.23,null,null,null,null,null,null,null,"BITNER n95",null,null,null,null,"http://katalog.bitner.kei.pl/pliki/4_BiT%201000%20(St)_06_1.pdf","http://katalog.bitner.kei.pl/pliki/D-S-091-2013%20%20BiT%201000%20_St_.pdf"]
[372,null,"STEROWNICZE","BS0930",null,"BiT 1000 (St) FR","2x0,5","uniepalniony, ekranowany, giętki kabel sterowniczy, 0,6/1kV","Bitner","KMT",1,2380,"PLN",0.23,null,null,null,null,null,null,null,"BITNER n95",null,null,null,null,"http://katalog.bitner.kei.pl/pliki/9_BiT%201000%20(St)%20FR_06_1.pdf","http://katalog.bitner.kei.pl/pliki/D-S-126-2013%20%20BiT%201000%20St%20FR.pdf"]
[373,null,"STEROWNICZE","BS0931",null,"BiT 1000 (St) FR","3G0,5","uniepalniony, ekranowany, giętki kabel sterowniczy, 0,6/1kV","Bitner","KMT",1,2870,"PLN",0.23,null,null,null,null,null,null,null,"BITNER n95",null,null,null,null,"http://katalog.bitner.kei.pl/pliki/9_BiT%201000%20(St)%20FR_06_1.pdf","http://katalog.bitner.kei.pl/pliki/D-S-126-2013%20%20BiT%201000%20St%20FR.pdf"]
[374,null,"STEROWNICZE","BS0933",null,"BiT 1000 (St) FR","4G0,5","uniepalniony, ekranowany, giętki kabel sterowniczy, 0,6/1kV","Bitner","KMT",1,3450,"PLN",0.23,null,null,null,null,null,null,null,"BITNER n95",null,null,null,null,"http://katalog.bitner.kei.pl/pliki/9_BiT%201000%20(St)%20FR_06_1.pdf","http://katalog.bitner.kei.pl/pliki/D-S-126-2013%20%20BiT%201000%20St%20FR.pdf"]
[375,null,"STEROWNICZE","BS0935",null,"BiT 1000 (St) FR","5G0,5","uniepalniony, ekranowany, giętki kabel sterowniczy, 0,6/1kV","Bitner","KMT",1,3960,"PLN",0.23,null,null,null,null,null,null,null,"BITNER n95",null,null,null,null,"http://katalog.bitner.kei.pl/pliki/9_BiT%201000%20(St)%20FR_06_1.pdf","http://katalog.bitner.kei.pl/pliki/D-S-126-2013%20%20BiT%201000%20St%20FR.pdf"]
[376,null,"STEROWNICZE","BS0937",null,"BiT 1000 (St) FR","6G0,5","uniepalniony, ekranowany, giętki kabel sterowniczy, 0,6/1kV","Bitner","KMT",1,4580,"PLN",0.23,null,null,null,null,null,null,null,"BITNER n95",null,null,null,null,"http://katalog.bitner.kei.pl/pliki/9_BiT%201000%20(St)%20FR_06_1.pdf","http://katalog.bitner.kei.pl/pliki/D-S-126-2013%20%20BiT%201000%20St%20FR.pdf"]
[377,null,"STEROWNICZE","BS0938",null,"BiT 1000 (St) FR","7G0,5","uniepalniony, ekranowany, giętki kabel sterowniczy, 0,6/1kV","Bitner","KMT",1,4970,"PLN",0.23,null,null,null,null,null,null,null,"BITNER n95",null,null,null,null,"http://katalog.bitner.kei.pl/pliki/9_BiT%201000%20(St)%20FR_06_1.pdf","http://katalog.bitner.kei.pl/pliki/D-S-126-2013%20%20BiT%201000%20St%20FR.pdf"]
[378,null,"STEROWNICZE","BS0940",null,"BiT 1000 (St) FR","8G0,5","uniepalniony, ekranowany, giętki kabel sterowniczy, 0,6/1kV","Bitner","KMT",1,5650,"PLN",0.23,null,null,null,null,null,null,null,"BITNER n95",null,null,null,null,"http://katalog.bitner.kei.pl/pliki/9_BiT%201000%20(St)%20FR_06_1.pdf","http://katalog.bitner.kei.pl/pliki/D-S-126-2013%20%20BiT%201000%20St%20FR.pdf"]
[379,null,"STEROWNICZE","BS0942",null,"BiT 1000 (St) FR","10G0,5","uniepalniony, ekranowany, giętki kabel sterowniczy, 0,6/1kV","Bitner","KMT",1,6990,"PLN",0.23,null,null,null,null,null,null,null,"BITNER n95",null,null,null,null,"http://katalog.bitner.kei.pl/pliki/9_BiT%201000%20(St)%20FR_06_1.pdf","http://katalog.bitner.kei.pl/pliki/D-S-126-2013%20%20BiT%201000%20St%20FR.pdf"]
[380,null,"STEROWNICZE","BS0943",null,"BiT 1000 (St) FR","12G0,5","uniepalniony, ekranowany, giętki kabel sterowniczy, 0,6/1kV","Bitner","KMT",1,7750,"PLN",0.23,null,null,null,null,null,null,null,"BITNER n95",null,null,null,null,"http://katalog.bitner.kei.pl/pliki/9_BiT%201000%20(St)%20FR_06_1.pdf","http://katalog.bitner.kei.pl/pliki/D-S-126-2013%20%20BiT%201000%20St%20FR.pdf"]
[381,null,"STEROWNICZE","BS0945",null,"BiT 1000 (St) FR","14G0,5","uniepalniony, ekranowany, giętki kabel sterowniczy, 0,6/1kV","Bitner","KMT",1,8800,"PLN",0.23,null,null,null,null,null,null,null,"BITNER n95",null,null,null,null,"http://katalog.bitner.kei.pl/pliki/9_BiT%201000%20(St)%20FR_06_1.pdf","http://katalog.bitner.kei.pl/pliki/D-S-126-2013%20%20BiT%201000%20St%20FR.pdf"]
[382,null,"STEROWNICZE","BS0946",null,"BiT 1000 (St) FR","16G0,5","uniepalniony, ekranowany, giętki kabel sterowniczy, 0,6/1kV","Bitner","KMT",1,9350,"PLN",0.23,null,null,null,null,null,null,null,"BITNER n95",null,null,null,null,"http://katalog.bitner.kei.pl/pliki/9_BiT%201000%20(St)%20FR_06_1.pdf","http://katalog.bitner.kei.pl/pliki/D-S-126-2013%20%20BiT%201000%20St%20FR.pdf"]
[383,null,"STEROWNICZE","BS0947",null,"BiT 1000 (St) FR","18G0,5","uniepalniony, ekranowany, giętki kabel sterowniczy, 0,6/1kV","Bitner","KMT",1,10410,"PLN",0.23,null,null,null,null,null,null,null,"BITNER n95",null,null,null,null,"http://katalog.bitner.kei.pl/pliki/9_BiT%201000%20(St)%20FR_06_1.pdf","http://katalog.bitner.kei.pl/pliki/D-S-126-2013%20%20BiT%201000%20St%20FR.pdf"]
[384,null,"STEROWNICZE","BS0949",null,"BiT 1000 (St) FR","21G0,5","uniepalniony, ekranowany, giętki kabel sterowniczy, 0,6/1kV","Bitner","KMT",1,11830,"PLN",0.23,null,null,null,null,null,null,null,"BITNER n95",null,null,null,null,"http://katalog.bitner.kei.pl/pliki/9_BiT%201000%20(St)%20FR_06_1.pdf","http://katalog.bitner.kei.pl/pliki/D-S-126-2013%20%20BiT%201000%20St%20FR.pdf"]
[385,null,"STEROWNICZE","BS0950",null,"BiT 1000 (St) FR","25G0,5","uniepalniony, ekranowany, giętki kabel sterowniczy, 0,6/1kV","Bitner","KMT",1,14030,"PLN",0.23,null,null,null,null,null,null,null,"BITNER n95",null,null,null,null,"http://katalog.bitner.kei.pl/pliki/9_BiT%201000%20(St)%20FR_06_1.pdf","http://katalog.bitner.kei.pl/pliki/D-S-126-2013%20%20BiT%201000%20St%20FR.pdf"]
[386,null,"STEROWNICZE","BS0952",null,"BiT 1000 (St) FR","30G0,5","uniepalniony, ekranowany, giętki kabel sterowniczy, 0,6/1kV","Bitner","KMT",1,16190,"PLN",0.23,null,null,null,null,null,null,null,"BITNER n95",null,null,null,null,"http://katalog.bitner.kei.pl/pliki/9_BiT%201000%20(St)%20FR_06_1.pdf","http://katalog.bitner.kei.pl/pliki/D-S-126-2013%20%20BiT%201000%20St%20FR.pdf"]
[387,null,"STEROWNICZE","BS0953",null,"BiT 1000 (St) FR","34G0,5","uniepalniony, ekranowany, giętki kabel sterowniczy, 0,6/1kV","Bitner","KMT",1,18460,"PLN",0.23,null,null,null,null,null,null,null,"BITNER n95",null,null,null,null,"http://katalog.bitner.kei.pl/pliki/9_BiT%201000%20(St)%20FR_06_1.pdf","http://katalog.bitner.kei.pl/pliki/D-S-126-2013%20%20BiT%201000%20St%20FR.pdf"]
[388,null,"STEROWNICZE","BS0959",null,"BiT 1000 (St) FR","2x0,75","uniepalniony, ekranowany, giętki kabel sterowniczy, 0,6/1kV","Bitner","KMT",1,3030,"PLN",0.23,null,null,null,null,null,null,null,"BITNER n95",null,null,null,null,"http://katalog.bitner.kei.pl/pliki/9_BiT%201000%20(St)%20FR_06_1.pdf","http://katalog.bitner.kei.pl/pliki/D-S-126-2013%20%20BiT%201000%20St%20FR.pdf"]
[389,null,"STEROWNICZE","BS0960",null,"BiT 1000 (St) FR","3G0,75","uniepalniony, ekranowany, giętki kabel sterowniczy, 0,6/1kV","Bitner","KMT",1,3650,"PLN",0.23,null,null,null,null,null,null,null,"BITNER n95",null,null,null,null,"http://katalog.bitner.kei.pl/pliki/9_BiT%201000%20(St)%20FR_06_1.pdf","http://katalog.bitner.kei.pl/pliki/D-S-126-2013%20%20BiT%201000%20St%20FR.pdf"]
[390,null,"STEROWNICZE","BS0962",null,"BiT 1000 (St) FR","4G0,75","uniepalniony, ekranowany, giętki kabel sterowniczy, 0,6/1kV","Bitner","KMT",1,4350,"PLN",0.23,null,null,null,null,null,null,null,"BITNER n95",null,null,null,null,"http://katalog.bitner.kei.pl/pliki/9_BiT%201000%20(St)%20FR_06_1.pdf","http://katalog.bitner.kei.pl/pliki/D-S-126-2013%20%20BiT%201000%20St%20FR.pdf"]
[391,null,"STEROWNICZE","BS0964",null,"BiT 1000 (St) FR","5G0,75","uniepalniony, ekranowany, giętki kabel sterowniczy, 0,6/1kV","Bitner","KMT",1,5040,"PLN",0.23,null,null,null,null,null,null,null,"BITNER n95",null,null,null,null,"http://katalog.bitner.kei.pl/pliki/9_BiT%201000%20(St)%20FR_06_1.pdf","http://katalog.bitner.kei.pl/pliki/D-S-126-2013%20%20BiT%201000%20St%20FR.pdf"]
[392,null,"STEROWNICZE","BS0966",null,"BiT 1000 (St) FR","6G0,75","uniepalniony, ekranowany, giętki kabel sterowniczy, 0,6/1kV","Bitner","KMT",1,5860,"PLN",0.23,null,null,null,null,null,null,null,"BITNER n95",null,null,null,null,"http://katalog.bitner.kei.pl/pliki/9_BiT%201000%20(St)%20FR_06_1.pdf","http://katalog.bitner.kei.pl/pliki/D-S-126-2013%20%20BiT%201000%20St%20FR.pdf"]
[393,null,"STEROWNICZE","BS0968",null,"BiT 1000 (St) FR","7G0,75","uniepalniony, ekranowany, giętki kabel sterowniczy, 0,6/1kV","Bitner","KMT",1,6450,"PLN",0.23,null,null,null,null,null,null,null,"BITNER n95",null,null,null,null,"http://katalog.bitner.kei.pl/pliki/9_BiT%201000%20(St)%20FR_06_1.pdf","http://katalog.bitner.kei.pl/pliki/D-S-126-2013%20%20BiT%201000%20St%20FR.pdf"]
[394,null,"STEROWNICZE","BS0970",null,"BiT 1000 (St) FR","8G0,75","uniepalniony, ekranowany, giętki kabel sterowniczy, 0,6/1kV","Bitner","KMT",1,7390,"PLN",0.23,null,null,null,null,null,null,null,"BITNER n95",null,null,null,null,"http://katalog.bitner.kei.pl/pliki/9_BiT%201000%20(St)%20FR_06_1.pdf","http://katalog.bitner.kei.pl/pliki/D-S-126-2013%20%20BiT%201000%20St%20FR.pdf"]
[395,null,"STEROWNICZE","BS0972",null,"BiT 1000 (St) FR","10G0,75","uniepalniony, ekranowany, giętki kabel sterowniczy, 0,6/1kV","Bitner","KMT",1,8880,"PLN",0.23,null,null,null,null,null,null,null,"BITNER n95",null,null,null,null,"http://katalog.bitner.kei.pl/pliki/9_BiT%201000%20(St)%20FR_06_1.pdf","http://katalog.bitner.kei.pl/pliki/D-S-126-2013%20%20BiT%201000%20St%20FR.pdf"]
[396,null,"STEROWNICZE","BS0973",null,"BiT 1000 (St) FR","12G0,75","uniepalniony, ekranowany, giętki kabel sterowniczy, 0,6/1kV","Bitner","KMT",1,9760,"PLN",0.23,null,null,null,null,null,null,null,"BITNER n95",null,null,null,null,"http://katalog.bitner.kei.pl/pliki/9_BiT%201000%20(St)%20FR_06_1.pdf","http://katalog.bitner.kei.pl/pliki/D-S-126-2013%20%20BiT%201000%20St%20FR.pdf"]
[397,null,"STEROWNICZE","BS0975",null,"BiT 1000 (St) FR","14G0,75","uniepalniony, ekranowany, giętki kabel sterowniczy, 0,6/1kV","Bitner","KMT",1,11130,"PLN",0.23,null,null,null,null,null,null,null,"BITNER n95",null,null,null,null,"http://katalog.bitner.kei.pl/pliki/9_BiT%201000%20(St)%20FR_06_1.pdf","http://katalog.bitner.kei.pl/pliki/D-S-126-2013%20%20BiT%201000%20St%20FR.pdf"]
[398,null,"STEROWNICZE","BS0976",null,"BiT 1000 (St) FR","16G0,75","uniepalniony, ekranowany, giętki kabel sterowniczy, 0,6/1kV","Bitner","KMT",1,12570,"PLN",0.23,null,null,null,null,null,null,null,"BITNER n95",null,null,null,null,"http://katalog.bitner.kei.pl/pliki/9_BiT%201000%20(St)%20FR_06_1.pdf","http://katalog.bitner.kei.pl/pliki/D-S-126-2013%20%20BiT%201000%20St%20FR.pdf"]
[399,null,"STEROWNICZE","BS0977",null,"BiT 1000 (St) FR","18G0,75","uniepalniony, ekranowany, giętki kabel sterowniczy, 0,6/1kV","Bitner","KMT",1,14000,"PLN",0.23,null,null,null,null,null,null,null,"BITNER n95",null,null,null,null,"http://katalog.bitner.kei.pl/pliki/9_BiT%201000%20(St)%20FR_06_1.pdf","http://katalog.bitner.kei.pl/pliki/D-S-126-2013%20%20BiT%201000%20St%20FR.pdf"]
[400,null,"STEROWNICZE","BS0979",null,"BiT 1000 (St) FR","21G0,75","uniepalniony, ekranowany, giętki kabel sterowniczy, 0,6/1kV","Bitner","KMT",1,16020,"PLN",0.23,null,null,null,null,null,null,null,"BITNER n95",null,null,null,null,"http://katalog.bitner.kei.pl/pliki/9_BiT%201000%20(St)%20FR_06_1.pdf","http://katalog.bitner.kei.pl/pliki/D-S-126-2013%20%20BiT%201000%20St%20FR.pdf"]
[401,null,"STEROWNICZE","BS0980",null,"BiT 1000 (St) FR","25G0,75","uniepalniony, ekranowany, giętki kabel sterowniczy, 0,6/1kV","Bitner","KMT",1,19000,"PLN",0.23,null,null,null,null,null,null,null,"BITNER n95",null,null,null,null,"http://katalog.bitner.kei.pl/pliki/9_BiT%201000%20(St)%20FR_06_1.pdf","http://katalog.bitner.kei.pl/pliki/D-S-126-2013%20%20BiT%201000%20St%20FR.pdf"]
[402,null,"STEROWNICZE","BS0982",null,"BiT 1000 (St) FR","30G0,75","uniepalniony, ekranowany, giętki kabel sterowniczy, 0,6/1kV","Bitner","KMT",1,22140,"PLN",0.23,null,null,null,null,null,null,null,"BITNER n95",null,null,null,null,"http://katalog.bitner.kei.pl/pliki/9_BiT%201000%20(St)%20FR_06_1.pdf","http://katalog.bitner.kei.pl/pliki/D-S-126-2013%20%20BiT%201000%20St%20FR.pdf"]
[403,null,"STEROWNICZE","BS0983",null,"BiT 1000 (St) FR","34G0,75","uniepalniony, ekranowany, giętki kabel sterowniczy, 0,6/1kV","Bitner","KMT",1,25190,"PLN",0.23,null,null,null,null,null,null,null,"BITNER n95",null,null,null,null,"http://katalog.bitner.kei.pl/pliki/9_BiT%201000%20(St)%20FR_06_1.pdf","http://katalog.bitner.kei.pl/pliki/D-S-126-2013%20%20BiT%201000%20St%20FR.pdf"]
[404,null,"STEROWNICZE","BS0984",null,"BiT 1000 (St) FR","37G0,75","uniepalniony, ekranowany, giętki kabel sterowniczy, 0,6/1kV","Bitner","KMT",1,26860,"PLN",0.23,null,null,null,null,null,null,null,"BITNER n95",null,null,null,null,"http://katalog.bitner.kei.pl/pliki/9_BiT%201000%20(St)%20FR_06_1.pdf","http://katalog.bitner.kei.pl/pliki/D-S-126-2013%20%20BiT%201000%20St%20FR.pdf"]
[405,null,"STEROWNICZE","BS0986",null,"BiT 1000 (St) FR","42G0,75","uniepalniony, ekranowany, giętki kabel sterowniczy, 0,6/1kV","Bitner","KMT",1,30760,"PLN",0.23,null,null,null,null,null,null,null,"BITNER n95",null,null,null,null,"http://katalog.bitner.kei.pl/pliki/9_BiT%201000%20(St)%20FR_06_1.pdf","http://katalog.bitner.kei.pl/pliki/D-S-126-2013%20%20BiT%201000%20St%20FR.pdf"]
[406,null,"STEROWNICZE","BS0987",null,"BiT 1000 (St) FR","52G0,75","uniepalniony, ekranowany, giętki kabel sterowniczy, 0,6/1kV","Bitner","KMT",1,37360,"PLN",0.23,null,null,null,null,null,null,null,"BITNER n95",null,null,null,null,"http://katalog.bitner.kei.pl/pliki/9_BiT%201000%20(St)%20FR_06_1.pdf","http://katalog.bitner.kei.pl/pliki/D-S-126-2013%20%20BiT%201000%20St%20FR.pdf"]
[407,null,"STEROWNICZE","BS0988",null,"BiT 1000 (St) FR","61G0,75","uniepalniony, ekranowany, giętki kabel sterowniczy, 0,6/1kV","Bitner","KMT",1,43400,"PLN",0.23,null,null,null,null,null,null,null,"BITNER n95",null,null,null,null,"http://katalog.bitner.kei.pl/pliki/9_BiT%201000%20(St)%20FR_06_1.pdf","http://katalog.bitner.kei.pl/pliki/D-S-126-2013%20%20BiT%201000%20St%20FR.pdf"]
[408,null,"STEROWNICZE","BS0989",null,"BiT 1000 (St) FR","2x1,0","uniepalniony, ekranowany, giętki kabel sterowniczy, 0,6/1kV","Bitner","KMT",1,3720,"PLN",0.23,null,null,null,null,null,null,null,"BITNER n95",null,null,null,null,"http://katalog.bitner.kei.pl/pliki/9_BiT%201000%20(St)%20FR_06_1.pdf","http://katalog.bitner.kei.pl/pliki/D-S-126-2013%20%20BiT%201000%20St%20FR.pdf"]
[409,null,"STEROWNICZE","BS0990",null,"BiT 1000 (St) FR","3G1,0","uniepalniony, ekranowany, giętki kabel sterowniczy, 0,6/1kV","Bitner","KMT",1,4410,"PLN",0.23,null,null,null,null,null,null,null,"BITNER n95",null,null,null,null,"http://katalog.bitner.kei.pl/pliki/9_BiT%201000%20(St)%20FR_06_1.pdf","http://katalog.bitner.kei.pl/pliki/D-S-126-2013%20%20BiT%201000%20St%20FR.pdf"]
[410,null,"STEROWNICZE","BS0992",null,"BiT 1000 (St) FR","4G1,0","uniepalniony, ekranowany, giętki kabel sterowniczy, 0,6/1kV","Bitner","KMT",1,5510,"PLN",0.23,null,null,null,null,null,null,null,"BITNER n95",null,null,null,null,"http://katalog.bitner.kei.pl/pliki/9_BiT%201000%20(St)%20FR_06_1.pdf","http://katalog.bitner.kei.pl/pliki/D-S-126-2013%20%20BiT%201000%20St%20FR.pdf"]
[411,null,"STEROWNICZE","BS0994",null,"BiT 1000 (St) FR","5G1,0","uniepalniony, ekranowany, giętki kabel sterowniczy, 0,6/1kV","Bitner","KMT",1,6510,"PLN",0.23,null,null,null,null,null,null,null,"BITNER n95",null,null,null,null,"http://katalog.bitner.kei.pl/pliki/9_BiT%201000%20(St)%20FR_06_1.pdf","http://katalog.bitner.kei.pl/pliki/D-S-126-2013%20%20BiT%201000%20St%20FR.pdf"]
[412,null,"STEROWNICZE","BS0996",null,"BiT 1000 (St) FR","6G1,0","uniepalniony, ekranowany, giętki kabel sterowniczy, 0,6/1kV","Bitner","KMT",1,7360,"PLN",0.23,null,null,null,null,null,null,null,"BITNER n95",null,null,null,null,"http://katalog.bitner.kei.pl/pliki/9_BiT%201000%20(St)%20FR_06_1.pdf","http://katalog.bitner.kei.pl/pliki/D-S-126-2013%20%20BiT%201000%20St%20FR.pdf"]
[413,null,"STEROWNICZE","BS0998",null,"BiT 1000 (St) FR","7G1,0","uniepalniony, ekranowany, giętki kabel sterowniczy, 0,6/1kV","Bitner","KMT",1,8360,"PLN",0.23,null,null,null,null,null,null,null,"BITNER n95",null,null,null,null,"http://katalog.bitner.kei.pl/pliki/9_BiT%201000%20(St)%20FR_06_1.pdf","http://katalog.bitner.kei.pl/pliki/D-S-126-2013%20%20BiT%201000%20St%20FR.pdf"]
[414,null,"STEROWNICZE","BS1000",null,"BiT 1000 (St) FR","8G1,0","uniepalniony, ekranowany, giętki kabel sterowniczy, 0,6/1kV","Bitner","KMT",1,8780,"PLN",0.23,null,null,null,null,null,null,null,"BITNER n95",null,null,null,null,"http://katalog.bitner.kei.pl/pliki/9_BiT%201000%20(St)%20FR_06_1.pdf","http://katalog.bitner.kei.pl/pliki/D-S-126-2013%20%20BiT%201000%20St%20FR.pdf"]
[415,null,"STEROWNICZE","BS1001",null,"BiT 1000 (St) FR","10G1,0","uniepalniony, ekranowany, giętki kabel sterowniczy, 0,6/1kV","Bitner","KMT",1,11110,"PLN",0.23,null,null,null,null,null,null,null,"BITNER n95",null,null,null,null,"http://katalog.bitner.kei.pl/pliki/9_BiT%201000%20(St)%20FR_06_1.pdf","http://katalog.bitner.kei.pl/pliki/D-S-126-2013%20%20BiT%201000%20St%20FR.pdf"]
[416,null,"STEROWNICZE","BS1003",null,"BiT 1000 (St) FR","12G1,0","uniepalniony, ekranowany, giętki kabel sterowniczy, 0,6/1kV","Bitner","KMT",1,12560,"PLN",0.23,null,null,null,null,null,null,null,"BITNER n95",null,null,null,null,"http://katalog.bitner.kei.pl/pliki/9_BiT%201000%20(St)%20FR_06_1.pdf","http://katalog.bitner.kei.pl/pliki/D-S-126-2013%20%20BiT%201000%20St%20FR.pdf"]
[417,null,"STEROWNICZE","BS1005",null,"BiT 1000 (St) FR","14G1,0","uniepalniony, ekranowany, giętki kabel sterowniczy, 0,6/1kV","Bitner","KMT",1,14360,"PLN",0.23,null,null,null,null,null,null,null,"BITNER n95",null,null,null,null,"http://katalog.bitner.kei.pl/pliki/9_BiT%201000%20(St)%20FR_06_1.pdf","http://katalog.bitner.kei.pl/pliki/D-S-126-2013%20%20BiT%201000%20St%20FR.pdf"]
[418,null,"STEROWNICZE","BS1006",null,"BiT 1000 (St) FR","16G1,0","uniepalniony, ekranowany, giętki kabel sterowniczy, 0,6/1kV","Bitner","KMT",1,15910,"PLN",0.23,null,null,null,null,null,null,null,"BITNER n95",null,null,null,null,"http://katalog.bitner.kei.pl/pliki/9_BiT%201000%20(St)%20FR_06_1.pdf","http://katalog.bitner.kei.pl/pliki/D-S-126-2013%20%20BiT%201000%20St%20FR.pdf"]
[419,null,"STEROWNICZE","BS1007",null,"BiT 1000 (St) FR","18G1,0","uniepalniony, ekranowany, giętki kabel sterowniczy, 0,6/1kV","Bitner","KMT",1,18050,"PLN",0.23,null,null,null,null,null,null,null,"BITNER n95",null,null,null,null,"http://katalog.bitner.kei.pl/pliki/9_BiT%201000%20(St)%20FR_06_1.pdf","http://katalog.bitner.kei.pl/pliki/D-S-126-2013%20%20BiT%201000%20St%20FR.pdf"]
[420,null,"STEROWNICZE","BS1010",null,"BiT 1000 (St) FR","21G1,0","uniepalniony, ekranowany, giętki kabel sterowniczy, 0,6/1kV","Bitner","KMT",1,20320,"PLN",0.23,null,null,null,null,null,null,null,"BITNER n95",null,null,null,null,"http://katalog.bitner.kei.pl/pliki/9_BiT%201000%20(St)%20FR_06_1.pdf","http://katalog.bitner.kei.pl/pliki/D-S-126-2013%20%20BiT%201000%20St%20FR.pdf"]
[421,null,"STEROWNICZE","BS1011",null,"BiT 1000 (St) FR","25G1,0","uniepalniony, ekranowany, giętki kabel sterowniczy, 0,6/1kV","Bitner","KMT",1,24520,"PLN",0.23,null,null,null,null,null,null,null,"BITNER n95",null,null,null,null,"http://katalog.bitner.kei.pl/pliki/9_BiT%201000%20(St)%20FR_06_1.pdf","http://katalog.bitner.kei.pl/pliki/D-S-126-2013%20%20BiT%201000%20St%20FR.pdf"]
[422,null,"STEROWNICZE","BS1013",null,"BiT 1000 (St) FR","30G1,0","uniepalniony, ekranowany, giętki kabel sterowniczy, 0,6/1kV","Bitner","KMT",1,28160,"PLN",0.23,null,null,null,null,null,null,null,"BITNER n95",null,null,null,null,"http://katalog.bitner.kei.pl/pliki/9_BiT%201000%20(St)%20FR_06_1.pdf","http://katalog.bitner.kei.pl/pliki/D-S-126-2013%20%20BiT%201000%20St%20FR.pdf"]
[423,null,"STEROWNICZE","BS1014",null,"BiT 1000 (St) FR","34G1,0","uniepalniony, ekranowany, giętki kabel sterowniczy, 0,6/1kV","Bitner","KMT",1,32200,"PLN",0.23,null,null,null,null,null,null,null,"BITNER n95",null,null,null,null,"http://katalog.bitner.kei.pl/pliki/9_BiT%201000%20(St)%20FR_06_1.pdf","http://katalog.bitner.kei.pl/pliki/D-S-126-2013%20%20BiT%201000%20St%20FR.pdf"]
[424,null,"STEROWNICZE","BS1015",null,"BiT 1000 (St) FR","37G1,0","uniepalniony, ekranowany, giętki kabel sterowniczy, 0,6/1kV","Bitner","KMT",1,34900,"PLN",0.23,null,null,null,null,null,null,null,"BITNER n95",null,null,null,null,"http://katalog.bitner.kei.pl/pliki/9_BiT%201000%20(St)%20FR_06_1.pdf","http://katalog.bitner.kei.pl/pliki/D-S-126-2013%20%20BiT%201000%20St%20FR.pdf"]
[425,null,"STEROWNICZE","BS1017",null,"BiT 1000 (St) FR","42G1,0","uniepalniony, ekranowany, giętki kabel sterowniczy, 0,6/1kV","Bitner","KMT",1,39300,"PLN",0.23,null,null,null,null,null,null,null,"BITNER n95",null,null,null,null,"http://katalog.bitner.kei.pl/pliki/9_BiT%201000%20(St)%20FR_06_1.pdf","http://katalog.bitner.kei.pl/pliki/D-S-126-2013%20%20BiT%201000%20St%20FR.pdf"]
[426,null,"STEROWNICZE","BS1018",null,"BiT 1000 (St) FR","52G1,0","uniepalniony, ekranowany, giętki kabel sterowniczy, 0,6/1kV","Bitner","KMT",1,47610,"PLN",0.23,null,null,null,null,null,null,null,"BITNER n95",null,null,null,null,"http://katalog.bitner.kei.pl/pliki/9_BiT%201000%20(St)%20FR_06_1.pdf","http://katalog.bitner.kei.pl/pliki/D-S-126-2013%20%20BiT%201000%20St%20FR.pdf"]
[427,null,"STEROWNICZE","BS1019",null,"BiT 1000 (St) FR","61G1,0","uniepalniony, ekranowany, giętki kabel sterowniczy, 0,6/1kV","Bitner","KMT",1,55550,"PLN",0.23,null,null,null,null,null,null,null,"BITNER n95",null,null,null,null,"http://katalog.bitner.kei.pl/pliki/9_BiT%201000%20(St)%20FR_06_1.pdf","http://katalog.bitner.kei.pl/pliki/D-S-126-2013%20%20BiT%201000%20St%20FR.pdf"]
[428,null,"STEROWNICZE","BS1020",null,"BiT 1000 (St) FR","2x1,5","uniepalniony, ekranowany, giętki kabel sterowniczy, 0,6/1kV","Bitner","KMT",1,4530,"PLN",0.23,null,null,null,null,null,null,null,"BITNER n95",null,null,null,null,"http://katalog.bitner.kei.pl/pliki/9_BiT%201000%20(St)%20FR_06_1.pdf","http://katalog.bitner.kei.pl/pliki/D-S-126-2013%20%20BiT%201000%20St%20FR.pdf"]
[429,null,"STEROWNICZE","BS1021",null,"BiT 1000 (St) FR","3G1,5","uniepalniony, ekranowany, giętki kabel sterowniczy, 0,6/1kV","Bitner","KMT",1,5670,"PLN",0.23,null,null,null,null,null,null,null,"BITNER n95",null,null,null,null,"http://katalog.bitner.kei.pl/pliki/9_BiT%201000%20(St)%20FR_06_1.pdf","http://katalog.bitner.kei.pl/pliki/D-S-126-2013%20%20BiT%201000%20St%20FR.pdf"]
[430,null,"STEROWNICZE","BS1023",null,"BiT 1000 (St) FR","4G1,5","uniepalniony, ekranowany, giętki kabel sterowniczy, 0,6/1kV","Bitner","KMT",1,7140,"PLN",0.23,null,null,null,null,null,null,null,"BITNER n95",null,null,null,null,"http://katalog.bitner.kei.pl/pliki/9_BiT%201000%20(St)%20FR_06_1.pdf","http://katalog.bitner.kei.pl/pliki/D-S-126-2013%20%20BiT%201000%20St%20FR.pdf"]
[431,null,"STEROWNICZE","BS1025",null,"BiT 1000 (St) FR","5G1,5","uniepalniony, ekranowany, giętki kabel sterowniczy, 0,6/1kV","Bitner","KMT",1,8580,"PLN",0.23,null,null,null,null,null,null,null,"BITNER n95",null,null,null,null,"http://katalog.bitner.kei.pl/pliki/9_BiT%201000%20(St)%20FR_06_1.pdf","http://katalog.bitner.kei.pl/pliki/D-S-126-2013%20%20BiT%201000%20St%20FR.pdf"]
[432,null,"STEROWNICZE","BS1027",null,"BiT 1000 (St) FR","6G1,5","uniepalniony, ekranowany, giętki kabel sterowniczy, 0,6/1kV","Bitner","KMT",1,9480,"PLN",0.23,null,null,null,null,null,null,null,"BITNER n95",null,null,null,null,"http://katalog.bitner.kei.pl/pliki/9_BiT%201000%20(St)%20FR_06_1.pdf","http://katalog.bitner.kei.pl/pliki/D-S-126-2013%20%20BiT%201000%20St%20FR.pdf"]
[433,null,"STEROWNICZE","BS1029",null,"BiT 1000 (St) FR","7G1,5","uniepalniony, ekranowany, giętki kabel sterowniczy, 0,6/1kV","Bitner","KMT",1,10560,"PLN",0.23,null,null,null,null,null,null,null,"BITNER n95",null,null,null,null,"http://katalog.bitner.kei.pl/pliki/9_BiT%201000%20(St)%20FR_06_1.pdf","http://katalog.bitner.kei.pl/pliki/D-S-126-2013%20%20BiT%201000%20St%20FR.pdf"]
[434,null,"STEROWNICZE","BS1031",null,"BiT 1000 (St) FR","8G1,5","uniepalniony, ekranowany, giętki kabel sterowniczy, 0,6/1kV","Bitner","KMT",1,11960,"PLN",0.23,null,null,null,null,null,null,null,"BITNER n95",null,null,null,null,"http://katalog.bitner.kei.pl/pliki/9_BiT%201000%20(St)%20FR_06_1.pdf","http://katalog.bitner.kei.pl/pliki/D-S-126-2013%20%20BiT%201000%20St%20FR.pdf"]
[435,null,"STEROWNICZE","BS1032",null,"BiT 1000 (St) FR","10G1,5","uniepalniony, ekranowany, giętki kabel sterowniczy, 0,6/1kV","Bitner","KMT",1,14940,"PLN",0.23,null,null,null,null,null,null,null,"BITNER n95",null,null,null,null,"http://katalog.bitner.kei.pl/pliki/9_BiT%201000%20(St)%20FR_06_1.pdf","http://katalog.bitner.kei.pl/pliki/D-S-126-2013%20%20BiT%201000%20St%20FR.pdf"]
[436,null,"STEROWNICZE","BS1034",null,"BiT 1000 (St) FR","12G1,5","uniepalniony, ekranowany, giętki kabel sterowniczy, 0,6/1kV","Bitner","KMT",1,16300,"PLN",0.23,null,null,null,null,null,null,null,"BITNER n95",null,null,null,null,"http://katalog.bitner.kei.pl/pliki/9_BiT%201000%20(St)%20FR_06_1.pdf","http://katalog.bitner.kei.pl/pliki/D-S-126-2013%20%20BiT%201000%20St%20FR.pdf"]
[437,null,"STEROWNICZE","BS1036",null,"BiT 1000 (St) FR","14G1,5","uniepalniony, ekranowany, giętki kabel sterowniczy, 0,6/1kV","Bitner","KMT",1,19540,"PLN",0.23,null,null,null,null,null,null,null,"BITNER n95",null,null,null,null,"http://katalog.bitner.kei.pl/pliki/9_BiT%201000%20(St)%20FR_06_1.pdf","http://katalog.bitner.kei.pl/pliki/D-S-126-2013%20%20BiT%201000%20St%20FR.pdf"]
[438,null,"STEROWNICZE","BS1037",null,"BiT 1000 (St) FR","16G1,5","uniepalniony, ekranowany, giętki kabel sterowniczy, 0,6/1kV","Bitner","KMT",1,22140,"PLN",0.23,null,null,null,null,null,null,null,"BITNER n95",null,null,null,null,"http://katalog.bitner.kei.pl/pliki/9_BiT%201000%20(St)%20FR_06_1.pdf","http://katalog.bitner.kei.pl/pliki/D-S-126-2013%20%20BiT%201000%20St%20FR.pdf"]
[439,null,"STEROWNICZE","BS1038",null,"BiT 1000 (St) FR","18G1,5","uniepalniony, ekranowany, giętki kabel sterowniczy, 0,6/1kV","Bitner","KMT",1,24410,"PLN",0.23,null,null,null,null,null,null,null,"BITNER n95",null,null,null,null,"http://katalog.bitner.kei.pl/pliki/9_BiT%201000%20(St)%20FR_06_1.pdf","http://katalog.bitner.kei.pl/pliki/D-S-126-2013%20%20BiT%201000%20St%20FR.pdf"]
[440,null,"STEROWNICZE","BS1040",null,"BiT 1000 (St) FR","21G1,5","uniepalniony, ekranowany, giętki kabel sterowniczy, 0,6/1kV","Bitner","KMT",1,28240,"PLN",0.23,null,null,null,null,null,null,null,"BITNER n95",null,null,null,null,"http://katalog.bitner.kei.pl/pliki/9_BiT%201000%20(St)%20FR_06_1.pdf","http://katalog.bitner.kei.pl/pliki/D-S-126-2013%20%20BiT%201000%20St%20FR.pdf"]
[441,null,"STEROWNICZE","BS1041",null,"BiT 1000 (St) FR","25G1,5","uniepalniony, ekranowany, giętki kabel sterowniczy, 0,6/1kV","Bitner","KMT",1,33950,"PLN",0.23,null,null,null,null,null,null,null,"BITNER n95",null,null,null,null,"http://katalog.bitner.kei.pl/pliki/9_BiT%201000%20(St)%20FR_06_1.pdf","http://katalog.bitner.kei.pl/pliki/D-S-126-2013%20%20BiT%201000%20St%20FR.pdf"]
[442,null,"STEROWNICZE","BS1043",null,"BiT 1000 (St) FR","30G1,5","uniepalniony, ekranowany, giętki kabel sterowniczy, 0,6/1kV","Bitner","KMT",1,39280,"PLN",0.23,null,null,null,null,null,null,null,"BITNER n95",null,null,null,null,"http://katalog.bitner.kei.pl/pliki/9_BiT%201000%20(St)%20FR_06_1.pdf","http://katalog.bitner.kei.pl/pliki/D-S-126-2013%20%20BiT%201000%20St%20FR.pdf"]
[443,null,"STEROWNICZE","BS1044",null,"BiT 1000 (St) FR","34G1,5","uniepalniony, ekranowany, giętki kabel sterowniczy, 0,6/1kV","Bitner","KMT",1,45250,"PLN",0.23,null,null,null,null,null,null,null,"BITNER n95",null,null,null,null,"http://katalog.bitner.kei.pl/pliki/9_BiT%201000%20(St)%20FR_06_1.pdf","http://katalog.bitner.kei.pl/pliki/D-S-126-2013%20%20BiT%201000%20St%20FR.pdf"]
[444,null,"STEROWNICZE","BS1045",null,"BiT 1000 (St) FR","37G1,5","uniepalniony, ekranowany, giętki kabel sterowniczy, 0,6/1kV","Bitner","KMT",1,48040,"PLN",0.23,null,null,null,null,null,null,null,"BITNER n95",null,null,null,null,"http://katalog.bitner.kei.pl/pliki/9_BiT%201000%20(St)%20FR_06_1.pdf","http://katalog.bitner.kei.pl/pliki/D-S-126-2013%20%20BiT%201000%20St%20FR.pdf"]
[445,null,"STEROWNICZE","BS1047",null,"BiT 1000 (St) FR","42G1,5","uniepalniony, ekranowany, giętki kabel sterowniczy, 0,6/1kV","Bitner","KMT",1,54890,"PLN",0.23,null,null,null,null,null,null,null,"BITNER n95",null,null,null,null,"http://katalog.bitner.kei.pl/pliki/9_BiT%201000%20(St)%20FR_06_1.pdf","http://katalog.bitner.kei.pl/pliki/D-S-126-2013%20%20BiT%201000%20St%20FR.pdf"]
[446,null,"STEROWNICZE","BS1048",null,"BiT 1000 (St) FR","52G1,5","uniepalniony, ekranowany, giętki kabel sterowniczy, 0,6/1kV","Bitner","KMT",1,66720,"PLN",0.23,null,null,null,null,null,null,null,"BITNER n95",null,null,null,null,"http://katalog.bitner.kei.pl/pliki/9_BiT%201000%20(St)%20FR_06_1.pdf","http://katalog.bitner.kei.pl/pliki/D-S-126-2013%20%20BiT%201000%20St%20FR.pdf"]
[447,null,"STEROWNICZE","BS1049",null,"BiT 1000 (St) FR","61G1,5","uniepalniony, ekranowany, giętki kabel sterowniczy, 0,6/1kV","Bitner","KMT",1,77920,"PLN",0.23,null,null,null,null,null,null,null,"BITNER n95",null,null,null,null,"http://katalog.bitner.kei.pl/pliki/9_BiT%201000%20(St)%20FR_06_1.pdf","http://katalog.bitner.kei.pl/pliki/D-S-126-2013%20%20BiT%201000%20St%20FR.pdf"]
[448,null,"STEROWNICZE","BS1050",null,"BiT 1000 (St) FR","2x2,5","uniepalniony, ekranowany, giętki kabel sterowniczy, 0,6/1kV","Bitner","KMT",1,6050,"PLN",0.23,null,null,null,null,null,null,null,"BITNER n95",null,null,null,null,"http://katalog.bitner.kei.pl/pliki/9_BiT%201000%20(St)%20FR_06_1.pdf","http://katalog.bitner.kei.pl/pliki/D-S-126-2013%20%20BiT%201000%20St%20FR.pdf"]
[449,null,"STEROWNICZE","BS1051",null,"BiT 1000 (St) FR","3G2,5","uniepalniony, ekranowany, giętki kabel sterowniczy, 0,6/1kV","Bitner","KMT",1,8200,"PLN",0.23,null,null,null,null,null,null,null,"BITNER n95",null,null,null,null,"http://katalog.bitner.kei.pl/pliki/9_BiT%201000%20(St)%20FR_06_1.pdf","http://katalog.bitner.kei.pl/pliki/D-S-126-2013%20%20BiT%201000%20St%20FR.pdf"]
[450,null,"STEROWNICZE","BS1053",null,"BiT 1000 (St) FR","4G2,5","uniepalniony, ekranowany, giętki kabel sterowniczy, 0,6/1kV","Bitner","KMT",1,9920,"PLN",0.23,null,null,null,null,null,null,null,"BITNER n95",null,null,null,null,"http://katalog.bitner.kei.pl/pliki/9_BiT%201000%20(St)%20FR_06_1.pdf","http://katalog.bitner.kei.pl/pliki/D-S-126-2013%20%20BiT%201000%20St%20FR.pdf"]
[451,null,"STEROWNICZE","BS1055",null,"BiT 1000 (St) FR","5G2,5","uniepalniony, ekranowany, giętki kabel sterowniczy, 0,6/1kV","Bitner","KMT",1,12070,"PLN",0.23,null,null,null,null,null,null,null,"BITNER n95",null,null,null,null,"http://katalog.bitner.kei.pl/pliki/9_BiT%201000%20(St)%20FR_06_1.pdf","http://katalog.bitner.kei.pl/pliki/D-S-126-2013%20%20BiT%201000%20St%20FR.pdf"]
[452,null,"STEROWNICZE","BS1057",null,"BiT 1000 (St) FR","6G2,5","uniepalniony, ekranowany, giętki kabel sterowniczy, 0,6/1kV","Bitner","KMT",1,14030,"PLN",0.23,null,null,null,null,null,null,null,"BITNER n95",null,null,null,null,"http://katalog.bitner.kei.pl/pliki/9_BiT%201000%20(St)%20FR_06_1.pdf","http://katalog.bitner.kei.pl/pliki/D-S-126-2013%20%20BiT%201000%20St%20FR.pdf"]
[453,null,"STEROWNICZE","BS1059",null,"BiT 1000 (St) FR","7G2,5","uniepalniony, ekranowany, giętki kabel sterowniczy, 0,6/1kV","Bitner","KMT",1,15970,"PLN",0.23,null,null,null,null,null,null,null,"BITNER n95",null,null,null,null,"http://katalog.bitner.kei.pl/pliki/9_BiT%201000%20(St)%20FR_06_1.pdf","http://katalog.bitner.kei.pl/pliki/D-S-126-2013%20%20BiT%201000%20St%20FR.pdf"]
[454,null,"STEROWNICZE","BS1061",null,"BiT 1000 (St) FR","10G2,5","uniepalniony, ekranowany, giętki kabel sterowniczy, 0,6/1kV","Bitner","KMT",1,22800,"PLN",0.23,null,null,null,null,null,null,null,"BITNER n95",null,null,null,null,"http://katalog.bitner.kei.pl/pliki/9_BiT%201000%20(St)%20FR_06_1.pdf","http://katalog.bitner.kei.pl/pliki/D-S-126-2013%20%20BiT%201000%20St%20FR.pdf"]
[455,null,"STEROWNICZE","BS1062",null,"BiT 1000 (St) FR","12G2,5","uniepalniony, ekranowany, giętki kabel sterowniczy, 0,6/1kV","Bitner","KMT",1,25970,"PLN",0.23,null,null,null,null,null,null,null,"BITNER n95",null,null,null,null,"http://katalog.bitner.kei.pl/pliki/9_BiT%201000%20(St)%20FR_06_1.pdf","http://katalog.bitner.kei.pl/pliki/D-S-126-2013%20%20BiT%201000%20St%20FR.pdf"]
[456,null,"STEROWNICZE","BS1064",null,"BiT 1000 (St) FR","14G2,5","uniepalniony, ekranowany, giętki kabel sterowniczy, 0,6/1kV","Bitner","KMT",1,30240,"PLN",0.23,null,null,null,null,null,null,null,"BITNER n95",null,null,null,null,"http://katalog.bitner.kei.pl/pliki/9_BiT%201000%20(St)%20FR_06_1.pdf","http://katalog.bitner.kei.pl/pliki/D-S-126-2013%20%20BiT%201000%20St%20FR.pdf"]
[457,null,"STEROWNICZE","BS1065",null,"BiT 1000 (St) FR","16G2,5","uniepalniony, ekranowany, giętki kabel sterowniczy, 0,6/1kV","Bitner","KMT",1,34080,"PLN",0.23,null,null,null,null,null,null,null,"BITNER n95",null,null,null,null,"http://katalog.bitner.kei.pl/pliki/9_BiT%201000%20(St)%20FR_06_1.pdf","http://katalog.bitner.kei.pl/pliki/D-S-126-2013%20%20BiT%201000%20St%20FR.pdf"]
[458,null,"STEROWNICZE","BS1066",null,"BiT 1000 (St) FR","18G2,5","uniepalniony, ekranowany, giętki kabel sterowniczy, 0,6/1kV","Bitner","KMT",1,38170,"PLN",0.23,null,null,null,null,null,null,null,"BITNER n95",null,null,null,null,"http://katalog.bitner.kei.pl/pliki/9_BiT%201000%20(St)%20FR_06_1.pdf","http://katalog.bitner.kei.pl/pliki/D-S-126-2013%20%20BiT%201000%20St%20FR.pdf"]
[459,null,"STEROWNICZE","BS1067",null,"BiT 1000 (St) FR","21G2,5","uniepalniony, ekranowany, giętki kabel sterowniczy, 0,6/1kV","Bitner","KMT",1,44200,"PLN",0.23,null,null,null,null,null,null,null,"BITNER n95",null,null,null,null,"http://katalog.bitner.kei.pl/pliki/9_BiT%201000%20(St)%20FR_06_1.pdf","http://katalog.bitner.kei.pl/pliki/D-S-126-2013%20%20BiT%201000%20St%20FR.pdf"]
[460,null,"STEROWNICZE","BS1068",null,"BiT 1000 (St) FR","25G2,5","uniepalniony, ekranowany, giętki kabel sterowniczy, 0,6/1kV","Bitner","KMT",1,52780,"PLN",0.23,null,null,null,null,null,null,null,"BITNER n95",null,null,null,null,"http://katalog.bitner.kei.pl/pliki/9_BiT%201000%20(St)%20FR_06_1.pdf","http://katalog.bitner.kei.pl/pliki/D-S-126-2013%20%20BiT%201000%20St%20FR.pdf"]
[461,null,"STEROWNICZE","BS1069",null,"BiT 1000 (St) FR","30G2,5","uniepalniony, ekranowany, giętki kabel sterowniczy, 0,6/1kV","Bitner","KMT",1,62180,"PLN",0.23,null,null,null,null,null,null,null,"BITNER n95",null,null,null,null,"http://katalog.bitner.kei.pl/pliki/9_BiT%201000%20(St)%20FR_06_1.pdf","http://katalog.bitner.kei.pl/pliki/D-S-126-2013%20%20BiT%201000%20St%20FR.pdf"]
[462,null,"STEROWNICZE","BS1073",null,"BiT 1000 (St) FR","8G2,5","uniepalniony, ekranowany, giętki kabel sterowniczy, 0,6/1kV","Bitner","KMT",1,18020,"PLN",0.23,null,null,null,null,null,null,null,"BITNER n95",null,null,null,null,"http://katalog.bitner.kei.pl/pliki/9_BiT%201000%20(St)%20FR_06_1.pdf","http://katalog.bitner.kei.pl/pliki/D-S-126-2013%20%20BiT%201000%20St%20FR.pdf"]
[463,null,"STEROWNICZE","BS1080",null,"BiT 1000 (St) FR","2x2x0,5","uniepalniony, ekranowany, giętki kabel sterowniczy, 0,6/1kV","Bitner","KMT",1,3770,"PLN",0.23,null,null,null,null,null,null,null,"BITNER n95",null,null,null,null,"http://katalog.bitner.kei.pl/pliki/9_BiT%201000%20(St)%20FR_06_1.pdf","http://katalog.bitner.kei.pl/pliki/D-S-126-2013%20%20BiT%201000%20St%20FR.pdf"]
[464,null,"STEROWNICZE","BS1081",null,"BiT 1000 (St) FR","3x2x0,5","uniepalniony, ekranowany, giętki kabel sterowniczy, 0,6/1kV","Bitner","KMT",1,4640,"PLN",0.23,null,null,null,null,null,null,null,"BITNER n95",null,null,null,null,"http://katalog.bitner.kei.pl/pliki/9_BiT%201000%20(St)%20FR_06_1.pdf","http://katalog.bitner.kei.pl/pliki/D-S-126-2013%20%20BiT%201000%20St%20FR.pdf"]
[465,null,"STEROWNICZE","BS1082",null,"BiT 1000 (St) FR","4x2x0,5","uniepalniony, ekranowany, giętki kabel sterowniczy, 0,6/1kV","Bitner","KMT",1,5700,"PLN",0.23,null,null,null,null,null,null,null,"BITNER n95",null,null,null,null,"http://katalog.bitner.kei.pl/pliki/9_BiT%201000%20(St)%20FR_06_1.pdf","http://katalog.bitner.kei.pl/pliki/D-S-126-2013%20%20BiT%201000%20St%20FR.pdf"]
[466,null,"STEROWNICZE","BS1083",null,"BiT 1000 (St) FR","5x2x0,5","uniepalniony, ekranowany, giętki kabel sterowniczy, 0,6/1kV","Bitner","KMT",1,6960,"PLN",0.23,null,null,null,null,null,null,null,"BITNER n95",null,null,null,null,"http://katalog.bitner.kei.pl/pliki/9_BiT%201000%20(St)%20FR_06_1.pdf","http://katalog.bitner.kei.pl/pliki/D-S-126-2013%20%20BiT%201000%20St%20FR.pdf"]
[467,null,"STEROWNICZE","BS1084",null,"BiT 1000 (St) FR","6x2x0,5","uniepalniony, ekranowany, giętki kabel sterowniczy, 0,6/1kV","Bitner","KMT",1,7780,"PLN",0.23,null,null,null,null,null,null,null,"BITNER n95",null,null,null,null,"http://katalog.bitner.kei.pl/pliki/9_BiT%201000%20(St)%20FR_06_1.pdf","http://katalog.bitner.kei.pl/pliki/D-S-126-2013%20%20BiT%201000%20St%20FR.pdf"]
[468,null,"STEROWNICZE","BS1085",null,"BiT 1000 (St) FR","7x2x0,5","uniepalniony, ekranowany, giętki kabel sterowniczy, 0,6/1kV","Bitner","KMT",1,8950,"PLN",0.23,null,null,null,null,null,null,null,"BITNER n95",null,null,null,null,"http://katalog.bitner.kei.pl/pliki/9_BiT%201000%20(St)%20FR_06_1.pdf","http://katalog.bitner.kei.pl/pliki/D-S-126-2013%20%20BiT%201000%20St%20FR.pdf"]
[469,null,"STEROWNICZE","BS1086",null,"BiT 1000 (St) FR","8x2x0,5","uniepalniony, ekranowany, giętki kabel sterowniczy, 0,6/1kV","Bitner","KMT",1,9840,"PLN",0.23,null,null,null,null,null,null,null,"BITNER n95",null,null,null,null,"http://katalog.bitner.kei.pl/pliki/9_BiT%201000%20(St)%20FR_06_1.pdf","http://katalog.bitner.kei.pl/pliki/D-S-126-2013%20%20BiT%201000%20St%20FR.pdf"]
[470,null,"STEROWNICZE","BS1087",null,"BiT 1000 (St) FR","10x2x0,5","uniepalniony, ekranowany, giętki kabel sterowniczy, 0,6/1kV","Bitner","KMT",1,11870,"PLN",0.23,null,null,null,null,null,null,null,"BITNER n95",null,null,null,null,"http://katalog.bitner.kei.pl/pliki/9_BiT%201000%20(St)%20FR_06_1.pdf","http://katalog.bitner.kei.pl/pliki/D-S-126-2013%20%20BiT%201000%20St%20FR.pdf"]
[471,null,"STEROWNICZE","BS1088",null,"BiT 1000 (St) FR","12x2x0,5","uniepalniony, ekranowany, giętki kabel sterowniczy, 0,6/1kV","Bitner","KMT",1,13890,"PLN",0.23,null,null,null,null,null,null,null,"BITNER n95",null,null,null,null,"http://katalog.bitner.kei.pl/pliki/9_BiT%201000%20(St)%20FR_06_1.pdf","http://katalog.bitner.kei.pl/pliki/D-S-126-2013%20%20BiT%201000%20St%20FR.pdf"]
[472,null,"STEROWNICZE","BS1089",null,"BiT 1000 (St) FR","14x2x0,5","uniepalniony, ekranowany, giętki kabel sterowniczy, 0,6/1kV","Bitner","KMT",1,15900,"PLN",0.23,null,null,null,null,null,null,null,"BITNER n95",null,null,null,null,"http://katalog.bitner.kei.pl/pliki/9_BiT%201000%20(St)%20FR_06_1.pdf","http://katalog.bitner.kei.pl/pliki/D-S-126-2013%20%20BiT%201000%20St%20FR.pdf"]
[473,null,"STEROWNICZE","BS1090",null,"BiT 1000 (St) FR","16x2x0,5","uniepalniony, ekranowany, giętki kabel sterowniczy, 0,6/1kV","Bitner","KMT",1,17940,"PLN",0.23,null,null,null,null,null,null,null,"BITNER n95",null,null,null,null,"http://katalog.bitner.kei.pl/pliki/9_BiT%201000%20(St)%20FR_06_1.pdf","http://katalog.bitner.kei.pl/pliki/D-S-126-2013%20%20BiT%201000%20St%20FR.pdf"]
[474,null,"STEROWNICZE","BS1091",null,"BiT 1000 (St) FR","18x2x0,5","uniepalniony, ekranowany, giętki kabel sterowniczy, 0,6/1kV","Bitner","KMT",1,19730,"PLN",0.23,null,null,null,null,null,null,null,"BITNER n95",null,null,null,null,"http://katalog.bitner.kei.pl/pliki/9_BiT%201000%20(St)%20FR_06_1.pdf","http://katalog.bitner.kei.pl/pliki/D-S-126-2013%20%20BiT%201000%20St%20FR.pdf"]
[475,null,"STEROWNICZE","BS1092",null,"BiT 1000 (St) FR","20x2x0,5","uniepalniony, ekranowany, giętki kabel sterowniczy, 0,6/1kV","Bitner","KMT",1,21660,"PLN",0.23,null,null,null,null,null,null,null,"BITNER n95",null,null,null,null,"http://katalog.bitner.kei.pl/pliki/9_BiT%201000%20(St)%20FR_06_1.pdf","http://katalog.bitner.kei.pl/pliki/D-S-126-2013%20%20BiT%201000%20St%20FR.pdf"]
[476,null,"STEROWNICZE","BS1093",null,"BiT 1000 (St) FR","24x2x0,5","uniepalniony, ekranowany, giętki kabel sterowniczy, 0,6/1kV","Bitner","KMT",1,25410,"PLN",0.23,null,null,null,null,null,null,null,"BITNER n95",null,null,null,null,"http://katalog.bitner.kei.pl/pliki/9_BiT%201000%20(St)%20FR_06_1.pdf","http://katalog.bitner.kei.pl/pliki/D-S-126-2013%20%20BiT%201000%20St%20FR.pdf"]
[477,null,"STEROWNICZE","BS1094",null,"BiT 1000 (St) FR","2x2x0,75","uniepalniony, ekranowany, giętki kabel sterowniczy, 0,6/1kV","Bitner","KMT",1,4830,"PLN",0.23,null,null,null,null,null,null,null,"BITNER n95",null,null,null,null,"http://katalog.bitner.kei.pl/pliki/9_BiT%201000%20(St)%20FR_06_1.pdf","http://katalog.bitner.kei.pl/pliki/D-S-126-2013%20%20BiT%201000%20St%20FR.pdf"]
[478,null,"STEROWNICZE","BS1095",null,"BiT 1000 (St) FR","3x2x0,75","uniepalniony, ekranowany, giętki kabel sterowniczy, 0,6/1kV","Bitner","KMT",1,5940,"PLN",0.23,null,null,null,null,null,null,null,"BITNER n95",null,null,null,null,"http://katalog.bitner.kei.pl/pliki/9_BiT%201000%20(St)%20FR_06_1.pdf","http://katalog.bitner.kei.pl/pliki/D-S-126-2013%20%20BiT%201000%20St%20FR.pdf"]
[479,null,"STEROWNICZE","BS1096",null,"BiT 1000 (St) FR","4x2x0,75","uniepalniony, ekranowany, giętki kabel sterowniczy, 0,6/1kV","Bitner","KMT",1,7410,"PLN",0.23,null,null,null,null,null,null,null,"BITNER n95",null,null,null,null,"http://katalog.bitner.kei.pl/pliki/9_BiT%201000%20(St)%20FR_06_1.pdf","http://katalog.bitner.kei.pl/pliki/D-S-126-2013%20%20BiT%201000%20St%20FR.pdf"]
[480,null,"STEROWNICZE","BS1097",null,"BiT 1000 (St) FR","5x2x0,75","uniepalniony, ekranowany, giętki kabel sterowniczy, 0,6/1kV","Bitner","KMT",1,8980,"PLN",0.23,null,null,null,null,null,null,null,"BITNER n95",null,null,null,null,"http://katalog.bitner.kei.pl/pliki/9_BiT%201000%20(St)%20FR_06_1.pdf","http://katalog.bitner.kei.pl/pliki/D-S-126-2013%20%20BiT%201000%20St%20FR.pdf"]
[481,null,"STEROWNICZE","BS1098",null,"BiT 1000 (St) FR","6x2x0,75","uniepalniony, ekranowany, giętki kabel sterowniczy, 0,6/1kV","Bitner","KMT",1,10170,"PLN",0.23,null,null,null,null,null,null,null,"BITNER n95",null,null,null,null,"http://katalog.bitner.kei.pl/pliki/9_BiT%201000%20(St)%20FR_06_1.pdf","http://katalog.bitner.kei.pl/pliki/D-S-126-2013%20%20BiT%201000%20St%20FR.pdf"]
[482,null,"STEROWNICZE","BS1099",null,"BiT 1000 (St) FR","7x2x0,75","uniepalniony, ekranowany, giętki kabel sterowniczy, 0,6/1kV","Bitner","KMT",1,11740,"PLN",0.23,null,null,null,null,null,null,null,"BITNER n95",null,null,null,null,"http://katalog.bitner.kei.pl/pliki/9_BiT%201000%20(St)%20FR_06_1.pdf","http://katalog.bitner.kei.pl/pliki/D-S-126-2013%20%20BiT%201000%20St%20FR.pdf"]
[483,null,"STEROWNICZE","BS1100",null,"BiT 1000 (St) FR","8x2x0,75","uniepalniony, ekranowany, giętki kabel sterowniczy, 0,6/1kV","Bitner","KMT",1,13160,"PLN",0.23,null,null,null,null,null,null,null,"BITNER n95",null,null,null,null,"http://katalog.bitner.kei.pl/pliki/9_BiT%201000%20(St)%20FR_06_1.pdf","http://katalog.bitner.kei.pl/pliki/D-S-126-2013%20%20BiT%201000%20St%20FR.pdf"]
[484,null,"STEROWNICZE","BS1101",null,"BiT 1000 (St) FR","10x2x0,75","uniepalniony, ekranowany, giętki kabel sterowniczy, 0,6/1kV","Bitner","KMT",1,15980,"PLN",0.23,null,null,null,null,null,null,null,"BITNER n95",null,null,null,null,"http://katalog.bitner.kei.pl/pliki/9_BiT%201000%20(St)%20FR_06_1.pdf","http://katalog.bitner.kei.pl/pliki/D-S-126-2013%20%20BiT%201000%20St%20FR.pdf"]
[485,null,"STEROWNICZE","BS1102",null,"BiT 1000 (St) FR","12x2x0,75","uniepalniony, ekranowany, giętki kabel sterowniczy, 0,6/1kV","Bitner","KMT",1,18470,"PLN",0.23,null,null,null,null,null,null,null,"BITNER n95",null,null,null,null,"http://katalog.bitner.kei.pl/pliki/9_BiT%201000%20(St)%20FR_06_1.pdf","http://katalog.bitner.kei.pl/pliki/D-S-126-2013%20%20BiT%201000%20St%20FR.pdf"]
[486,null,"STEROWNICZE","BS1103",null,"BiT 1000 (St) FR","14x2x0,75","uniepalniony, ekranowany, giętki kabel sterowniczy, 0,6/1kV","Bitner","KMT",1,21380,"PLN",0.23,null,null,null,null,null,null,null,"BITNER n95",null,null,null,null,"http://katalog.bitner.kei.pl/pliki/9_BiT%201000%20(St)%20FR_06_1.pdf","http://katalog.bitner.kei.pl/pliki/D-S-126-2013%20%20BiT%201000%20St%20FR.pdf"]
[487,null,"STEROWNICZE","BS1104",null,"BiT 1000 (St) FR","16x2x0,75","uniepalniony, ekranowany, giętki kabel sterowniczy, 0,6/1kV","Bitner","KMT",1,24400,"PLN",0.23,null,null,null,null,null,null,null,"BITNER n95",null,null,null,null,"http://katalog.bitner.kei.pl/pliki/9_BiT%201000%20(St)%20FR_06_1.pdf","http://katalog.bitner.kei.pl/pliki/D-S-126-2013%20%20BiT%201000%20St%20FR.pdf"]
[488,null,"STEROWNICZE","BS1105",null,"BiT 1000 (St) FR","18x2x0,75","uniepalniony, ekranowany, giętki kabel sterowniczy, 0,6/1kV","Bitner","KMT",1,26940,"PLN",0.23,null,null,null,null,null,null,null,"BITNER n95",null,null,null,null,"http://katalog.bitner.kei.pl/pliki/9_BiT%201000%20(St)%20FR_06_1.pdf","http://katalog.bitner.kei.pl/pliki/D-S-126-2013%20%20BiT%201000%20St%20FR.pdf"]
[489,null,"STEROWNICZE","BS1106",null,"BiT 1000 (St) FR","20x2x0,75","uniepalniony, ekranowany, giętki kabel sterowniczy, 0,6/1kV","Bitner","KMT",1,29810,"PLN",0.23,null,null,null,null,null,null,null,"BITNER n95",null,null,null,null,"http://katalog.bitner.kei.pl/pliki/9_BiT%201000%20(St)%20FR_06_1.pdf","http://katalog.bitner.kei.pl/pliki/D-S-126-2013%20%20BiT%201000%20St%20FR.pdf"]
[490,null,"STEROWNICZE","BS1107",null,"BiT 1000 (St) FR","24x2x0,75","uniepalniony, ekranowany, giętki kabel sterowniczy, 0,6/1kV","Bitner","KMT",1,35810,"PLN",0.23,null,null,null,null,null,null,null,"BITNER n95",null,null,null,null,"http://katalog.bitner.kei.pl/pliki/9_BiT%201000%20(St)%20FR_06_1.pdf","http://katalog.bitner.kei.pl/pliki/D-S-126-2013%20%20BiT%201000%20St%20FR.pdf"]
[491,null,"STEROWNICZE","BS1108",null,"BiT 1000 (St) FR","2x2x1","uniepalniony, ekranowany, giętki kabel sterowniczy, 0,6/1kV","Bitner","KMT",1,5970,"PLN",0.23,null,null,null,null,null,null,null,"BITNER n95",null,null,null,null,"http://katalog.bitner.kei.pl/pliki/9_BiT%201000%20(St)%20FR_06_1.pdf","http://katalog.bitner.kei.pl/pliki/D-S-126-2013%20%20BiT%201000%20St%20FR.pdf"]
[492,null,"STEROWNICZE","BS1109",null,"BiT 1000 (St) FR","3x2x1","uniepalniony, ekranowany, giętki kabel sterowniczy, 0,6/1kV","Bitner","KMT",1,7620,"PLN",0.23,null,null,null,null,null,null,null,"BITNER n95",null,null,null,null,"http://katalog.bitner.kei.pl/pliki/9_BiT%201000%20(St)%20FR_06_1.pdf","http://katalog.bitner.kei.pl/pliki/D-S-126-2013%20%20BiT%201000%20St%20FR.pdf"]
[493,null,"STEROWNICZE","BS1110",null,"BiT 1000 (St) FR","4x2x1","uniepalniony, ekranowany, giętki kabel sterowniczy, 0,6/1kV","Bitner","KMT",1,9160,"PLN",0.23,null,null,null,null,null,null,null,"BITNER n95",null,null,null,null,"http://katalog.bitner.kei.pl/pliki/9_BiT%201000%20(St)%20FR_06_1.pdf","http://katalog.bitner.kei.pl/pliki/D-S-126-2013%20%20BiT%201000%20St%20FR.pdf"]
[494,null,"STEROWNICZE","BS1111",null,"BiT 1000 (St) FR","5x2x1","uniepalniony, ekranowany, giętki kabel sterowniczy, 0,6/1kV","Bitner","KMT",1,11260,"PLN",0.23,null,null,null,null,null,null,null,"BITNER n95",null,null,null,null,"http://katalog.bitner.kei.pl/pliki/9_BiT%201000%20(St)%20FR_06_1.pdf","http://katalog.bitner.kei.pl/pliki/D-S-126-2013%20%20BiT%201000%20St%20FR.pdf"]
[495,null,"STEROWNICZE","BS1112",null,"BiT 1000 (St) FR","6x2x1","uniepalniony, ekranowany, giętki kabel sterowniczy, 0,6/1kV","Bitner","KMT",1,12800,"PLN",0.23,null,null,null,null,null,null,null,"BITNER n95",null,null,null,null,"http://katalog.bitner.kei.pl/pliki/9_BiT%201000%20(St)%20FR_06_1.pdf","http://katalog.bitner.kei.pl/pliki/D-S-126-2013%20%20BiT%201000%20St%20FR.pdf"]
[496,null,"STEROWNICZE","BS1113",null,"BiT 1000 (St) FR","7x2x1","uniepalniony, ekranowany, giętki kabel sterowniczy, 0,6/1kV","Bitner","KMT",1,14770,"PLN",0.23,null,null,null,null,null,null,null,"BITNER n95",null,null,null,null,"http://katalog.bitner.kei.pl/pliki/9_BiT%201000%20(St)%20FR_06_1.pdf","http://katalog.bitner.kei.pl/pliki/D-S-126-2013%20%20BiT%201000%20St%20FR.pdf"]
[497,null,"STEROWNICZE","BS1114",null,"BiT 1000 (St) FR","8x2x1","uniepalniony, ekranowany, giętki kabel sterowniczy, 0,6/1kV","Bitner","KMT",1,16590,"PLN",0.23,null,null,null,null,null,null,null,"BITNER n95",null,null,null,null,"http://katalog.bitner.kei.pl/pliki/9_BiT%201000%20(St)%20FR_06_1.pdf","http://katalog.bitner.kei.pl/pliki/D-S-126-2013%20%20BiT%201000%20St%20FR.pdf"]
[498,null,"STEROWNICZE","BS1115",null,"BiT 1000 (St) FR","10x2x1","uniepalniony, ekranowany, giętki kabel sterowniczy, 0,6/1kV","Bitner","KMT",1,19840,"PLN",0.23,null,null,null,null,null,null,null,"BITNER n95",null,null,null,null,"http://katalog.bitner.kei.pl/pliki/9_BiT%201000%20(St)%20FR_06_1.pdf","http://katalog.bitner.kei.pl/pliki/D-S-126-2013%20%20BiT%201000%20St%20FR.pdf"]
[499,null,"STEROWNICZE","BS1116",null,"BiT 1000 (St) FR","12x2x1","uniepalniony, ekranowany, giętki kabel sterowniczy, 0,6/1kV","Bitner","KMT",1,23800,"PLN",0.23,null,null,null,null,null,null,null,"BITNER n95",null,null,null,null,"http://katalog.bitner.kei.pl/pliki/9_BiT%201000%20(St)%20FR_06_1.pdf","http://katalog.bitner.kei.pl/pliki/D-S-126-2013%20%20BiT%201000%20St%20FR.pdf"]
[500,null,"STEROWNICZE","BS1117",null,"BiT 1000 (St) FR","14x2x1","uniepalniony, ekranowany, giętki kabel sterowniczy, 0,6/1kV","Bitner","KMT",1,27080,"PLN",0.23,null,null,null,null,null,null,null,"BITNER n95",null,null,null,null,"http://katalog.bitner.kei.pl/pliki/9_BiT%201000%20(St)%20FR_06_1.pdf","http://katalog.bitner.kei.pl/pliki/D-S-126-2013%20%20BiT%201000%20St%20FR.pdf"]
[501,null,"STEROWNICZE","BS1118",null,"BiT 1000 (St) FR","16x2x1","uniepalniony, ekranowany, giętki kabel sterowniczy, 0,6/1kV","Bitner","KMT",1,31610,"PLN",0.23,null,null,null,null,null,null,null,"BITNER n95",null,null,null,null,"http://katalog.bitner.kei.pl/pliki/9_BiT%201000%20(St)%20FR_06_1.pdf","http://katalog.bitner.kei.pl/pliki/D-S-126-2013%20%20BiT%201000%20St%20FR.pdf"]
[502,null,"STEROWNICZE","BS1119",null,"BiT 1000 (St) FR","18x2x1","uniepalniony, ekranowany, giętki kabel sterowniczy, 0,6/1kV","Bitner","KMT",1,34350,"PLN",0.23,null,null,null,null,null,null,null,"BITNER n95",null,null,null,null,"http://katalog.bitner.kei.pl/pliki/9_BiT%201000%20(St)%20FR_06_1.pdf","http://katalog.bitner.kei.pl/pliki/D-S-126-2013%20%20BiT%201000%20St%20FR.pdf"]
[503,null,"STEROWNICZE","BS1120",null,"BiT 1000 (St) FR","20x2x1","uniepalniony, ekranowany, giętki kabel sterowniczy, 0,6/1kV","Bitner","KMT",1,37840,"PLN",0.23,null,null,null,null,null,null,null,"BITNER n95",null,null,null,null,"http://katalog.bitner.kei.pl/pliki/9_BiT%201000%20(St)%20FR_06_1.pdf","http://katalog.bitner.kei.pl/pliki/D-S-126-2013%20%20BiT%201000%20St%20FR.pdf"]
[504,null,"STEROWNICZE","BS1121",null,"BiT 1000 (St) FR","24x2x1","uniepalniony, ekranowany, giętki kabel sterowniczy, 0,6/1kV","Bitner","KMT",1,44700,"PLN",0.23,null,null,null,null,null,null,null,"BITNER n95",null,null,null,null,"http://katalog.bitner.kei.pl/pliki/9_BiT%201000%20(St)%20FR_06_1.pdf","http://katalog.bitner.kei.pl/pliki/D-S-126-2013%20%20BiT%201000%20St%20FR.pdf"]
[505,null,"STEROWNICZE","BS1122",null,"BiT 1000 (St) FR","2x2x1,5","uniepalniony, ekranowany, giętki kabel sterowniczy, 0,6/1kV","Bitner","KMT",1,7660,"PLN",0.23,null,null,null,null,null,null,null,"BITNER n95",null,null,null,null,"http://katalog.bitner.kei.pl/pliki/9_BiT%201000%20(St)%20FR_06_1.pdf","http://katalog.bitner.kei.pl/pliki/D-S-126-2013%20%20BiT%201000%20St%20FR.pdf"]
[506,null,"STEROWNICZE","BS1123",null,"BiT 1000 (St) FR","3x2x1,5","uniepalniony, ekranowany, giętki kabel sterowniczy, 0,6/1kV","Bitner","KMT",1,9900,"PLN",0.23,null,null,null,null,null,null,null,"BITNER n95",null,null,null,null,"http://katalog.bitner.kei.pl/pliki/9_BiT%201000%20(St)%20FR_06_1.pdf","http://katalog.bitner.kei.pl/pliki/D-S-126-2013%20%20BiT%201000%20St%20FR.pdf"]
[507,null,"STEROWNICZE","BS1124",null,"BiT 1000 (St) FR","4x2x1,5","uniepalniony, ekranowany, giętki kabel sterowniczy, 0,6/1kV","Bitner","KMT",1,12540,"PLN",0.23,null,null,null,null,null,null,null,"BITNER n95",null,null,null,null,"http://katalog.bitner.kei.pl/pliki/9_BiT%201000%20(St)%20FR_06_1.pdf","http://katalog.bitner.kei.pl/pliki/D-S-126-2013%20%20BiT%201000%20St%20FR.pdf"]
[508,null,"STEROWNICZE","BS1125",null,"BiT 1000 (St) FR","5x2x1,5","uniepalniony, ekranowany, giętki kabel sterowniczy, 0,6/1kV","Bitner","KMT",1,15200,"PLN",0.23,null,null,null,null,null,null,null,"BITNER n95",null,null,null,null,"http://katalog.bitner.kei.pl/pliki/9_BiT%201000%20(St)%20FR_06_1.pdf","http://katalog.bitner.kei.pl/pliki/D-S-126-2013%20%20BiT%201000%20St%20FR.pdf"]
[509,null,"STEROWNICZE","BS1126",null,"BiT 1000 (St) FR","6x2x1,5","uniepalniony, ekranowany, giętki kabel sterowniczy, 0,6/1kV","Bitner","KMT",1,17420,"PLN",0.23,null,null,null,null,null,null,null,"BITNER n95",null,null,null,null,"http://katalog.bitner.kei.pl/pliki/9_BiT%201000%20(St)%20FR_06_1.pdf","http://katalog.bitner.kei.pl/pliki/D-S-126-2013%20%20BiT%201000%20St%20FR.pdf"]
[510,null,"STEROWNICZE","BS1127",null,"BiT 1000 (St) FR","7x2x1,5","uniepalniony, ekranowany, giętki kabel sterowniczy, 0,6/1kV","Bitner","KMT",1,20110,"PLN",0.23,null,null,null,null,null,null,null,"BITNER n95",null,null,null,null,"http://katalog.bitner.kei.pl/pliki/9_BiT%201000%20(St)%20FR_06_1.pdf","http://katalog.bitner.kei.pl/pliki/D-S-126-2013%20%20BiT%201000%20St%20FR.pdf"]
[511,null,"STEROWNICZE","BS1128",null,"BiT 1000 (St) FR","8x2x1,5","uniepalniony, ekranowany, giętki kabel sterowniczy, 0,6/1kV","Bitner","KMT",1,22310,"PLN",0.23,null,null,null,null,null,null,null,"BITNER n95",null,null,null,null,"http://katalog.bitner.kei.pl/pliki/9_BiT%201000%20(St)%20FR_06_1.pdf","http://katalog.bitner.kei.pl/pliki/D-S-126-2013%20%20BiT%201000%20St%20FR.pdf"]
[512,null,"STEROWNICZE","BS1129",null,"BiT 1000 (St) FR","10x2x1,5","uniepalniony, ekranowany, giętki kabel sterowniczy, 0,6/1kV","Bitner","KMT",1,27450,"PLN",0.23,null,null,null,null,null,null,null,"BITNER n95",null,null,null,null,"http://katalog.bitner.kei.pl/pliki/9_BiT%201000%20(St)%20FR_06_1.pdf","http://katalog.bitner.kei.pl/pliki/D-S-126-2013%20%20BiT%201000%20St%20FR.pdf"]
[513,null,"STEROWNICZE","BS1130",null,"BiT 1000 (St) FR","12x2x1,5","uniepalniony, ekranowany, giętki kabel sterowniczy, 0,6/1kV","Bitner","KMT",1,32460,"PLN",0.23,null,null,null,null,null,null,null,"BITNER n95",null,null,null,null,"http://katalog.bitner.kei.pl/pliki/9_BiT%201000%20(St)%20FR_06_1.pdf","http://katalog.bitner.kei.pl/pliki/D-S-126-2013%20%20BiT%201000%20St%20FR.pdf"]
[514,null,"STEROWNICZE","BS1131",null,"BiT 1000 (St) FR","14x2x1,5","uniepalniony, ekranowany, giętki kabel sterowniczy, 0,6/1kV","Bitner","KMT",1,37630,"PLN",0.23,null,null,null,null,null,null,null,"BITNER n95",null,null,null,null,"http://katalog.bitner.kei.pl/pliki/9_BiT%201000%20(St)%20FR_06_1.pdf","http://katalog.bitner.kei.pl/pliki/D-S-126-2013%20%20BiT%201000%20St%20FR.pdf"]
[515,null,"STEROWNICZE","BS1132",null,"BiT 1000 (St) FR","16x2x1,5","uniepalniony, ekranowany, giętki kabel sterowniczy, 0,6/1kV","Bitner","KMT",1,43190,"PLN",0.23,null,null,null,null,null,null,null,"BITNER n95",null,null,null,null,"http://katalog.bitner.kei.pl/pliki/9_BiT%201000%20(St)%20FR_06_1.pdf","http://katalog.bitner.kei.pl/pliki/D-S-126-2013%20%20BiT%201000%20St%20FR.pdf"]
[516,null,"STEROWNICZE","BS1133",null,"BiT 1000 (St) FR","18x2x1,5","uniepalniony, ekranowany, giętki kabel sterowniczy, 0,6/1kV","Bitner","KMT",1,47860,"PLN",0.23,null,null,null,null,null,null,null,"BITNER n95",null,null,null,null,"http://katalog.bitner.kei.pl/pliki/9_BiT%201000%20(St)%20FR_06_1.pdf","http://katalog.bitner.kei.pl/pliki/D-S-126-2013%20%20BiT%201000%20St%20FR.pdf"]
[517,null,"STEROWNICZE","BS1134",null,"BiT 1000 (St) FR","20x2x1,5","uniepalniony, ekranowany, giętki kabel sterowniczy, 0,6/1kV","Bitner","KMT",1,52800,"PLN",0.23,null,null,null,null,null,null,null,"BITNER n95",null,null,null,null,"http://katalog.bitner.kei.pl/pliki/9_BiT%201000%20(St)%20FR_06_1.pdf","http://katalog.bitner.kei.pl/pliki/D-S-126-2013%20%20BiT%201000%20St%20FR.pdf"]
[518,null,"STEROWNICZE","BS1135",null,"BiT 1000 (St) FR","24x2x1,5","uniepalniony, ekranowany, giętki kabel sterowniczy, 0,6/1kV","Bitner","KMT",1,62740,"PLN",0.23,null,null,null,null,null,null,null,"BITNER n95",null,null,null,null,"http://katalog.bitner.kei.pl/pliki/9_BiT%201000%20(St)%20FR_06_1.pdf","http://katalog.bitner.kei.pl/pliki/D-S-126-2013%20%20BiT%201000%20St%20FR.pdf"]
[519,null,"STEROWNICZE","BS1136",null,"BiT 1000 (St) FR","2x2x2,5","uniepalniony, ekranowany, giętki kabel sterowniczy, 0,6/1kV","Bitner","KMT",1,10790,"PLN",0.23,null,null,null,null,null,null,null,"BITNER n95",null,null,null,null,"http://katalog.bitner.kei.pl/pliki/9_BiT%201000%20(St)%20FR_06_1.pdf","http://katalog.bitner.kei.pl/pliki/D-S-126-2013%20%20BiT%201000%20St%20FR.pdf"]
[520,null,"STEROWNICZE","BS1137",null,"BiT 1000 (St) FR","3x2x2,5","uniepalniony, ekranowany, giętki kabel sterowniczy, 0,6/1kV","Bitner","KMT",1,14500,"PLN",0.23,null,null,null,null,null,null,null,"BITNER n95",null,null,null,null,"http://katalog.bitner.kei.pl/pliki/9_BiT%201000%20(St)%20FR_06_1.pdf","http://katalog.bitner.kei.pl/pliki/D-S-126-2013%20%20BiT%201000%20St%20FR.pdf"]
[521,null,"STEROWNICZE","BS1138",null,"BiT 1000 (St) FR","4x2x2,5","uniepalniony, ekranowany, giętki kabel sterowniczy, 0,6/1kV","Bitner","KMT",1,18330,"PLN",0.23,null,null,null,null,null,null,null,"BITNER n95",null,null,null,null,"http://katalog.bitner.kei.pl/pliki/9_BiT%201000%20(St)%20FR_06_1.pdf","http://katalog.bitner.kei.pl/pliki/D-S-126-2013%20%20BiT%201000%20St%20FR.pdf"]
[522,null,"STEROWNICZE","BS1139",null,"BiT 1000 (St) FR","5x2x2,5","uniepalniony, ekranowany, giętki kabel sterowniczy, 0,6/1kV","Bitner","KMT",1,22840,"PLN",0.23,null,null,null,null,null,null,null,"BITNER n95",null,null,null,null,"http://katalog.bitner.kei.pl/pliki/9_BiT%201000%20(St)%20FR_06_1.pdf","http://katalog.bitner.kei.pl/pliki/D-S-126-2013%20%20BiT%201000%20St%20FR.pdf"]
[523,null,"STEROWNICZE","BS1140",null,"BiT 1000 (St) FR","6x2x2,5","uniepalniony, ekranowany, giętki kabel sterowniczy, 0,6/1kV","Bitner","KMT",1,26400,"PLN",0.23,null,null,null,null,null,null,null,"BITNER n95",null,null,null,null,"http://katalog.bitner.kei.pl/pliki/9_BiT%201000%20(St)%20FR_06_1.pdf","http://katalog.bitner.kei.pl/pliki/D-S-126-2013%20%20BiT%201000%20St%20FR.pdf"]
[524,null,"STEROWNICZE","BS1141",null,"BiT 1000 (St) FR","7x2x2,5","uniepalniony, ekranowany, giętki kabel sterowniczy, 0,6/1kV","Bitner","KMT",1,30780,"PLN",0.23,null,null,null,null,null,null,null,"BITNER n95",null,null,null,null,"http://katalog.bitner.kei.pl/pliki/9_BiT%201000%20(St)%20FR_06_1.pdf","http://katalog.bitner.kei.pl/pliki/D-S-126-2013%20%20BiT%201000%20St%20FR.pdf"]
[525,null,"STEROWNICZE","BS1142",null,"BiT 1000 (St) FR","8x2x2,5","uniepalniony, ekranowany, giętki kabel sterowniczy, 0,6/1kV","Bitner","KMT",1,34820,"PLN",0.23,null,null,null,null,null,null,null,"BITNER n95",null,null,null,null,"http://katalog.bitner.kei.pl/pliki/9_BiT%201000%20(St)%20FR_06_1.pdf","http://katalog.bitner.kei.pl/pliki/D-S-126-2013%20%20BiT%201000%20St%20FR.pdf"]
[526,null,"STEROWNICZE","BS1143",null,"BiT 1000 (St) FR","10x2x2,5","uniepalniony, ekranowany, giętki kabel sterowniczy, 0,6/1kV","Bitner","KMT",1,43020,"PLN",0.23,null,null,null,null,null,null,null,"BITNER n95",null,null,null,null,"http://katalog.bitner.kei.pl/pliki/9_BiT%201000%20(St)%20FR_06_1.pdf","http://katalog.bitner.kei.pl/pliki/D-S-126-2013%20%20BiT%201000%20St%20FR.pdf"]
[527,null,"STEROWNICZE","BS1144",null,"BiT 1000 (St) FR","12x2x2,5","uniepalniony, ekranowany, giętki kabel sterowniczy, 0,6/1kV","Bitner","KMT",1,51260,"PLN",0.23,null,null,null,null,null,null,null,"BITNER n95",null,null,null,null,"http://katalog.bitner.kei.pl/pliki/9_BiT%201000%20(St)%20FR_06_1.pdf","http://katalog.bitner.kei.pl/pliki/D-S-126-2013%20%20BiT%201000%20St%20FR.pdf"]
[528,null,"STEROWNICZE","BS1145",null,"BiT 1000 (St) FR","14x2x2,5","uniepalniony, ekranowany, giętki kabel sterowniczy, 0,6/1kV","Bitner","KMT",1,59310,"PLN",0.23,null,null,null,null,null,null,null,"BITNER n95",null,null,null,null,"http://katalog.bitner.kei.pl/pliki/9_BiT%201000%20(St)%20FR_06_1.pdf","http://katalog.bitner.kei.pl/pliki/D-S-126-2013%20%20BiT%201000%20St%20FR.pdf"]
[529,null,"STEROWNICZE","BS1146",null,"BiT 1000 (St) FR","16x2x2,5","uniepalniony, ekranowany, giętki kabel sterowniczy, 0,6/1kV","Bitner","KMT",1,68060,"PLN",0.23,null,null,null,null,null,null,null,"BITNER n95",null,null,null,null,"http://katalog.bitner.kei.pl/pliki/9_BiT%201000%20(St)%20FR_06_1.pdf","http://katalog.bitner.kei.pl/pliki/D-S-126-2013%20%20BiT%201000%20St%20FR.pdf"]
[530,null,"STEROWNICZE","H61800",null,"BiT 1000 (St) H","2x0,5",null,"Bitner","KMT",1,2770,"PLN",0.23,null,null,null,null,null,null,null,"BITNER n95"]
[531,null,"STEROWNICZE","H61801",null,"BiT 1000 (St) H","3G0,5",null,"Bitner","KMT",1,3330,"PLN",0.23,null,null,null,null,null,null,null,"BITNER n95"]
[532,null,"STEROWNICZE","H61802",null,"BiT 1000 (St) H","4G0,5",null,"Bitner","KMT",1,4010,"PLN",0.23,null,null,null,null,null,null,null,"BITNER n95"]
[533,null,"STEROWNICZE","H61803",null,"BiT 1000 (St) H","5G0,5",null,"Bitner","KMT",1,4440,"PLN",0.23,null,null,null,null,null,null,null,"BITNER n95"]
[534,null,"STEROWNICZE","H61804",null,"BiT 1000 (St) H","6G0,5",null,"Bitner","KMT",1,5150,"PLN",0.23,null,null,null,null,null,null,null,"BITNER n95"]
[535,null,"STEROWNICZE","H61805",null,"BiT 1000 (St) H","7G0,5",null,"Bitner","KMT",1,5580,"PLN",0.23,null,null,null,null,null,null,null,"BITNER n95"]
[536,null,"STEROWNICZE","H61806",null,"BiT 1000 (St) H","8G0,5",null,"Bitner","KMT",1,6350,"PLN",0.23,null,null,null,null,null,null,null,"BITNER n95"]
[537,null,"STEROWNICZE","H61807",null,"BiT 1000 (St) H","10G0,5",null,"Bitner","KMT",1,7850,"PLN",0.23,null,null,null,null,null,null,null,"BITNER n95"]
[538,null,"STEROWNICZE","H61808",null,"BiT 1000 (St) H","12G0,5",null,"Bitner","KMT",1,8700,"PLN",0.23,null,null,null,null,null,null,null,"BITNER n95"]
[539,null,"STEROWNICZE","H61809",null,"BiT 1000 (St) H","14G0,5",null,"Bitner","KMT",1,9880,"PLN",0.23,null,null,null,null,null,null,null,"BITNER n95"]
[540,null,"STEROWNICZE","H61810",null,"BiT 1000 (St) H","16G0,5",null,"Bitner","KMT",1,10630,"PLN",0.23,null,null,null,null,null,null,null,"BITNER n95"]
[541,null,"STEROWNICZE","H61811",null,"BiT 1000 (St) H","18G0,5",null,"Bitner","KMT",1,11830,"PLN",0.23,null,null,null,null,null,null,null,"BITNER n95"]
[542,null,"STEROWNICZE","H61812",null,"BiT 1000 (St) H","21G0,5",null,"Bitner","KMT",1,13440,"PLN",0.23,null,null,null,null,null,null,null,"BITNER n95"]
[543,null,"STEROWNICZE","H61813",null,"BiT 1000 (St) H","25G0,5",null,"Bitner","KMT",1,15940,"PLN",0.23,null,null,null,null,null,null,null,"BITNER n95"]
[544,null,"STEROWNICZE","H61814",null,"BiT 1000 (St) H","30G0,5",null,"Bitner","KMT",1,18400,"PLN",0.23,null,null,null,null,null,null,null,"BITNER n95"]
[545,null,"STEROWNICZE","H61815",null,"BiT 1000 (St) H","34G0,5",null,"Bitner","KMT",1,20470,"PLN",0.23,null,null,null,null,null,null,null,"BITNER n95"]
[546,null,"STEROWNICZE","H61816",null,"BiT 1000 (St) H","2x0,75",null,"Bitner","KMT",1,3520,"PLN",0.23,null,null,null,null,null,null,null,"BITNER n95"]
[547,null,"STEROWNICZE","H61817",null,"BiT 1000 (St) H","3G0,75",null,"Bitner","KMT",1,4250,"PLN",0.23,null,null,null,null,null,null,null,"BITNER n95"]
[548,null,"STEROWNICZE","H61818",null,"BiT 1000 (St) H","4G0,75",null,"Bitner","KMT",1,4890,"PLN",0.23,null,null,null,null,null,null,null,"BITNER n95"]
[549,null,"STEROWNICZE","H61819",null,"BiT 1000 (St) H","5G0,75",null,"Bitner","KMT",1,5660,"PLN",0.23,null,null,null,null,null,null,null,"BITNER n95"]
[550,null,"STEROWNICZE","H61820",null,"BiT 1000 (St) H","6G0,75",null,"Bitner","KMT",1,6580,"PLN",0.23,null,null,null,null,null,null,null,"BITNER n95"]
[551,null,"STEROWNICZE","H61821",null,"BiT 1000 (St) H","7G0,75",null,"Bitner","KMT",1,7240,"PLN",0.23,null,null,null,null,null,null,null,"BITNER n95"]
[552,null,"STEROWNICZE","H61822",null,"BiT 1000 (St) H","8G0,75",null,"Bitner","KMT",1,8290,"PLN",0.23,null,null,null,null,null,null,null,"BITNER n95"]
[553,null,"STEROWNICZE","H61823",null,"BiT 1000 (St) H","10G0,75",null,"Bitner","KMT",1,10090,"PLN",0.23,null,null,null,null,null,null,null,"BITNER n95"]
[554,null,"STEROWNICZE","H61824",null,"BiT 1000 (St) H","12G0,75",null,"Bitner","KMT",1,11090,"PLN",0.23,null,null,null,null,null,null,null,"BITNER n95"]
[555,null,"STEROWNICZE","H61825",null,"BiT 1000 (St) H","14G0,75",null,"Bitner","KMT",1,12650,"PLN",0.23,null,null,null,null,null,null,null,"BITNER n95"]
[556,null,"STEROWNICZE","H61826",null,"BiT 1000 (St) H","16G0,75",null,"Bitner","KMT",1,14290,"PLN",0.23,null,null,null,null,null,null,null,"BITNER n95"]
[557,null,"STEROWNICZE","H61827",null,"BiT 1000 (St) H","18G0,75",null,"Bitner","KMT",1,15910,"PLN",0.23,null,null,null,null,null,null,null,"BITNER n95"]
[558,null,"STEROWNICZE","H61828",null,"BiT 1000 (St) H","21G0,75",null,"Bitner","KMT",1,18200,"PLN",0.23,null,null,null,null,null,null,null,"BITNER n95"]
[559,null,"STEROWNICZE","H61829",null,"BiT 1000 (St) H","25G0,75",null,"Bitner","KMT",1,21070,"PLN",0.23,null,null,null,null,null,null,null,"BITNER n95"]
[560,null,"STEROWNICZE","H61830",null,"BiT 1000 (St) H","30G0,75",null,"Bitner","KMT",1,24560,"PLN",0.23,null,null,null,null,null,null,null,"BITNER n95"]
[561,null,"STEROWNICZE","H61831",null,"BiT 1000 (St) H","34G0,75",null,"Bitner","KMT",1,27940,"PLN",0.23,null,null,null,null,null,null,null,"BITNER n95"]
[562,null,"STEROWNICZE","H61832",null,"BiT 1000 (St) H","37G0,75",null,"Bitner","KMT",1,29790,"PLN",0.23,null,null,null,null,null,null,null,"BITNER n95"]
[563,null,"STEROWNICZE","H61833",null,"BiT 1000 (St) H","42G0,75",null,"Bitner","KMT",1,34110,"PLN",0.23,null,null,null,null,null,null,null,"BITNER n95"]
[564,null,"STEROWNICZE","H61834",null,"BiT 1000 (St) H","52G0,75",null,"Bitner","KMT",1,41430,"PLN",0.23,null,null,null,null,null,null,null,"BITNER n95"]
[565,null,"STEROWNICZE","H61835",null,"BiT 1000 (St) H","61G0,75",null,"Bitner","KMT",1,48130,"PLN",0.23,null,null,null,null,null,null,null,"BITNER n95"]
[566,null,"STEROWNICZE","H61836",null,"BiT 1000 (St) H","2x1,0",null,"Bitner","KMT",1,4330,"PLN",0.23,null,null,null,null,null,null,null,"BITNER n95"]
[567,null,"STEROWNICZE","H61837",null,"BiT 1000 (St) H","3G1,0",null,"Bitner","KMT",1,4950,"PLN",0.23,null,null,null,null,null,null,null,"BITNER n95"]
[568,null,"STEROWNICZE","H61838",null,"BiT 1000 (St) H","4G1,0",null,"Bitner","KMT",1,6180,"PLN",0.23,null,null,null,null,null,null,null,"BITNER n95"]
[569,null,"STEROWNICZE","H61839",null,"BiT 1000 (St) H","5G1,0",null,"Bitner","KMT",1,7310,"PLN",0.23,null,null,null,null,null,null,null,"BITNER n95"]
[570,null,"STEROWNICZE","H61840",null,"BiT 1000 (St) H","6G1,0",null,"Bitner","KMT",1,8270,"PLN",0.23,null,null,null,null,null,null,null,"BITNER n95"]
[571,null,"STEROWNICZE","H61841",null,"BiT 1000 (St) H","7G1,0",null,"Bitner","KMT",1,9380,"PLN",0.23,null,null,null,null,null,null,null,"BITNER n95"]
[572,null,"STEROWNICZE","H61842",null,"BiT 1000 (St) H","8G1,0",null,"Bitner","KMT",1,9980,"PLN",0.23,null,null,null,null,null,null,null,"BITNER n95"]
[573,null,"STEROWNICZE","H61843",null,"BiT 1000 (St) H","10G1,0",null,"Bitner","KMT",1,12630,"PLN",0.23,null,null,null,null,null,null,null,"BITNER n95"]
[574,null,"STEROWNICZE","H61844",null,"BiT 1000 (St) H","12G1,0",null,"Bitner","KMT",1,14280,"PLN",0.23,null,null,null,null,null,null,null,"BITNER n95"]
[575,null,"STEROWNICZE","H61845",null,"BiT 1000 (St) H","14G1,0",null,"Bitner","KMT",1,16310,"PLN",0.23,null,null,null,null,null,null,null,"BITNER n95"]
[576,null,"STEROWNICZE","H61846",null,"BiT 1000 (St) H","16G1,0",null,"Bitner","KMT",1,18080,"PLN",0.23,null,null,null,null,null,null,null,"BITNER n95"]
[577,null,"STEROWNICZE","H61847",null,"BiT 1000 (St) H","18G1,0",null,"Bitner","KMT",1,20020,"PLN",0.23,null,null,null,null,null,null,null,"BITNER n95"]
[578,null,"STEROWNICZE","H61848",null,"BiT 1000 (St) H","21G1,0",null,"Bitner","KMT",1,22530,"PLN",0.23,null,null,null,null,null,null,null,"BITNER n95"]
[579,null,"STEROWNICZE","H61849",null,"BiT 1000 (St) H","25G1,0",null,"Bitner","KMT",1,27190,"PLN",0.23,null,null,null,null,null,null,null,"BITNER n95"]
[580,null,"STEROWNICZE","H61850",null,"BiT 1000 (St) H","30G1,0",null,"Bitner","KMT",1,31230,"PLN",0.23,null,null,null,null,null,null,null,"BITNER n95"]
[581,null,"STEROWNICZE","H61851",null,"BiT 1000 (St) H","34G1,0",null,"Bitner","KMT",1,35710,"PLN",0.23,null,null,null,null,null,null,null,"BITNER n95"]
[582,null,"STEROWNICZE","H61852",null,"BiT 1000 (St) H","37G1,0",null,"Bitner","KMT",1,38710,"PLN",0.23,null,null,null,null,null,null,null,"BITNER n95"]
[583,null,"STEROWNICZE","H61853",null,"BiT 1000 (St) H","42G1,0",null,"Bitner","KMT",1,43590,"PLN",0.23,null,null,null,null,null,null,null,"BITNER n95"]
[584,null,"STEROWNICZE","H61854",null,"BiT 1000 (St) H","52G1,0",null,"Bitner","KMT",1,52800,"PLN",0.23,null,null,null,null,null,null,null,"BITNER n95"]
[585,null,"STEROWNICZE","H61855",null,"BiT 1000 (St) H","61G1,0",null,"Bitner","KMT",1,61610,"PLN",0.23,null,null,null,null,null,null,null,"BITNER n95"]
[586,null,"STEROWNICZE","H61856",null,"BiT 1000 (St) H","2x1,5",null,"Bitner","KMT",1,5080,"PLN",0.23,null,null,null,null,null,null,null,"BITNER n95"]
[587,null,"STEROWNICZE","H61857",null,"BiT 1000 (St) H","3G1,5",null,"Bitner","KMT",1,6360,"PLN",0.23,null,null,null,null,null,null,null,"BITNER n95"]
[588,null,"STEROWNICZE","H61858",null,"BiT 1000 (St) H","4G1,5",null,"Bitner","KMT",1,8010,"PLN",0.23,null,null,null,null,null,null,null,"BITNER n95"]
[589,null,"STEROWNICZE","H61859",null,"BiT 1000 (St) H","5G1,5",null,"Bitner","KMT",1,9640,"PLN",0.23,null,null,null,null,null,null,null,"BITNER n95"]
[590,null,"STEROWNICZE","H61860",null,"BiT 1000 (St) H","6G1,5",null,"Bitner","KMT",1,10780,"PLN",0.23,null,null,null,null,null,null,null,"BITNER n95"]
[591,null,"STEROWNICZE","H61861",null,"BiT 1000 (St) H","7G1,5",null,"Bitner","KMT",1,12000,"PLN",0.23,null,null,null,null,null,null,null,"BITNER n95"]
[592,null,"STEROWNICZE","H61862",null,"BiT 1000 (St) H","8G1,5",null,"Bitner","KMT",1,13590,"PLN",0.23,null,null,null,null,null,null,null,"BITNER n95"]
[593,null,"STEROWNICZE","H61863",null,"BiT 1000 (St) H","10G1,5",null,"Bitner","KMT",1,16980,"PLN",0.23,null,null,null,null,null,null,null,"BITNER n95"]
[594,null,"STEROWNICZE","H61864",null,"BiT 1000 (St) H","12G1,5",null,"Bitner","KMT",1,18530,"PLN",0.23,null,null,null,null,null,null,null,"BITNER n95"]
[595,null,"STEROWNICZE","H61865",null,"BiT 1000 (St) H","14G1,5",null,"Bitner","KMT",1,21670,"PLN",0.23,null,null,null,null,null,null,null,"BITNER n95"]
[596,null,"STEROWNICZE","H61866",null,"BiT 1000 (St) H","16G1,5",null,"Bitner","KMT",1,24560,"PLN",0.23,null,null,null,null,null,null,null,"BITNER n95"]
[597,null,"STEROWNICZE","H61867",null,"BiT 1000 (St) H","18G1,5",null,"Bitner","KMT",1,27070,"PLN",0.23,null,null,null,null,null,null,null,"BITNER n95"]
[598,null,"STEROWNICZE","H61868",null,"BiT 1000 (St) H","21G1,5",null,"Bitner","KMT",1,31320,"PLN",0.23,null,null,null,null,null,null,null,"BITNER n95"]
[599,null,"STEROWNICZE","H61869",null,"BiT 1000 (St) H","25G1,5",null,"Bitner","KMT",1,37650,"PLN",0.23,null,null,null,null,null,null,null,"BITNER n95"]
[600,null,"STEROWNICZE","H61870",null,"BiT 1000 (St) H","30G1,5",null,"Bitner","KMT",1,43570,"PLN",0.23,null,null,null,null,null,null,null,"BITNER n95"]
[601,null,"STEROWNICZE","H61871",null,"BiT 1000 (St) H","34G1,5",null,"Bitner","KMT",1,50190,"PLN",0.23,null,null,null,null,null,null,null,"BITNER n95"]
[602,null,"STEROWNICZE","H61872",null,"BiT 1000 (St) H","37G1,5",null,"Bitner","KMT",1,53280,"PLN",0.23,null,null,null,null,null,null,null,"BITNER n95"]
[603,null,"STEROWNICZE","H61873",null,"BiT 1000 (St) H","42G1,5",null,"Bitner","KMT",1,60880,"PLN",0.23,null,null,null,null,null,null,null,"BITNER n95"]
[604,null,"STEROWNICZE","H61874",null,"BiT 1000 (St) H","52G1,5",null,"Bitner","KMT",1,73990,"PLN",0.23,null,null,null,null,null,null,null,"BITNER n95"]
[605,null,"STEROWNICZE","H61875",null,"BiT 1000 (St) H","61G1,5",null,"Bitner","KMT",1,86420,"PLN",0.23,null,null,null,null,null,null,null,"BITNER n95"]
[606,null,"STEROWNICZE","H61876",null,"BiT 1000 (St) H","2x2,5",null,"Bitner","KMT",1,6800,"PLN",0.23,null,null,null,null,null,null,null,"BITNER n95"]
[607,null,"STEROWNICZE","H61877",null,"BiT 1000 (St) H","3G2,5",null,"Bitner","KMT",1,9200,"PLN",0.23,null,null,null,null,null,null,null,"BITNER n95"]
[608,null,"STEROWNICZE","H61878",null,"BiT 1000 (St) H","4G2,5",null,"Bitner","KMT",1,11280,"PLN",0.23,null,null,null,null,null,null,null,"BITNER n95"]
[609,null,"STEROWNICZE","H61879",null,"BiT 1000 (St) H","5G2,5",null,"Bitner","KMT",1,13710,"PLN",0.23,null,null,null,null,null,null,null,"BITNER n95"]
[610,null,"STEROWNICZE","H61880",null,"BiT 1000 (St) H","6G2,5",null,"Bitner","KMT",1,15940,"PLN",0.23,null,null,null,null,null,null,null,"BITNER n95"]
[611,null,"STEROWNICZE","H61881",null,"BiT 1000 (St) H","7G2,5",null,"Bitner","KMT",1,18150,"PLN",0.23,null,null,null,null,null,null,null,"BITNER n95"]
[612,null,"STEROWNICZE","H61882",null,"BiT 1000 (St) H","8G2,5",null,"Bitner","KMT",1,19980,"PLN",0.23,null,null,null,null,null,null,null,"BITNER n95"]
[613,null,"STEROWNICZE","H61883",null,"BiT 1000 (St) H","10G2,5",null,"Bitner","KMT",1,25290,"PLN",0.23,null,null,null,null,null,null,null,"BITNER n95"]
[614,null,"STEROWNICZE","H61884",null,"BiT 1000 (St) H","12G2,5",null,"Bitner","KMT",1,28800,"PLN",0.23,null,null,null,null,null,null,null,"BITNER n95"]
[615,null,"STEROWNICZE","H61885",null,"BiT 1000 (St) H","14G2,5",null,"Bitner","KMT",1,33540,"PLN",0.23,null,null,null,null,null,null,null,"BITNER n95"]
[616,null,"STEROWNICZE","H61886",null,"BiT 1000 (St) H","16G2,5",null,"Bitner","KMT",1,37800,"PLN",0.23,null,null,null,null,null,null,null,"BITNER n95"]
[617,null,"STEROWNICZE","H61887",null,"BiT 1000 (St) H","18G2,5",null,"Bitner","KMT",1,42330,"PLN",0.23,null,null,null,null,null,null,null,"BITNER n95"]
[618,null,"STEROWNICZE","H61888",null,"BiT 1000 (St) H","21G2,5",null,"Bitner","KMT",1,49020,"PLN",0.23,null,null,null,null,null,null,null,"BITNER n95"]
[619,null,"STEROWNICZE","H61889",null,"BiT 1000 (St) H","25G2,5",null,"Bitner","KMT",1,58540,"PLN",0.23,null,null,null,null,null,null,null,"BITNER n95"]
[620,null,"STEROWNICZE","H61890",null,"BiT 1000 (St) H","30G2,5",null,"Bitner","KMT",1,68970,"PLN",0.23,null,null,null,null,null,null,null,"BITNER n95"]
[621,null,"STEROWNICZE","H61900",null,"BiT 1000 (St) H","2x2x0,5",null,"Bitner","KMT",1,4380,"PLN",0.23,null,null,null,null,null,null,null,"BITNER n95"]
[622,null,"STEROWNICZE","H61901",null,"BiT 1000 (St) H","3x2x0,5",null,"Bitner","KMT",1,5380,"PLN",0.23,null,null,null,null,null,null,null,"BITNER n95"]
[623,null,"STEROWNICZE","H61902",null,"BiT 1000 (St) H","4x2x0,5",null,"Bitner","KMT",1,6620,"PLN",0.23,null,null,null,null,null,null,null,"BITNER n95"]
[624,null,"STEROWNICZE","H61903",null,"BiT 1000 (St) H","5x2x0,5",null,"Bitner","KMT",1,8070,"PLN",0.23,null,null,null,null,null,null,null,"BITNER n95"]
[625,null,"STEROWNICZE","H61904",null,"BiT 1000 (St) H","6x2x0,5",null,"Bitner","KMT",1,9040,"PLN",0.23,null,null,null,null,null,null,null,"BITNER n95"]
[626,null,"STEROWNICZE","H61905",null,"BiT 1000 (St) H","7x2x0,5",null,"Bitner","KMT",1,10390,"PLN",0.23,null,null,null,null,null,null,null,"BITNER n95"]
[627,null,"STEROWNICZE","H61906",null,"BiT 1000 (St) H","8x2x0,5",null,"Bitner","KMT",1,10900,"PLN",0.23,null,null,null,null,null,null,null,"BITNER n95"]
[628,null,"STEROWNICZE","H61907",null,"BiT 1000 (St) H","10x2x0,5",null,"Bitner","KMT",1,13140,"PLN",0.23,null,null,null,null,null,null,null,"BITNER n95"]
[629,null,"STEROWNICZE","H61908",null,"BiT 1000 (St) H","12x2x0,5",null,"Bitner","KMT",1,15380,"PLN",0.23,null,null,null,null,null,null,null,"BITNER n95"]
[630,null,"STEROWNICZE","H61909",null,"BiT 1000 (St) H","14x2x0,5",null,"Bitner","KMT",1,17610,"PLN",0.23,null,null,null,null,null,null,null,"BITNER n95"]
[631,null,"STEROWNICZE","H61910",null,"BiT 1000 (St) H","16x2x0,5",null,"Bitner","KMT",1,19570,"PLN",0.23,null,null,null,null,null,null,null,"BITNER n95"]
[632,null,"STEROWNICZE","H61911",null,"BiT 1000 (St) H","18x2x0,5",null,"Bitner","KMT",1,21530,"PLN",0.23,null,null,null,null,null,null,null,"BITNER n95"]
[633,null,"STEROWNICZE","H61912",null,"BiT 1000 (St) H","20x2x0,5",null,"Bitner","KMT",1,23630,"PLN",0.23,null,null,null,null,null,null,null,"BITNER n95"]
[634,null,"STEROWNICZE","H61913",null,"BiT 1000 (St) H","24x2x0,5",null,"Bitner","KMT",1,27720,"PLN",0.23,null,null,null,null,null,null,null,"BITNER n95"]
[635,null,"STEROWNICZE","H61914",null,"BiT 1000 (St) H","2x2x0,75",null,"Bitner","KMT",1,5600,"PLN",0.23,null,null,null,null,null,null,null,"BITNER n95"]
[636,null,"STEROWNICZE","H61915",null,"BiT 1000 (St) H","3x2x0,75",null,"Bitner","KMT",1,6890,"PLN",0.23,null,null,null,null,null,null,null,"BITNER n95"]
[637,null,"STEROWNICZE","H61916",null,"BiT 1000 (St) H","4x2x0,75",null,"Bitner","KMT",1,8610,"PLN",0.23,null,null,null,null,null,null,null,"BITNER n95"]
[638,null,"STEROWNICZE","H61917",null,"BiT 1000 (St) H","5x2x0,75",null,"Bitner","KMT",1,9940,"PLN",0.23,null,null,null,null,null,null,null,"BITNER n95"]
[639,null,"STEROWNICZE","H61918",null,"BiT 1000 (St) H","6x2x0,75",null,"Bitner","KMT",1,11260,"PLN",0.23,null,null,null,null,null,null,null,"BITNER n95"]
[640,null,"STEROWNICZE","H61919",null,"BiT 1000 (St) H","7x2x0,75",null,"Bitner","KMT",1,13000,"PLN",0.23,null,null,null,null,null,null,null,"BITNER n95"]
[641,null,"STEROWNICZE","H61920",null,"BiT 1000 (St) H","8x2x0,75",null,"Bitner","KMT",1,14570,"PLN",0.23,null,null,null,null,null,null,null,"BITNER n95"]
[642,null,"STEROWNICZE","H61921",null,"BiT 1000 (St) H","10x2x0,75",null,"Bitner","KMT",1,17690,"PLN",0.23,null,null,null,null,null,null,null,"BITNER n95"]
[643,null,"STEROWNICZE","H61922",null,"BiT 1000 (St) H","12x2x0,75",null,"Bitner","KMT",1,20150,"PLN",0.23,null,null,null,null,null,null,null,"BITNER n95"]
[644,null,"STEROWNICZE","H61923",null,"BiT 1000 (St) H","14x2x0,75",null,"Bitner","KMT",1,23330,"PLN",0.23,null,null,null,null,null,null,null,"BITNER n95"]
[645,null,"STEROWNICZE","H61924",null,"BiT 1000 (St) H","16x2x0,75",null,"Bitner","KMT",1,26620,"PLN",0.23,null,null,null,null,null,null,null,"BITNER n95"]
[646,null,"STEROWNICZE","H61925",null,"BiT 1000 (St) H","18x2x0,75",null,"Bitner","KMT",1,29390,"PLN",0.23,null,null,null,null,null,null,null,"BITNER n95"]
[647,null,"STEROWNICZE","H61926",null,"BiT 1000 (St) H","20x2x0,75",null,"Bitner","KMT",1,32520,"PLN",0.23,null,null,null,null,null,null,null,"BITNER n95"]
[648,null,"STEROWNICZE","H61927",null,"BiT 1000 (St) H","24x2x0,75",null,"Bitner","KMT",1,39060,"PLN",0.23,null,null,null,null,null,null,null,"BITNER n95"]
[649,null,"STEROWNICZE","H61928",null,"BiT 1000 (St) H","2x2x1",null,"Bitner","KMT",1,6930,"PLN",0.23,null,null,null,null,null,null,null,"BITNER n95"]
[650,null,"STEROWNICZE","H61929",null,"BiT 1000 (St) H","3x2x1",null,"Bitner","KMT",1,8840,"PLN",0.23,null,null,null,null,null,null,null,"BITNER n95"]
[651,null,"STEROWNICZE","H61930",null,"BiT 1000 (St) H","4x2x1",null,"Bitner","KMT",1,10140,"PLN",0.23,null,null,null,null,null,null,null,"BITNER n95"]
[652,null,"STEROWNICZE","H61931",null,"BiT 1000 (St) H","5x2x1",null,"Bitner","KMT",1,12460,"PLN",0.23,null,null,null,null,null,null,null,"BITNER n95"]
[653,null,"STEROWNICZE","H61932",null,"BiT 1000 (St) H","6x2x1",null,"Bitner","KMT",1,14170,"PLN",0.23,null,null,null,null,null,null,null,"BITNER n95"]
[654,null,"STEROWNICZE","H61933",null,"BiT 1000 (St) H","7x2x1",null,"Bitner","KMT",1,16360,"PLN",0.23,null,null,null,null,null,null,null,"BITNER n95"]
[655,null,"STEROWNICZE","H61934",null,"BiT 1000 (St) H","8x2x1",null,"Bitner","KMT",1,18360,"PLN",0.23,null,null,null,null,null,null,null,"BITNER n95"]
[656,null,"STEROWNICZE","H61935",null,"BiT 1000 (St) H","10x2x1",null,"Bitner","KMT",1,21650,"PLN",0.23,null,null,null,null,null,null,null,"BITNER n95"]
[657,null,"STEROWNICZE","H61936",null,"BiT 1000 (St) H","12x2x1",null,"Bitner","KMT",1,25970,"PLN",0.23,null,null,null,null,null,null,null,"BITNER n95"]
[658,null,"STEROWNICZE","H61937",null,"BiT 1000 (St) H","14x2x1",null,"Bitner","KMT",1,29540,"PLN",0.23,null,null,null,null,null,null,null,"BITNER n95"]
[659,null,"STEROWNICZE","H61938",null,"BiT 1000 (St) H","16x2x1",null,"Bitner","KMT",1,34490,"PLN",0.23,null,null,null,null,null,null,null,"BITNER n95"]
[660,null,"STEROWNICZE","H61939",null,"BiT 1000 (St) H","18x2x1",null,"Bitner","KMT",1,37480,"PLN",0.23,null,null,null,null,null,null,null,"BITNER n95"]
[661,null,"STEROWNICZE","H61940",null,"BiT 1000 (St) H","20x2x1",null,"Bitner","KMT",1,41280,"PLN",0.23,null,null,null,null,null,null,null,"BITNER n95"]
[662,null,"STEROWNICZE","H61941",null,"BiT 1000 (St) H","24x2x1",null,"Bitner","KMT",1,48770,"PLN",0.23,null,null,null,null,null,null,null,"BITNER n95"]
[663,null,"STEROWNICZE","H61942",null,"BiT 1000 (St) H","2x2x1,5",null,"Bitner","KMT",1,8890,"PLN",0.23,null,null,null,null,null,null,null,"BITNER n95"]
[664,null,"STEROWNICZE","H61943",null,"BiT 1000 (St) H","3x2x1,5",null,"Bitner","KMT",1,10960,"PLN",0.23,null,null,null,null,null,null,null,"BITNER n95"]
[665,null,"STEROWNICZE","H61944",null,"BiT 1000 (St) H","4x2x1,5",null,"Bitner","KMT",1,13890,"PLN",0.23,null,null,null,null,null,null,null,"BITNER n95"]
[666,null,"STEROWNICZE","H61945",null,"BiT 1000 (St) H","5x2x1,5",null,"Bitner","KMT",1,16830,"PLN",0.23,null,null,null,null,null,null,null,"BITNER n95"]
[667,null,"STEROWNICZE","H61946",null,"BiT 1000 (St) H","6x2x1,5",null,"Bitner","KMT",1,19280,"PLN",0.23,null,null,null,null,null,null,null,"BITNER n95"]
[668,null,"STEROWNICZE","H61947",null,"BiT 1000 (St) H","7x2x1,5",null,"Bitner","KMT",1,21940,"PLN",0.23,null,null,null,null,null,null,null,"BITNER n95"]
[669,null,"STEROWNICZE","H61948",null,"BiT 1000 (St) H","8x2x1,5",null,"Bitner","KMT",1,24340,"PLN",0.23,null,null,null,null,null,null,null,"BITNER n95"]
[670,null,"STEROWNICZE","H61949",null,"BiT 1000 (St) H","10x2x1,5",null,"Bitner","KMT",1,29940,"PLN",0.23,null,null,null,null,null,null,null,"BITNER n95"]
[671,null,"STEROWNICZE","H61950",null,"BiT 1000 (St) H","12x2x1,5",null,"Bitner","KMT",1,35410,"PLN",0.23,null,null,null,null,null,null,null,"BITNER n95"]
[672,null,"STEROWNICZE","H61951",null,"BiT 1000 (St) H","14x2x1,5",null,"Bitner","KMT",1,41050,"PLN",0.23,null,null,null,null,null,null,null,"BITNER n95"]
[673,null,"STEROWNICZE","H61952",null,"BiT 1000 (St) H","16x2x1,5",null,"Bitner","KMT",1,47110,"PLN",0.23,null,null,null,null,null,null,null,"BITNER n95"]
[674,null,"STEROWNICZE","H61953",null,"BiT 1000 (St) H","18x2x1,5",null,"Bitner","KMT",1,52210,"PLN",0.23,null,null,null,null,null,null,null,"BITNER n95"]
[675,null,"STEROWNICZE","H61954",null,"BiT 1000 (St) H","20x2x1,5",null,"Bitner","KMT",1,57600,"PLN",0.23,null,null,null,null,null,null,null,"BITNER n95"]
[676,null,"STEROWNICZE","H61955",null,"BiT 1000 (St) H","24x2x1,5",null,"Bitner","KMT",1,68450,"PLN",0.23,null,null,null,null,null,null,null,"BITNER n95"]
[677,null,"STEROWNICZE","H61956",null,"BiT 1000 (St) H","2x2x2,5",null,"Bitner","KMT",1,11940,"PLN",0.23,null,null,null,null,null,null,null,"BITNER n95"]
[678,null,"STEROWNICZE","H61957",null,"BiT 1000 (St) H","3x2x2,5",null,"Bitner","KMT",1,16060,"PLN",0.23,null,null,null,null,null,null,null,"BITNER n95"]
[679,null,"STEROWNICZE","H61958",null,"BiT 1000 (St) H","4x2x2,5",null,"Bitner","KMT",1,19990,"PLN",0.23,null,null,null,null,null,null,null,"BITNER n95"]
[680,null,"STEROWNICZE","H61959",null,"BiT 1000 (St) H","5x2x2,5",null,"Bitner","KMT",1,24910,"PLN",0.23,null,null,null,null,null,null,null,"BITNER n95"]
[681,null,"STEROWNICZE","H61960",null,"BiT 1000 (St) H","6x2x2,5",null,"Bitner","KMT",1,28800,"PLN",0.23,null,null,null,null,null,null,null,"BITNER n95"]
[682,null,"STEROWNICZE","H61961",null,"BiT 1000 (St) H","7x2x2,5",null,"Bitner","KMT",1,33580,"PLN",0.23,null,null,null,null,null,null,null,"BITNER n95"]
[683,null,"STEROWNICZE","H61962",null,"BiT 1000 (St) H","8x2x2,5",null,"Bitner","KMT",1,37980,"PLN",0.23,null,null,null,null,null,null,null,"BITNER n95"]
[684,null,"STEROWNICZE","H61963",null,"BiT 1000 (St) H","10x2x2,5",null,"Bitner","KMT",1,46930,"PLN",0.23,null,null,null,null,null,null,null,"BITNER n95"]
[685,null,"STEROWNICZE","H61964",null,"BiT 1000 (St) H","12x2x2,5",null,"Bitner","KMT",1,55920,"PLN",0.23,null,null,null,null,null,null,null,"BITNER n95"]
[686,null,"STEROWNICZE","H61965",null,"BiT 1000 (St) H","14x2x2,5",null,"Bitner","KMT",1,64700,"PLN",0.23,null,null,null,null,null,null,null,"BITNER n95"]
[687,null,"STEROWNICZE","H61966",null,"BiT 1000 (St) H","16x2x2,5",null,"Bitner","KMT",1,74240,"PLN",0.23,null,null,null,null,null,null,null,"BITNER n95"]
[688,null,"STEROWNICZE","BS1550",null,"BiT 1000 (St) OR","2x0,5","uniepalniony i olejoodporny, ekranowany giętki kabel sterowniczy, 0,6/1kV","Bitner","KMT",1,3120,"PLN",0.23,null,null,null,null,null,null,null,"BITNER n95",null,null,null,null,"http://katalog.bitner.kei.pl/pliki/14_BiT%201000%20(St)%20OR_06_1.pdf","http://katalog.bitner.kei.pl/pliki/D-S-150-2013%20%20BiT%201000%20St%20OR.pdf"]
[689,null,"STEROWNICZE","BS1551",null,"BiT 1000 (St) OR","3G0,5","uniepalniony i olejoodporny, ekranowany giętki kabel sterowniczy, 0,6/1kV","Bitner","KMT",1,3750,"PLN",0.23,null,null,null,null,null,null,null,"BITNER n95",null,null,null,null,"http://katalog.bitner.kei.pl/pliki/14_BiT%201000%20(St)%20OR_06_1.pdf","http://katalog.bitner.kei.pl/pliki/D-S-150-2013%20%20BiT%201000%20St%20OR.pdf"]
[690,null,"STEROWNICZE","BS1553",null,"BiT 1000 (St) OR","4G0,5","uniepalniony i olejoodporny, ekranowany giętki kabel sterowniczy, 0,6/1kV","Bitner","KMT",1,4510,"PLN",0.23,null,null,null,null,null,null,null,"BITNER n95",null,null,null,null,"http://katalog.bitner.kei.pl/pliki/14_BiT%201000%20(St)%20OR_06_1.pdf","http://katalog.bitner.kei.pl/pliki/D-S-150-2013%20%20BiT%201000%20St%20OR.pdf"]
[691,null,"STEROWNICZE","BS1555",null,"BiT 1000 (St) OR","5G0,5","uniepalniony i olejoodporny, ekranowany giętki kabel sterowniczy, 0,6/1kV","Bitner","KMT",1,4860,"PLN",0.23,null,null,null,null,null,null,null,"BITNER n95",null,null,null,null,"http://katalog.bitner.kei.pl/pliki/14_BiT%201000%20(St)%20OR_06_1.pdf","http://katalog.bitner.kei.pl/pliki/D-S-150-2013%20%20BiT%201000%20St%20OR.pdf"]
[692,null,"STEROWNICZE","BS1557",null,"BiT 1000 (St) OR","6G0,5","uniepalniony i olejoodporny, ekranowany giętki kabel sterowniczy, 0,6/1kV","Bitner","KMT",1,5630,"PLN",0.23,null,null,null,null,null,null,null,"BITNER n95",null,null,null,null,"http://katalog.bitner.kei.pl/pliki/14_BiT%201000%20(St)%20OR_06_1.pdf","http://katalog.bitner.kei.pl/pliki/D-S-150-2013%20%20BiT%201000%20St%20OR.pdf"]
[693,null,"STEROWNICZE","BS1558",null,"BiT 1000 (St) OR","7G0,5","uniepalniony i olejoodporny, ekranowany giętki kabel sterowniczy, 0,6/1kV","Bitner","KMT",1,6100,"PLN",0.23,null,null,null,null,null,null,null,"BITNER n95",null,null,null,null,"http://katalog.bitner.kei.pl/pliki/14_BiT%201000%20(St)%20OR_06_1.pdf","http://katalog.bitner.kei.pl/pliki/D-S-150-2013%20%20BiT%201000%20St%20OR.pdf"]
[694,null,"STEROWNICZE","BS1560",null,"BiT 1000 (St) OR","8G0,5","uniepalniony i olejoodporny, ekranowany giętki kabel sterowniczy, 0,6/1kV","Bitner","KMT",1,6940,"PLN",0.23,null,null,null,null,null,null,null,"BITNER n95",null,null,null,null,"http://katalog.bitner.kei.pl/pliki/14_BiT%201000%20(St)%20OR_06_1.pdf","http://katalog.bitner.kei.pl/pliki/D-S-150-2013%20%20BiT%201000%20St%20OR.pdf"]
[695,null,"STEROWNICZE","BS1562",null,"BiT 1000 (St) OR","10G0,5","uniepalniony i olejoodporny, ekranowany giętki kabel sterowniczy, 0,6/1kV","Bitner","KMT",1,8580,"PLN",0.23,null,null,null,null,null,null,null,"BITNER n95",null,null,null,null,"http://katalog.bitner.kei.pl/pliki/14_BiT%201000%20(St)%20OR_06_1.pdf","http://katalog.bitner.kei.pl/pliki/D-S-150-2013%20%20BiT%201000%20St%20OR.pdf"]
[696,null,"STEROWNICZE","BS1563",null,"BiT 1000 (St) OR","12G0,5","uniepalniony i olejoodporny, ekranowany giętki kabel sterowniczy, 0,6/1kV","Bitner","KMT",1,9520,"PLN",0.23,null,null,null,null,null,null,null,"BITNER n95",null,null,null,null,"http://katalog.bitner.kei.pl/pliki/14_BiT%201000%20(St)%20OR_06_1.pdf","http://katalog.bitner.kei.pl/pliki/D-S-150-2013%20%20BiT%201000%20St%20OR.pdf"]
[697,null,"STEROWNICZE","BS1565",null,"BiT 1000 (St) OR","14G0,5","uniepalniony i olejoodporny, ekranowany giętki kabel sterowniczy, 0,6/1kV","Bitner","KMT",1,10810,"PLN",0.23,null,null,null,null,null,null,null,"BITNER n95",null,null,null,null,"http://katalog.bitner.kei.pl/pliki/14_BiT%201000%20(St)%20OR_06_1.pdf","http://katalog.bitner.kei.pl/pliki/D-S-150-2013%20%20BiT%201000%20St%20OR.pdf"]
[698,null,"STEROWNICZE","BS1566",null,"BiT 1000 (St) OR","16G0,5","uniepalniony i olejoodporny, ekranowany giętki kabel sterowniczy, 0,6/1kV","Bitner","KMT",1,11050,"PLN",0.23,null,null,null,null,null,null,null,"BITNER n95",null,null,null,null,"http://katalog.bitner.kei.pl/pliki/14_BiT%201000%20(St)%20OR_06_1.pdf","http://katalog.bitner.kei.pl/pliki/D-S-150-2013%20%20BiT%201000%20St%20OR.pdf"]
[699,null,"STEROWNICZE","BS1567",null,"BiT 1000 (St) OR","18G0,5","uniepalniony i olejoodporny, ekranowany giętki kabel sterowniczy, 0,6/1kV","Bitner","KMT",1,12300,"PLN",0.23,null,null,null,null,null,null,null,"BITNER n95",null,null,null,null,"http://katalog.bitner.kei.pl/pliki/14_BiT%201000%20(St)%20OR_06_1.pdf","http://katalog.bitner.kei.pl/pliki/D-S-150-2013%20%20BiT%201000%20St%20OR.pdf"]
[700,null,"STEROWNICZE","BS1569",null,"BiT 1000 (St) OR","21G0,5","uniepalniony i olejoodporny, ekranowany giętki kabel sterowniczy, 0,6/1kV","Bitner","KMT",1,13980,"PLN",0.23,null,null,null,null,null,null,null,"BITNER n95",null,null,null,null,"http://katalog.bitner.kei.pl/pliki/14_BiT%201000%20(St)%20OR_06_1.pdf","http://katalog.bitner.kei.pl/pliki/D-S-150-2013%20%20BiT%201000%20St%20OR.pdf"]
[701,null,"STEROWNICZE","BS1570",null,"BiT 1000 (St) OR","25G0,5","uniepalniony i olejoodporny, ekranowany giętki kabel sterowniczy, 0,6/1kV","Bitner","KMT",1,16580,"PLN",0.23,null,null,null,null,null,null,null,"BITNER n95",null,null,null,null,"http://katalog.bitner.kei.pl/pliki/14_BiT%201000%20(St)%20OR_06_1.pdf","http://katalog.bitner.kei.pl/pliki/D-S-150-2013%20%20BiT%201000%20St%20OR.pdf"]
[702,null,"STEROWNICZE","BS1572",null,"BiT 1000 (St) OR","30G0,5","uniepalniony i olejoodporny, ekranowany giętki kabel sterowniczy, 0,6/1kV","Bitner","KMT",1,19140,"PLN",0.23,null,null,null,null,null,null,null,"BITNER n95",null,null,null,null,"http://katalog.bitner.kei.pl/pliki/14_BiT%201000%20(St)%20OR_06_1.pdf","http://katalog.bitner.kei.pl/pliki/D-S-150-2013%20%20BiT%201000%20St%20OR.pdf"]
[703,null,"STEROWNICZE","BS1573",null,"BiT 1000 (St) OR","34G0,5","uniepalniony i olejoodporny, ekranowany giętki kabel sterowniczy, 0,6/1kV","Bitner","KMT",1,21810,"PLN",0.23,null,null,null,null,null,null,null,"BITNER n95",null,null,null,null,"http://katalog.bitner.kei.pl/pliki/14_BiT%201000%20(St)%20OR_06_1.pdf","http://katalog.bitner.kei.pl/pliki/D-S-150-2013%20%20BiT%201000%20St%20OR.pdf"]
[704,null,"STEROWNICZE","BS1579",null,"BiT 1000 (St) OR","2x0,75","uniepalniony i olejoodporny, ekranowany giętki kabel sterowniczy, 0,6/1kV","Bitner","KMT",1,3970,"PLN",0.23,null,null,null,null,null,null,null,"BITNER n95",null,null,null,null,"http://katalog.bitner.kei.pl/pliki/14_BiT%201000%20(St)%20OR_06_1.pdf","http://katalog.bitner.kei.pl/pliki/D-S-150-2013%20%20BiT%201000%20St%20OR.pdf"]
[705,null,"STEROWNICZE","BS1580",null,"BiT 1000 (St) OR","3G0,75","uniepalniony i olejoodporny, ekranowany giętki kabel sterowniczy, 0,6/1kV","Bitner","KMT",1,4790,"PLN",0.23,null,null,null,null,null,null,null,"BITNER n95",null,null,null,null,"http://katalog.bitner.kei.pl/pliki/14_BiT%201000%20(St)%20OR_06_1.pdf","http://katalog.bitner.kei.pl/pliki/D-S-150-2013%20%20BiT%201000%20St%20OR.pdf"]
[706,null,"STEROWNICZE","BS1582",null,"BiT 1000 (St) OR","4G0,75","uniepalniony i olejoodporny, ekranowany giętki kabel sterowniczy, 0,6/1kV","Bitner","KMT",1,5350,"PLN",0.23,null,null,null,null,null,null,null,"BITNER n95",null,null,null,null,"http://katalog.bitner.kei.pl/pliki/14_BiT%201000%20(St)%20OR_06_1.pdf","http://katalog.bitner.kei.pl/pliki/D-S-150-2013%20%20BiT%201000%20St%20OR.pdf"]
[707,null,"STEROWNICZE","BS1584",null,"BiT 1000 (St) OR","5G0,75","uniepalniony i olejoodporny, ekranowany giętki kabel sterowniczy, 0,6/1kV","Bitner","KMT",1,6190,"PLN",0.23,null,null,null,null,null,null,null,"BITNER n95",null,null,null,null,"http://katalog.bitner.kei.pl/pliki/14_BiT%201000%20(St)%20OR_06_1.pdf","http://katalog.bitner.kei.pl/pliki/D-S-150-2013%20%20BiT%201000%20St%20OR.pdf"]
[708,null,"STEROWNICZE","BS1586",null,"BiT 1000 (St) OR","6G0,75","uniepalniony i olejoodporny, ekranowany giętki kabel sterowniczy, 0,6/1kV","Bitner","KMT",1,7200,"PLN",0.23,null,null,null,null,null,null,null,"BITNER n95",null,null,null,null,"http://katalog.bitner.kei.pl/pliki/14_BiT%201000%20(St)%20OR_06_1.pdf","http://katalog.bitner.kei.pl/pliki/D-S-150-2013%20%20BiT%201000%20St%20OR.pdf"]
[709,null,"STEROWNICZE","BS1588",null,"BiT 1000 (St) OR","7G0,75","uniepalniony i olejoodporny, ekranowany giętki kabel sterowniczy, 0,6/1kV","Bitner","KMT",1,7920,"PLN",0.23,null,null,null,null,null,null,null,"BITNER n95",null,null,null,null,"http://katalog.bitner.kei.pl/pliki/14_BiT%201000%20(St)%20OR_06_1.pdf","http://katalog.bitner.kei.pl/pliki/D-S-150-2013%20%20BiT%201000%20St%20OR.pdf"]
[710,null,"STEROWNICZE","BS1590",null,"BiT 1000 (St) OR","8G0,75","uniepalniony i olejoodporny, ekranowany giętki kabel sterowniczy, 0,6/1kV","Bitner","KMT",1,9070,"PLN",0.23,null,null,null,null,null,null,null,"BITNER n95",null,null,null,null,"http://katalog.bitner.kei.pl/pliki/14_BiT%201000%20(St)%20OR_06_1.pdf","http://katalog.bitner.kei.pl/pliki/D-S-150-2013%20%20BiT%201000%20St%20OR.pdf"]
[711,null,"STEROWNICZE","BS1592",null,"BiT 1000 (St) OR","10G0,75","uniepalniony i olejoodporny, ekranowany giętki kabel sterowniczy, 0,6/1kV","Bitner","KMT",1,10490,"PLN",0.23,null,null,null,null,null,null,null,"BITNER n95",null,null,null,null,"http://katalog.bitner.kei.pl/pliki/14_BiT%201000%20(St)%20OR_06_1.pdf","http://katalog.bitner.kei.pl/pliki/D-S-150-2013%20%20BiT%201000%20St%20OR.pdf"]
[712,null,"STEROWNICZE","BS1593",null,"BiT 1000 (St) OR","12G0,75","uniepalniony i olejoodporny, ekranowany giętki kabel sterowniczy, 0,6/1kV","Bitner","KMT",1,11530,"PLN",0.23,null,null,null,null,null,null,null,"BITNER n95",null,null,null,null,"http://katalog.bitner.kei.pl/pliki/14_BiT%201000%20(St)%20OR_06_1.pdf","http://katalog.bitner.kei.pl/pliki/D-S-150-2013%20%20BiT%201000%20St%20OR.pdf"]
[713,null,"STEROWNICZE","BS1595",null,"BiT 1000 (St) OR","14G0,75","uniepalniony i olejoodporny, ekranowany giętki kabel sterowniczy, 0,6/1kV","Bitner","KMT",1,13160,"PLN",0.23,null,null,null,null,null,null,null,"BITNER n95",null,null,null,null,"http://katalog.bitner.kei.pl/pliki/14_BiT%201000%20(St)%20OR_06_1.pdf","http://katalog.bitner.kei.pl/pliki/D-S-150-2013%20%20BiT%201000%20St%20OR.pdf"]
[714,null,"STEROWNICZE","BS1596",null,"BiT 1000 (St) OR","16G0,75","uniepalniony i olejoodporny, ekranowany giętki kabel sterowniczy, 0,6/1kV","Bitner","KMT",1,14860,"PLN",0.23,null,null,null,null,null,null,null,"BITNER n95",null,null,null,null,"http://katalog.bitner.kei.pl/pliki/14_BiT%201000%20(St)%20OR_06_1.pdf","http://katalog.bitner.kei.pl/pliki/D-S-150-2013%20%20BiT%201000%20St%20OR.pdf"]
[715,null,"STEROWNICZE","BS1597",null,"BiT 1000 (St) OR","18G0,75","uniepalniony i olejoodporny, ekranowany giętki kabel sterowniczy, 0,6/1kV","Bitner","KMT",1,16550,"PLN",0.23,null,null,null,null,null,null,null,"BITNER n95",null,null,null,null,"http://katalog.bitner.kei.pl/pliki/14_BiT%201000%20(St)%20OR_06_1.pdf","http://katalog.bitner.kei.pl/pliki/D-S-150-2013%20%20BiT%201000%20St%20OR.pdf"]
[716,null,"STEROWNICZE","BS1599",null,"BiT 1000 (St) OR","21G0,75","uniepalniony i olejoodporny, ekranowany giętki kabel sterowniczy, 0,6/1kV","Bitner","KMT",1,18930,"PLN",0.23,null,null,null,null,null,null,null,"BITNER n95",null,null,null,null,"http://katalog.bitner.kei.pl/pliki/14_BiT%201000%20(St)%20OR_06_1.pdf","http://katalog.bitner.kei.pl/pliki/D-S-150-2013%20%20BiT%201000%20St%20OR.pdf"]
[717,null,"STEROWNICZE","BS1600",null,"BiT 1000 (St) OR","25G0,75","uniepalniony i olejoodporny, ekranowany giętki kabel sterowniczy, 0,6/1kV","Bitner","KMT",1,22450,"PLN",0.23,null,null,null,null,null,null,null,"BITNER n95",null,null,null,null,"http://katalog.bitner.kei.pl/pliki/14_BiT%201000%20(St)%20OR_06_1.pdf","http://katalog.bitner.kei.pl/pliki/D-S-150-2013%20%20BiT%201000%20St%20OR.pdf"]
[718,null,"STEROWNICZE","BS1602",null,"BiT 1000 (St) OR","30G0,75","uniepalniony i olejoodporny, ekranowany giętki kabel sterowniczy, 0,6/1kV","Bitner","KMT",1,26170,"PLN",0.23,null,null,null,null,null,null,null,"BITNER n95",null,null,null,null,"http://katalog.bitner.kei.pl/pliki/14_BiT%201000%20(St)%20OR_06_1.pdf","http://katalog.bitner.kei.pl/pliki/D-S-150-2013%20%20BiT%201000%20St%20OR.pdf"]
[719,null,"STEROWNICZE","BS1603",null,"BiT 1000 (St) OR","34G0,75","uniepalniony i olejoodporny, ekranowany giętki kabel sterowniczy, 0,6/1kV","Bitner","KMT",1,29770,"PLN",0.23,null,null,null,null,null,null,null,"BITNER n95",null,null,null,null,"http://katalog.bitner.kei.pl/pliki/14_BiT%201000%20(St)%20OR_06_1.pdf","http://katalog.bitner.kei.pl/pliki/D-S-150-2013%20%20BiT%201000%20St%20OR.pdf"]
[720,null,"STEROWNICZE","BS1604",null,"BiT 1000 (St) OR","37G0,75","uniepalniony i olejoodporny, ekranowany giętki kabel sterowniczy, 0,6/1kV","Bitner","KMT",1,31750,"PLN",0.23,null,null,null,null,null,null,null,"BITNER n95",null,null,null,null,"http://katalog.bitner.kei.pl/pliki/14_BiT%201000%20(St)%20OR_06_1.pdf","http://katalog.bitner.kei.pl/pliki/D-S-150-2013%20%20BiT%201000%20St%20OR.pdf"]
[721,null,"STEROWNICZE","BS1606",null,"BiT 1000 (St) OR","42G0,75","uniepalniony i olejoodporny, ekranowany giętki kabel sterowniczy, 0,6/1kV","Bitner","KMT",1,36350,"PLN",0.23,null,null,null,null,null,null,null,"BITNER n95",null,null,null,null,"http://katalog.bitner.kei.pl/pliki/14_BiT%201000%20(St)%20OR_06_1.pdf","http://katalog.bitner.kei.pl/pliki/D-S-150-2013%20%20BiT%201000%20St%20OR.pdf"]
[722,null,"STEROWNICZE","BS1607",null,"BiT 1000 (St) OR","52G0,75","uniepalniony i olejoodporny, ekranowany giętki kabel sterowniczy, 0,6/1kV","Bitner","KMT",1,44150,"PLN",0.23,null,null,null,null,null,null,null,"BITNER n95",null,null,null,null,"http://katalog.bitner.kei.pl/pliki/14_BiT%201000%20(St)%20OR_06_1.pdf","http://katalog.bitner.kei.pl/pliki/D-S-150-2013%20%20BiT%201000%20St%20OR.pdf"]
[723,null,"STEROWNICZE","BS1608",null,"BiT 1000 (St) OR","61G0,75","uniepalniony i olejoodporny, ekranowany giętki kabel sterowniczy, 0,6/1kV","Bitner","KMT",1,51290,"PLN",0.23,null,null,null,null,null,null,null,"BITNER n95",null,null,null,null,"http://katalog.bitner.kei.pl/pliki/14_BiT%201000%20(St)%20OR_06_1.pdf","http://katalog.bitner.kei.pl/pliki/D-S-150-2013%20%20BiT%201000%20St%20OR.pdf"]
[724,null,"STEROWNICZE","BS1609",null,"BiT 1000 (St) OR","2x1,0","uniepalniony i olejoodporny, ekranowany giętki kabel sterowniczy, 0,6/1kV","Bitner","KMT",1,4880,"PLN",0.23,null,null,null,null,null,null,null,"BITNER n95",null,null,null,null,"http://katalog.bitner.kei.pl/pliki/14_BiT%201000%20(St)%20OR_06_1.pdf","http://katalog.bitner.kei.pl/pliki/D-S-150-2013%20%20BiT%201000%20St%20OR.pdf"]
[725,null,"STEROWNICZE","BS1610",null,"BiT 1000 (St) OR","3G1,0","uniepalniony i olejoodporny, ekranowany giętki kabel sterowniczy, 0,6/1kV","Bitner","KMT",1,5420,"PLN",0.23,null,null,null,null,null,null,null,"BITNER n95",null,null,null,null,"http://katalog.bitner.kei.pl/pliki/14_BiT%201000%20(St)%20OR_06_1.pdf","http://katalog.bitner.kei.pl/pliki/D-S-150-2013%20%20BiT%201000%20St%20OR.pdf"]
[726,null,"STEROWNICZE","BS1612",null,"BiT 1000 (St) OR","4G1,0","uniepalniony i olejoodporny, ekranowany giętki kabel sterowniczy, 0,6/1kV","Bitner","KMT",1,6760,"PLN",0.23,null,null,null,null,null,null,null,"BITNER n95",null,null,null,null,"http://katalog.bitner.kei.pl/pliki/14_BiT%201000%20(St)%20OR_06_1.pdf","http://katalog.bitner.kei.pl/pliki/D-S-150-2013%20%20BiT%201000%20St%20OR.pdf"]
[727,null,"STEROWNICZE","BS1614",null,"BiT 1000 (St) OR","5G1,0","uniepalniony i olejoodporny, ekranowany giętki kabel sterowniczy, 0,6/1kV","Bitner","KMT",1,7990,"PLN",0.23,null,null,null,null,null,null,null,"BITNER n95",null,null,null,null,"http://katalog.bitner.kei.pl/pliki/14_BiT%201000%20(St)%20OR_06_1.pdf","http://katalog.bitner.kei.pl/pliki/D-S-150-2013%20%20BiT%201000%20St%20OR.pdf"]
[728,null,"STEROWNICZE","BS1616",null,"BiT 1000 (St) OR","6G1,0","uniepalniony i olejoodporny, ekranowany giętki kabel sterowniczy, 0,6/1kV","Bitner","KMT",1,9040,"PLN",0.23,null,null,null,null,null,null,null,"BITNER n95",null,null,null,null,"http://katalog.bitner.kei.pl/pliki/14_BiT%201000%20(St)%20OR_06_1.pdf","http://katalog.bitner.kei.pl/pliki/D-S-150-2013%20%20BiT%201000%20St%20OR.pdf"]
[729,null,"STEROWNICZE","BS1618",null,"BiT 1000 (St) OR","7G1,0","uniepalniony i olejoodporny, ekranowany giętki kabel sterowniczy, 0,6/1kV","Bitner","KMT",1,10260,"PLN",0.23,null,null,null,null,null,null,null,"BITNER n95",null,null,null,null,"http://katalog.bitner.kei.pl/pliki/14_BiT%201000%20(St)%20OR_06_1.pdf","http://katalog.bitner.kei.pl/pliki/D-S-150-2013%20%20BiT%201000%20St%20OR.pdf"]
[730,null,"STEROWNICZE","BS1620",null,"BiT 1000 (St) OR","8G1,0","uniepalniony i olejoodporny, ekranowany giętki kabel sterowniczy, 0,6/1kV","Bitner","KMT",1,10370,"PLN",0.23,null,null,null,null,null,null,null,"BITNER n95",null,null,null,null,"http://katalog.bitner.kei.pl/pliki/14_BiT%201000%20(St)%20OR_06_1.pdf","http://katalog.bitner.kei.pl/pliki/D-S-150-2013%20%20BiT%201000%20St%20OR.pdf"]
[731,null,"STEROWNICZE","BS1621",null,"BiT 1000 (St) OR","10G1,0","uniepalniony i olejoodporny, ekranowany giętki kabel sterowniczy, 0,6/1kV","Bitner","KMT",1,13130,"PLN",0.23,null,null,null,null,null,null,null,"BITNER n95",null,null,null,null,"http://katalog.bitner.kei.pl/pliki/14_BiT%201000%20(St)%20OR_06_1.pdf","http://katalog.bitner.kei.pl/pliki/D-S-150-2013%20%20BiT%201000%20St%20OR.pdf"]
[732,null,"STEROWNICZE","BS1623",null,"BiT 1000 (St) OR","12G1,0","uniepalniony i olejoodporny, ekranowany giętki kabel sterowniczy, 0,6/1kV","Bitner","KMT",1,14850,"PLN",0.23,null,null,null,null,null,null,null,"BITNER n95",null,null,null,null,"http://katalog.bitner.kei.pl/pliki/14_BiT%201000%20(St)%20OR_06_1.pdf","http://katalog.bitner.kei.pl/pliki/D-S-150-2013%20%20BiT%201000%20St%20OR.pdf"]
[733,null,"STEROWNICZE","BS1625",null,"BiT 1000 (St) OR","14G1,0","uniepalniony i olejoodporny, ekranowany giętki kabel sterowniczy, 0,6/1kV","Bitner","KMT",1,16970,"PLN",0.23,null,null,null,null,null,null,null,"BITNER n95",null,null,null,null,"http://katalog.bitner.kei.pl/pliki/14_BiT%201000%20(St)%20OR_06_1.pdf","http://katalog.bitner.kei.pl/pliki/D-S-150-2013%20%20BiT%201000%20St%20OR.pdf"]
[734,null,"STEROWNICZE","BS1626",null,"BiT 1000 (St) OR","16G1,0","uniepalniony i olejoodporny, ekranowany giętki kabel sterowniczy, 0,6/1kV","Bitner","KMT",1,18800,"PLN",0.23,null,null,null,null,null,null,null,"BITNER n95",null,null,null,null,"http://katalog.bitner.kei.pl/pliki/14_BiT%201000%20(St)%20OR_06_1.pdf","http://katalog.bitner.kei.pl/pliki/D-S-150-2013%20%20BiT%201000%20St%20OR.pdf"]
[735,null,"STEROWNICZE","BS1627",null,"BiT 1000 (St) OR","18G1,0","uniepalniony i olejoodporny, ekranowany giętki kabel sterowniczy, 0,6/1kV","Bitner","KMT",1,21330,"PLN",0.23,null,null,null,null,null,null,null,"BITNER n95",null,null,null,null,"http://katalog.bitner.kei.pl/pliki/14_BiT%201000%20(St)%20OR_06_1.pdf","http://katalog.bitner.kei.pl/pliki/D-S-150-2013%20%20BiT%201000%20St%20OR.pdf"]
[736,null,"STEROWNICZE","BS1630",null,"BiT 1000 (St) OR","21G1,0","uniepalniony i olejoodporny, ekranowany giętki kabel sterowniczy, 0,6/1kV","Bitner","KMT",1,24010,"PLN",0.23,null,null,null,null,null,null,null,"BITNER n95",null,null,null,null,"http://katalog.bitner.kei.pl/pliki/14_BiT%201000%20(St)%20OR_06_1.pdf","http://katalog.bitner.kei.pl/pliki/D-S-150-2013%20%20BiT%201000%20St%20OR.pdf"]
[737,null,"STEROWNICZE","BS1631",null,"BiT 1000 (St) OR","25G1,0","uniepalniony i olejoodporny, ekranowany giętki kabel sterowniczy, 0,6/1kV","Bitner","KMT",1,28980,"PLN",0.23,null,null,null,null,null,null,null,"BITNER n95",null,null,null,null,"http://katalog.bitner.kei.pl/pliki/14_BiT%201000%20(St)%20OR_06_1.pdf","http://katalog.bitner.kei.pl/pliki/D-S-150-2013%20%20BiT%201000%20St%20OR.pdf"]
[738,null,"STEROWNICZE","BS1633",null,"BiT 1000 (St) OR","30G1,0","uniepalniony i olejoodporny, ekranowany giętki kabel sterowniczy, 0,6/1kV","Bitner","KMT",1,33280,"PLN",0.23,null,null,null,null,null,null,null,"BITNER n95",null,null,null,null,"http://katalog.bitner.kei.pl/pliki/14_BiT%201000%20(St)%20OR_06_1.pdf","http://katalog.bitner.kei.pl/pliki/D-S-150-2013%20%20BiT%201000%20St%20OR.pdf"]
[739,null,"STEROWNICZE","BS1634",null,"BiT 1000 (St) OR","34G1,0","uniepalniony i olejoodporny, ekranowany giętki kabel sterowniczy, 0,6/1kV","Bitner","KMT",1,38050,"PLN",0.23,null,null,null,null,null,null,null,"BITNER n95",null,null,null,null,"http://katalog.bitner.kei.pl/pliki/14_BiT%201000%20(St)%20OR_06_1.pdf","http://katalog.bitner.kei.pl/pliki/D-S-150-2013%20%20BiT%201000%20St%20OR.pdf"]
[740,null,"STEROWNICZE","BS1635",null,"BiT 1000 (St) OR","37G1,0","uniepalniony i olejoodporny, ekranowany giętki kabel sterowniczy, 0,6/1kV","Bitner","KMT",1,41250,"PLN",0.23,null,null,null,null,null,null,null,"BITNER n95",null,null,null,null,"http://katalog.bitner.kei.pl/pliki/14_BiT%201000%20(St)%20OR_06_1.pdf","http://katalog.bitner.kei.pl/pliki/D-S-150-2013%20%20BiT%201000%20St%20OR.pdf"]
[741,null,"STEROWNICZE","BS1637",null,"BiT 1000 (St) OR","42G1,0","uniepalniony i olejoodporny, ekranowany giętki kabel sterowniczy, 0,6/1kV","Bitner","KMT",1,46450,"PLN",0.23,null,null,null,null,null,null,null,"BITNER n95",null,null,null,null,"http://katalog.bitner.kei.pl/pliki/14_BiT%201000%20(St)%20OR_06_1.pdf","http://katalog.bitner.kei.pl/pliki/D-S-150-2013%20%20BiT%201000%20St%20OR.pdf"]
[742,null,"STEROWNICZE","BS1638",null,"BiT 1000 (St) OR","52G1,0","uniepalniony i olejoodporny, ekranowany giętki kabel sterowniczy, 0,6/1kV","Bitner","KMT",1,56260,"PLN",0.23,null,null,null,null,null,null,null,"BITNER n95",null,null,null,null,"http://katalog.bitner.kei.pl/pliki/14_BiT%201000%20(St)%20OR_06_1.pdf","http://katalog.bitner.kei.pl/pliki/D-S-150-2013%20%20BiT%201000%20St%20OR.pdf"]
[743,null,"STEROWNICZE","BS1639",null,"BiT 1000 (St) OR","61G1,0","uniepalniony i olejoodporny, ekranowany giętki kabel sterowniczy, 0,6/1kV","Bitner","KMT",1,65650,"PLN",0.23,null,null,null,null,null,null,null,"BITNER n95",null,null,null,null,"http://katalog.bitner.kei.pl/pliki/14_BiT%201000%20(St)%20OR_06_1.pdf","http://katalog.bitner.kei.pl/pliki/D-S-150-2013%20%20BiT%201000%20St%20OR.pdf"]
[744,null,"STEROWNICZE","BS1640",null,"BiT 1000 (St) OR","2x1,5","uniepalniony i olejoodporny, ekranowany giętki kabel sterowniczy, 0,6/1kV","Bitner","KMT",1,5560,"PLN",0.23,null,null,null,null,null,null,null,"BITNER n95",null,null,null,null,"http://katalog.bitner.kei.pl/pliki/14_BiT%201000%20(St)%20OR_06_1.pdf","http://katalog.bitner.kei.pl/pliki/D-S-150-2013%20%20BiT%201000%20St%20OR.pdf"]
[745,null,"STEROWNICZE","BS1641",null,"BiT 1000 (St) OR","3G1,5","uniepalniony i olejoodporny, ekranowany giętki kabel sterowniczy, 0,6/1kV","Bitner","KMT",1,6960,"PLN",0.23,null,null,null,null,null,null,null,"BITNER n95",null,null,null,null,"http://katalog.bitner.kei.pl/pliki/14_BiT%201000%20(St)%20OR_06_1.pdf","http://katalog.bitner.kei.pl/pliki/D-S-150-2013%20%20BiT%201000%20St%20OR.pdf"]
[746,null,"STEROWNICZE","BS1643",null,"BiT 1000 (St) OR","4G1,5","uniepalniony i olejoodporny, ekranowany giętki kabel sterowniczy, 0,6/1kV","Bitner","KMT",1,8760,"PLN",0.23,null,null,null,null,null,null,null,"BITNER n95",null,null,null,null,"http://katalog.bitner.kei.pl/pliki/14_BiT%201000%20(St)%20OR_06_1.pdf","http://katalog.bitner.kei.pl/pliki/D-S-150-2013%20%20BiT%201000%20St%20OR.pdf"]
[747,null,"STEROWNICZE","BS1645",null,"BiT 1000 (St) OR","5G1,5","uniepalniony i olejoodporny, ekranowany giętki kabel sterowniczy, 0,6/1kV","Bitner","KMT",1,10540,"PLN",0.23,null,null,null,null,null,null,null,"BITNER n95",null,null,null,null,"http://katalog.bitner.kei.pl/pliki/14_BiT%201000%20(St)%20OR_06_1.pdf","http://katalog.bitner.kei.pl/pliki/D-S-150-2013%20%20BiT%201000%20St%20OR.pdf"]
[748,null,"STEROWNICZE","BS1647",null,"BiT 1000 (St) OR","6G1,5","uniepalniony i olejoodporny, ekranowany giętki kabel sterowniczy, 0,6/1kV","Bitner","KMT",1,11210,"PLN",0.23,null,null,null,null,null,null,null,"BITNER n95",null,null,null,null,"http://katalog.bitner.kei.pl/pliki/14_BiT%201000%20(St)%20OR_06_1.pdf","http://katalog.bitner.kei.pl/pliki/D-S-150-2013%20%20BiT%201000%20St%20OR.pdf"]
[749,null,"STEROWNICZE","BS1649",null,"BiT 1000 (St) OR","7G1,5","uniepalniony i olejoodporny, ekranowany giętki kabel sterowniczy, 0,6/1kV","Bitner","KMT",1,12480,"PLN",0.23,null,null,null,null,null,null,null,"BITNER n95",null,null,null,null,"http://katalog.bitner.kei.pl/pliki/14_BiT%201000%20(St)%20OR_06_1.pdf","http://katalog.bitner.kei.pl/pliki/D-S-150-2013%20%20BiT%201000%20St%20OR.pdf"]
[750,null,"STEROWNICZE","BS1651",null,"BiT 1000 (St) OR","8G1,5","uniepalniony i olejoodporny, ekranowany giętki kabel sterowniczy, 0,6/1kV","Bitner","KMT",1,14130,"PLN",0.23,null,null,null,null,null,null,null,"BITNER n95",null,null,null,null,"http://katalog.bitner.kei.pl/pliki/14_BiT%201000%20(St)%20OR_06_1.pdf","http://katalog.bitner.kei.pl/pliki/D-S-150-2013%20%20BiT%201000%20St%20OR.pdf"]
[751,null,"STEROWNICZE","BS1652",null,"BiT 1000 (St) OR","10G1,5","uniepalniony i olejoodporny, ekranowany giętki kabel sterowniczy, 0,6/1kV","Bitner","KMT",1,17650,"PLN",0.23,null,null,null,null,null,null,null,"BITNER n95",null,null,null,null,"http://katalog.bitner.kei.pl/pliki/14_BiT%201000%20(St)%20OR_06_1.pdf","http://katalog.bitner.kei.pl/pliki/D-S-150-2013%20%20BiT%201000%20St%20OR.pdf"]
[752,null,"STEROWNICZE","BS1654",null,"BiT 1000 (St) OR","12G1,5","uniepalniony i olejoodporny, ekranowany giętki kabel sterowniczy, 0,6/1kV","Bitner","KMT",1,19270,"PLN",0.23,null,null,null,null,null,null,null,"BITNER n95",null,null,null,null,"http://katalog.bitner.kei.pl/pliki/14_BiT%201000%20(St)%20OR_06_1.pdf","http://katalog.bitner.kei.pl/pliki/D-S-150-2013%20%20BiT%201000%20St%20OR.pdf"]
[753,null,"STEROWNICZE","BS1656",null,"BiT 1000 (St) OR","14G1,5","uniepalniony i olejoodporny, ekranowany giętki kabel sterowniczy, 0,6/1kV","Bitner","KMT",1,23090,"PLN",0.23,null,null,null,null,null,null,null,"BITNER n95",null,null,null,null,"http://katalog.bitner.kei.pl/pliki/14_BiT%201000%20(St)%20OR_06_1.pdf","http://katalog.bitner.kei.pl/pliki/D-S-150-2013%20%20BiT%201000%20St%20OR.pdf"]
[754,null,"STEROWNICZE","BS1657",null,"BiT 1000 (St) OR","16G1,5","uniepalniony i olejoodporny, ekranowany giętki kabel sterowniczy, 0,6/1kV","Bitner","KMT",1,26170,"PLN",0.23,null,null,null,null,null,null,null,"BITNER n95",null,null,null,null,"http://katalog.bitner.kei.pl/pliki/14_BiT%201000%20(St)%20OR_06_1.pdf","http://katalog.bitner.kei.pl/pliki/D-S-150-2013%20%20BiT%201000%20St%20OR.pdf"]
[755,null,"STEROWNICZE","BS1658",null,"BiT 1000 (St) OR","18G1,5","uniepalniony i olejoodporny, ekranowany giętki kabel sterowniczy, 0,6/1kV","Bitner","KMT",1,28850,"PLN",0.23,null,null,null,null,null,null,null,"BITNER n95",null,null,null,null,"http://katalog.bitner.kei.pl/pliki/14_BiT%201000%20(St)%20OR_06_1.pdf","http://katalog.bitner.kei.pl/pliki/D-S-150-2013%20%20BiT%201000%20St%20OR.pdf"]
[756,null,"STEROWNICZE","BS1660",null,"BiT 1000 (St) OR","21G1,5","uniepalniony i olejoodporny, ekranowany giętki kabel sterowniczy, 0,6/1kV","Bitner","KMT",1,33370,"PLN",0.23,null,null,null,null,null,null,null,"BITNER n95",null,null,null,null,"http://katalog.bitner.kei.pl/pliki/14_BiT%201000%20(St)%20OR_06_1.pdf","http://katalog.bitner.kei.pl/pliki/D-S-150-2013%20%20BiT%201000%20St%20OR.pdf"]
[757,null,"STEROWNICZE","BS1661",null,"BiT 1000 (St) OR","25G1,5","uniepalniony i olejoodporny, ekranowany giętki kabel sterowniczy, 0,6/1kV","Bitner","KMT",1,40120,"PLN",0.23,null,null,null,null,null,null,null,"BITNER n95",null,null,null,null,"http://katalog.bitner.kei.pl/pliki/14_BiT%201000%20(St)%20OR_06_1.pdf","http://katalog.bitner.kei.pl/pliki/D-S-150-2013%20%20BiT%201000%20St%20OR.pdf"]
[758,null,"STEROWNICZE","BS1663",null,"BiT 1000 (St) OR","30G1,5","uniepalniony i olejoodporny, ekranowany giętki kabel sterowniczy, 0,6/1kV","Bitner","KMT",1,46420,"PLN",0.23,null,null,null,null,null,null,null,"BITNER n95",null,null,null,null,"http://katalog.bitner.kei.pl/pliki/14_BiT%201000%20(St)%20OR_06_1.pdf","http://katalog.bitner.kei.pl/pliki/D-S-150-2013%20%20BiT%201000%20St%20OR.pdf"]
[759,null,"STEROWNICZE","BS1664",null,"BiT 1000 (St) OR","34G1,5","uniepalniony i olejoodporny, ekranowany giętki kabel sterowniczy, 0,6/1kV","Bitner","KMT",1,53480,"PLN",0.23,null,null,null,null,null,null,null,"BITNER n95",null,null,null,null,"http://katalog.bitner.kei.pl/pliki/14_BiT%201000%20(St)%20OR_06_1.pdf","http://katalog.bitner.kei.pl/pliki/D-S-150-2013%20%20BiT%201000%20St%20OR.pdf"]
[760,null,"STEROWNICZE","BS1665",null,"BiT 1000 (St) OR","37G1,5","uniepalniony i olejoodporny, ekranowany giętki kabel sterowniczy, 0,6/1kV","Bitner","KMT",1,56770,"PLN",0.23,null,null,null,null,null,null,null,"BITNER n95",null,null,null,null,"http://katalog.bitner.kei.pl/pliki/14_BiT%201000%20(St)%20OR_06_1.pdf","http://katalog.bitner.kei.pl/pliki/D-S-150-2013%20%20BiT%201000%20St%20OR.pdf"]
[761,null,"STEROWNICZE","BS1667",null,"BiT 1000 (St) OR","42G1,5","uniepalniony i olejoodporny, ekranowany giętki kabel sterowniczy, 0,6/1kV","Bitner","KMT",1,64870,"PLN",0.23,null,null,null,null,null,null,null,"BITNER n95",null,null,null,null,"http://katalog.bitner.kei.pl/pliki/14_BiT%201000%20(St)%20OR_06_1.pdf","http://katalog.bitner.kei.pl/pliki/D-S-150-2013%20%20BiT%201000%20St%20OR.pdf"]
[762,null,"STEROWNICZE","BS1668",null,"BiT 1000 (St) OR","52G1,5","uniepalniony i olejoodporny, ekranowany giętki kabel sterowniczy, 0,6/1kV","Bitner","KMT",1,78850,"PLN",0.23,null,null,null,null,null,null,null,"BITNER n95",null,null,null,null,"http://katalog.bitner.kei.pl/pliki/14_BiT%201000%20(St)%20OR_06_1.pdf","http://katalog.bitner.kei.pl/pliki/D-S-150-2013%20%20BiT%201000%20St%20OR.pdf"]
[763,null,"STEROWNICZE","BS1669",null,"BiT 1000 (St) OR","61G1,5","uniepalniony i olejoodporny, ekranowany giętki kabel sterowniczy, 0,6/1kV","Bitner","KMT",1,92090,"PLN",0.23,null,null,null,null,null,null,null,"BITNER n95",null,null,null,null,"http://katalog.bitner.kei.pl/pliki/14_BiT%201000%20(St)%20OR_06_1.pdf","http://katalog.bitner.kei.pl/pliki/D-S-150-2013%20%20BiT%201000%20St%20OR.pdf"]
[764,null,"STEROWNICZE","BS1670",null,"BiT 1000 (St) OR","2x2,5","uniepalniony i olejoodporny, ekranowany giętki kabel sterowniczy, 0,6/1kV","Bitner","KMT",1,7430,"PLN",0.23,null,null,null,null,null,null,null,"BITNER n95",null,null,null,null,"http://katalog.bitner.kei.pl/pliki/14_BiT%201000%20(St)%20OR_06_1.pdf","http://katalog.bitner.kei.pl/pliki/D-S-150-2013%20%20BiT%201000%20St%20OR.pdf"]
[765,null,"STEROWNICZE","BS1671",null,"BiT 1000 (St) OR","3G2,5","uniepalniony i olejoodporny, ekranowany giętki kabel sterowniczy, 0,6/1kV","Bitner","KMT",1,10070,"PLN",0.23,null,null,null,null,null,null,null,"BITNER n95",null,null,null,null,"http://katalog.bitner.kei.pl/pliki/14_BiT%201000%20(St)%20OR_06_1.pdf","http://katalog.bitner.kei.pl/pliki/D-S-150-2013%20%20BiT%201000%20St%20OR.pdf"]
[766,null,"STEROWNICZE","BS1673",null,"BiT 1000 (St) OR","4G2,5","uniepalniony i olejoodporny, ekranowany giętki kabel sterowniczy, 0,6/1kV","Bitner","KMT",1,11730,"PLN",0.23,null,null,null,null,null,null,null,"BITNER n95",null,null,null,null,"http://katalog.bitner.kei.pl/pliki/14_BiT%201000%20(St)%20OR_06_1.pdf","http://katalog.bitner.kei.pl/pliki/D-S-150-2013%20%20BiT%201000%20St%20OR.pdf"]
[767,null,"STEROWNICZE","BS1675",null,"BiT 1000 (St) OR","5G2,5","uniepalniony i olejoodporny, ekranowany giętki kabel sterowniczy, 0,6/1kV","Bitner","KMT",1,14260,"PLN",0.23,null,null,null,null,null,null,null,"BITNER n95",null,null,null,null,"http://katalog.bitner.kei.pl/pliki/14_BiT%201000%20(St)%20OR_06_1.pdf","http://katalog.bitner.kei.pl/pliki/D-S-150-2013%20%20BiT%201000%20St%20OR.pdf"]
[768,null,"STEROWNICZE","BS1677",null,"BiT 1000 (St) OR","6G2,5","uniepalniony i olejoodporny, ekranowany giętki kabel sterowniczy, 0,6/1kV","Bitner","KMT",1,16580,"PLN",0.23,null,null,null,null,null,null,null,"BITNER n95",null,null,null,null,"http://katalog.bitner.kei.pl/pliki/14_BiT%201000%20(St)%20OR_06_1.pdf","http://katalog.bitner.kei.pl/pliki/D-S-150-2013%20%20BiT%201000%20St%20OR.pdf"]
[769,null,"STEROWNICZE","BS1679",null,"BiT 1000 (St) OR","7G2,5","uniepalniony i olejoodporny, ekranowany giętki kabel sterowniczy, 0,6/1kV","Bitner","KMT",1,18880,"PLN",0.23,null,null,null,null,null,null,null,"BITNER n95",null,null,null,null,"http://katalog.bitner.kei.pl/pliki/14_BiT%201000%20(St)%20OR_06_1.pdf","http://katalog.bitner.kei.pl/pliki/D-S-150-2013%20%20BiT%201000%20St%20OR.pdf"]
[770,null,"STEROWNICZE","BS1681",null,"BiT 1000 (St) OR","10G2,5","uniepalniony i olejoodporny, ekranowany giętki kabel sterowniczy, 0,6/1kV","Bitner","KMT",1,26950,"PLN",0.23,null,null,null,null,null,null,null,"BITNER n95",null,null,null,null,"http://katalog.bitner.kei.pl/pliki/14_BiT%201000%20(St)%20OR_06_1.pdf","http://katalog.bitner.kei.pl/pliki/D-S-150-2013%20%20BiT%201000%20St%20OR.pdf"]
[771,null,"STEROWNICZE","BS1682",null,"BiT 1000 (St) OR","12G2,5","uniepalniony i olejoodporny, ekranowany giętki kabel sterowniczy, 0,6/1kV","Bitner","KMT",1,30690,"PLN",0.23,null,null,null,null,null,null,null,"BITNER n95",null,null,null,null,"http://katalog.bitner.kei.pl/pliki/14_BiT%201000%20(St)%20OR_06_1.pdf","http://katalog.bitner.kei.pl/pliki/D-S-150-2013%20%20BiT%201000%20St%20OR.pdf"]
[772,null,"STEROWNICZE","BS1684",null,"BiT 1000 (St) OR","14G2,5","uniepalniony i olejoodporny, ekranowany giętki kabel sterowniczy, 0,6/1kV","Bitner","KMT",1,35740,"PLN",0.23,null,null,null,null,null,null,null,"BITNER n95",null,null,null,null,"http://katalog.bitner.kei.pl/pliki/14_BiT%201000%20(St)%20OR_06_1.pdf","http://katalog.bitner.kei.pl/pliki/D-S-150-2013%20%20BiT%201000%20St%20OR.pdf"]
[773,null,"STEROWNICZE","BS1685",null,"BiT 1000 (St) OR","16G2,5","uniepalniony i olejoodporny, ekranowany giętki kabel sterowniczy, 0,6/1kV","Bitner","KMT",1,40270,"PLN",0.23,null,null,null,null,null,null,null,"BITNER n95",null,null,null,null,"http://katalog.bitner.kei.pl/pliki/14_BiT%201000%20(St)%20OR_06_1.pdf","http://katalog.bitner.kei.pl/pliki/D-S-150-2013%20%20BiT%201000%20St%20OR.pdf"]
[774,null,"STEROWNICZE","BS1686",null,"BiT 1000 (St) OR","18G2,5","uniepalniony i olejoodporny, ekranowany giętki kabel sterowniczy, 0,6/1kV","Bitner","KMT",1,45110,"PLN",0.23,null,null,null,null,null,null,null,"BITNER n95",null,null,null,null,"http://katalog.bitner.kei.pl/pliki/14_BiT%201000%20(St)%20OR_06_1.pdf","http://katalog.bitner.kei.pl/pliki/D-S-150-2013%20%20BiT%201000%20St%20OR.pdf"]
[775,null,"STEROWNICZE","BS1687",null,"BiT 1000 (St) OR","21G2,5","uniepalniony i olejoodporny, ekranowany giętki kabel sterowniczy, 0,6/1kV","Bitner","KMT",1,52230,"PLN",0.23,null,null,null,null,null,null,null,"BITNER n95",null,null,null,null,"http://katalog.bitner.kei.pl/pliki/14_BiT%201000%20(St)%20OR_06_1.pdf","http://katalog.bitner.kei.pl/pliki/D-S-150-2013%20%20BiT%201000%20St%20OR.pdf"]
[776,null,"STEROWNICZE","BS1688",null,"BiT 1000 (St) OR","25G2,5","uniepalniony i olejoodporny, ekranowany giętki kabel sterowniczy, 0,6/1kV","Bitner","KMT",1,62370,"PLN",0.23,null,null,null,null,null,null,null,"BITNER n95",null,null,null,null,"http://katalog.bitner.kei.pl/pliki/14_BiT%201000%20(St)%20OR_06_1.pdf","http://katalog.bitner.kei.pl/pliki/D-S-150-2013%20%20BiT%201000%20St%20OR.pdf"]
[777,null,"STEROWNICZE","BS1689",null,"BiT 1000 (St) OR","30G2,5","uniepalniony i olejoodporny, ekranowany giętki kabel sterowniczy, 0,6/1kV","Bitner","KMT",1,73490,"PLN",0.23,null,null,null,null,null,null,null,"BITNER n95",null,null,null,null,"http://katalog.bitner.kei.pl/pliki/14_BiT%201000%20(St)%20OR_06_1.pdf","http://katalog.bitner.kei.pl/pliki/D-S-150-2013%20%20BiT%201000%20St%20OR.pdf"]
[778,null,"STEROWNICZE","BS1693",null,"BiT 1000 (St) OR","8G2,5","uniepalniony i olejoodporny, ekranowany giętki kabel sterowniczy, 0,6/1kV","Bitner","KMT",1,21290,"PLN",0.23,null,null,null,null,null,null,null,"BITNER n95",null,null,null,null,"http://katalog.bitner.kei.pl/pliki/14_BiT%201000%20(St)%20OR_06_1.pdf","http://katalog.bitner.kei.pl/pliki/D-S-150-2013%20%20BiT%201000%20St%20OR.pdf"]
[779,null,"STEROWNICZE","BS1750",null,"BiT 1000 (St) OR","2x2x0,5","uniepalniony i olejoodporny, ekranowany giętki kabel sterowniczy, 0,6/1kV","Bitner","KMT",1,4720,"PLN",0.23,null,null,null,null,null,null,null,"BITNER n95",null,null,null,null,"http://katalog.bitner.kei.pl/pliki/14_BiT%201000%20(St)%20OR_06_1.pdf","http://katalog.bitner.kei.pl/pliki/D-S-150-2013%20%20BiT%201000%20St%20OR.pdf"]
[780,null,"STEROWNICZE","BS1751",null,"BiT 1000 (St) OR","3x2x0,5","uniepalniony i olejoodporny, ekranowany giętki kabel sterowniczy, 0,6/1kV","Bitner","KMT",1,5800,"PLN",0.23,null,null,null,null,null,null,null,"BITNER n95",null,null,null,null,"http://katalog.bitner.kei.pl/pliki/14_BiT%201000%20(St)%20OR_06_1.pdf","http://katalog.bitner.kei.pl/pliki/D-S-150-2013%20%20BiT%201000%20St%20OR.pdf"]
[781,null,"STEROWNICZE","BS1752",null,"BiT 1000 (St) OR","4x2x0,5","uniepalniony i olejoodporny, ekranowany giętki kabel sterowniczy, 0,6/1kV","Bitner","KMT",1,7130,"PLN",0.23,null,null,null,null,null,null,null,"BITNER n95",null,null,null,null,"http://katalog.bitner.kei.pl/pliki/14_BiT%201000%20(St)%20OR_06_1.pdf","http://katalog.bitner.kei.pl/pliki/D-S-150-2013%20%20BiT%201000%20St%20OR.pdf"]
[782,null,"STEROWNICZE","BS1753",null,"BiT 1000 (St) OR","5x2x0,5","uniepalniony i olejoodporny, ekranowany giętki kabel sterowniczy, 0,6/1kV","Bitner","KMT",1,8690,"PLN",0.23,null,null,null,null,null,null,null,"BITNER n95",null,null,null,null,"http://katalog.bitner.kei.pl/pliki/14_BiT%201000%20(St)%20OR_06_1.pdf","http://katalog.bitner.kei.pl/pliki/D-S-150-2013%20%20BiT%201000%20St%20OR.pdf"]
[783,null,"STEROWNICZE","BS1754",null,"BiT 1000 (St) OR","6x2x0,5","uniepalniony i olejoodporny, ekranowany giętki kabel sterowniczy, 0,6/1kV","Bitner","KMT",1,9730,"PLN",0.23,null,null,null,null,null,null,null,"BITNER n95",null,null,null,null,"http://katalog.bitner.kei.pl/pliki/14_BiT%201000%20(St)%20OR_06_1.pdf","http://katalog.bitner.kei.pl/pliki/D-S-150-2013%20%20BiT%201000%20St%20OR.pdf"]
[784,null,"STEROWNICZE","BS1755",null,"BiT 1000 (St) OR","7x2x0,5","uniepalniony i olejoodporny, ekranowany giętki kabel sterowniczy, 0,6/1kV","Bitner","KMT",1,11190,"PLN",0.23,null,null,null,null,null,null,null,"BITNER n95",null,null,null,null,"http://katalog.bitner.kei.pl/pliki/14_BiT%201000%20(St)%20OR_06_1.pdf","http://katalog.bitner.kei.pl/pliki/D-S-150-2013%20%20BiT%201000%20St%20OR.pdf"]
[785,null,"STEROWNICZE","BS1756",null,"BiT 1000 (St) OR","8x2x0,5","uniepalniony i olejoodporny, ekranowany giętki kabel sterowniczy, 0,6/1kV","Bitner","KMT",1,11430,"PLN",0.23,null,null,null,null,null,null,null,"BITNER n95",null,null,null,null,"http://katalog.bitner.kei.pl/pliki/14_BiT%201000%20(St)%20OR_06_1.pdf","http://katalog.bitner.kei.pl/pliki/D-S-150-2013%20%20BiT%201000%20St%20OR.pdf"]
[786,null,"STEROWNICZE","BS1757",null,"BiT 1000 (St) OR","10x2x0,5","uniepalniony i olejoodporny, ekranowany giętki kabel sterowniczy, 0,6/1kV","Bitner","KMT",1,13780,"PLN",0.23,null,null,null,null,null,null,null,"BITNER n95",null,null,null,null,"http://katalog.bitner.kei.pl/pliki/14_BiT%201000%20(St)%20OR_06_1.pdf","http://katalog.bitner.kei.pl/pliki/D-S-150-2013%20%20BiT%201000%20St%20OR.pdf"]
[787,null,"STEROWNICZE","BS1758",null,"BiT 1000 (St) OR","12x2x0,5","uniepalniony i olejoodporny, ekranowany giętki kabel sterowniczy, 0,6/1kV","Bitner","KMT",1,16120,"PLN",0.23,null,null,null,null,null,null,null,"BITNER n95",null,null,null,null,"http://katalog.bitner.kei.pl/pliki/14_BiT%201000%20(St)%20OR_06_1.pdf","http://katalog.bitner.kei.pl/pliki/D-S-150-2013%20%20BiT%201000%20St%20OR.pdf"]
[788,null,"STEROWNICZE","BS1759",null,"BiT 1000 (St) OR","14x2x0,5","uniepalniony i olejoodporny, ekranowany giętki kabel sterowniczy, 0,6/1kV","Bitner","KMT",1,18460,"PLN",0.23,null,null,null,null,null,null,null,"BITNER n95",null,null,null,null,"http://katalog.bitner.kei.pl/pliki/14_BiT%201000%20(St)%20OR_06_1.pdf","http://katalog.bitner.kei.pl/pliki/D-S-150-2013%20%20BiT%201000%20St%20OR.pdf"]
[789,null,"STEROWNICZE","BS1760",null,"BiT 1000 (St) OR","16x2x0,5","uniepalniony i olejoodporny, ekranowany giętki kabel sterowniczy, 0,6/1kV","Bitner","KMT",1,21200,"PLN",0.23,null,null,null,null,null,null,null,"BITNER n95",null,null,null,null,"http://katalog.bitner.kei.pl/pliki/14_BiT%201000%20(St)%20OR_06_1.pdf","http://katalog.bitner.kei.pl/pliki/D-S-150-2013%20%20BiT%201000%20St%20OR.pdf"]
[790,null,"STEROWNICZE","BS1761",null,"BiT 1000 (St) OR","18x2x0,5","uniepalniony i olejoodporny, ekranowany giętki kabel sterowniczy, 0,6/1kV","Bitner","KMT",1,23320,"PLN",0.23,null,null,null,null,null,null,null,"BITNER n95",null,null,null,null,"http://katalog.bitner.kei.pl/pliki/14_BiT%201000%20(St)%20OR_06_1.pdf","http://katalog.bitner.kei.pl/pliki/D-S-150-2013%20%20BiT%201000%20St%20OR.pdf"]
[791,null,"STEROWNICZE","BS1762",null,"BiT 1000 (St) OR","20x2x0,5","uniepalniony i olejoodporny, ekranowany giętki kabel sterowniczy, 0,6/1kV","Bitner","KMT",1,25600,"PLN",0.23,null,null,null,null,null,null,null,"BITNER n95",null,null,null,null,"http://katalog.bitner.kei.pl/pliki/14_BiT%201000%20(St)%20OR_06_1.pdf","http://katalog.bitner.kei.pl/pliki/D-S-150-2013%20%20BiT%201000%20St%20OR.pdf"]
[792,null,"STEROWNICZE","BS1763",null,"BiT 1000 (St) OR","24x2x0,5","uniepalniony i olejoodporny, ekranowany giętki kabel sterowniczy, 0,6/1kV","Bitner","KMT",1,30030,"PLN",0.23,null,null,null,null,null,null,null,"BITNER n95",null,null,null,null,"http://katalog.bitner.kei.pl/pliki/14_BiT%201000%20(St)%20OR_06_1.pdf","http://katalog.bitner.kei.pl/pliki/D-S-150-2013%20%20BiT%201000%20St%20OR.pdf"]
[793,null,"STEROWNICZE","BS1764",null,"BiT 1000 (St) OR","2x2x0,75","uniepalniony i olejoodporny, ekranowany giętki kabel sterowniczy, 0,6/1kV","Bitner","KMT",1,6030,"PLN",0.23,null,null,null,null,null,null,null,"BITNER n95",null,null,null,null,"http://katalog.bitner.kei.pl/pliki/14_BiT%201000%20(St)%20OR_06_1.pdf","http://katalog.bitner.kei.pl/pliki/D-S-150-2013%20%20BiT%201000%20St%20OR.pdf"]
[794,null,"STEROWNICZE","BS1765",null,"BiT 1000 (St) OR","3x2x0,75","uniepalniony i olejoodporny, ekranowany giętki kabel sterowniczy, 0,6/1kV","Bitner","KMT",1,7420,"PLN",0.23,null,null,null,null,null,null,null,"BITNER n95",null,null,null,null,"http://katalog.bitner.kei.pl/pliki/14_BiT%201000%20(St)%20OR_06_1.pdf","http://katalog.bitner.kei.pl/pliki/D-S-150-2013%20%20BiT%201000%20St%20OR.pdf"]
[795,null,"STEROWNICZE","BS1766",null,"BiT 1000 (St) OR","4x2x0,75","uniepalniony i olejoodporny, ekranowany giętki kabel sterowniczy, 0,6/1kV","Bitner","KMT",1,9270,"PLN",0.23,null,null,null,null,null,null,null,"BITNER n95",null,null,null,null,"http://katalog.bitner.kei.pl/pliki/14_BiT%201000%20(St)%20OR_06_1.pdf","http://katalog.bitner.kei.pl/pliki/D-S-150-2013%20%20BiT%201000%20St%20OR.pdf"]
[796,null,"STEROWNICZE","BS1767",null,"BiT 1000 (St) OR","5x2x0,75","uniepalniony i olejoodporny, ekranowany giętki kabel sterowniczy, 0,6/1kV","Bitner","KMT",1,10430,"PLN",0.23,null,null,null,null,null,null,null,"BITNER n95",null,null,null,null,"http://katalog.bitner.kei.pl/pliki/14_BiT%201000%20(St)%20OR_06_1.pdf","http://katalog.bitner.kei.pl/pliki/D-S-150-2013%20%20BiT%201000%20St%20OR.pdf"]
[797,null,"STEROWNICZE","BS1768",null,"BiT 1000 (St) OR","6x2x0,75","uniepalniony i olejoodporny, ekranowany giętki kabel sterowniczy, 0,6/1kV","Bitner","KMT",1,11800,"PLN",0.23,null,null,null,null,null,null,null,"BITNER n95",null,null,null,null,"http://katalog.bitner.kei.pl/pliki/14_BiT%201000%20(St)%20OR_06_1.pdf","http://katalog.bitner.kei.pl/pliki/D-S-150-2013%20%20BiT%201000%20St%20OR.pdf"]
[798,null,"STEROWNICZE","BS1769",null,"BiT 1000 (St) OR","7x2x0,75","uniepalniony i olejoodporny, ekranowany giętki kabel sterowniczy, 0,6/1kV","Bitner","KMT",1,13620,"PLN",0.23,null,null,null,null,null,null,null,"BITNER n95",null,null,null,null,"http://katalog.bitner.kei.pl/pliki/14_BiT%201000%20(St)%20OR_06_1.pdf","http://katalog.bitner.kei.pl/pliki/D-S-150-2013%20%20BiT%201000%20St%20OR.pdf"]
[799,null,"STEROWNICZE","BS1770",null,"BiT 1000 (St) OR","8x2x0,75","uniepalniony i olejoodporny, ekranowany giętki kabel sterowniczy, 0,6/1kV","Bitner","KMT",1,15280,"PLN",0.23,null,null,null,null,null,null,null,"BITNER n95",null,null,null,null,"http://katalog.bitner.kei.pl/pliki/14_BiT%201000%20(St)%20OR_06_1.pdf","http://katalog.bitner.kei.pl/pliki/D-S-150-2013%20%20BiT%201000%20St%20OR.pdf"]
[800,null,"STEROWNICZE","BS1771",null,"BiT 1000 (St) OR","10x2x0,75","uniepalniony i olejoodporny, ekranowany giętki kabel sterowniczy, 0,6/1kV","Bitner","KMT",1,18550,"PLN",0.23,null,null,null,null,null,null,null,"BITNER n95",null,null,null,null,"http://katalog.bitner.kei.pl/pliki/14_BiT%201000%20(St)%20OR_06_1.pdf","http://katalog.bitner.kei.pl/pliki/D-S-150-2013%20%20BiT%201000%20St%20OR.pdf"]
[801,null,"STEROWNICZE","BS1772",null,"BiT 1000 (St) OR","12x2x0,75","uniepalniony i olejoodporny, ekranowany giętki kabel sterowniczy, 0,6/1kV","Bitner","KMT",1,21830,"PLN",0.23,null,null,null,null,null,null,null,"BITNER n95",null,null,null,null,"http://katalog.bitner.kei.pl/pliki/14_BiT%201000%20(St)%20OR_06_1.pdf","http://katalog.bitner.kei.pl/pliki/D-S-150-2013%20%20BiT%201000%20St%20OR.pdf"]
[802,null,"STEROWNICZE","BS1773",null,"BiT 1000 (St) OR","14x2x0,75","uniepalniony i olejoodporny, ekranowany giętki kabel sterowniczy, 0,6/1kV","Bitner","KMT",1,25270,"PLN",0.23,null,null,null,null,null,null,null,"BITNER n95",null,null,null,null,"http://katalog.bitner.kei.pl/pliki/14_BiT%201000%20(St)%20OR_06_1.pdf","http://katalog.bitner.kei.pl/pliki/D-S-150-2013%20%20BiT%201000%20St%20OR.pdf"]
[803,null,"STEROWNICZE","BS1774",null,"BiT 1000 (St) OR","16x2x0,75","uniepalniony i olejoodporny, ekranowany giętki kabel sterowniczy, 0,6/1kV","Bitner","KMT",1,28830,"PLN",0.23,null,null,null,null,null,null,null,"BITNER n95",null,null,null,null,"http://katalog.bitner.kei.pl/pliki/14_BiT%201000%20(St)%20OR_06_1.pdf","http://katalog.bitner.kei.pl/pliki/D-S-150-2013%20%20BiT%201000%20St%20OR.pdf"]
[804,null,"STEROWNICZE","BS1775",null,"BiT 1000 (St) OR","18x2x0,75","uniepalniony i olejoodporny, ekranowany giętki kabel sterowniczy, 0,6/1kV","Bitner","KMT",1,31840,"PLN",0.23,null,null,null,null,null,null,null,"BITNER n95",null,null,null,null,"http://katalog.bitner.kei.pl/pliki/14_BiT%201000%20(St)%20OR_06_1.pdf","http://katalog.bitner.kei.pl/pliki/D-S-150-2013%20%20BiT%201000%20St%20OR.pdf"]
[805,null,"STEROWNICZE","BS1776",null,"BiT 1000 (St) OR","20x2x0,75","uniepalniony i olejoodporny, ekranowany giętki kabel sterowniczy, 0,6/1kV","Bitner","KMT",1,35230,"PLN",0.23,null,null,null,null,null,null,null,"BITNER n95",null,null,null,null,"http://katalog.bitner.kei.pl/pliki/14_BiT%201000%20(St)%20OR_06_1.pdf","http://katalog.bitner.kei.pl/pliki/D-S-150-2013%20%20BiT%201000%20St%20OR.pdf"]
[806,null,"STEROWNICZE","BS1777",null,"BiT 1000 (St) OR","24x2x0,75","uniepalniony i olejoodporny, ekranowany giętki kabel sterowniczy, 0,6/1kV","Bitner","KMT",1,40040,"PLN",0.23,null,null,null,null,null,null,null,"BITNER n95",null,null,null,null,"http://katalog.bitner.kei.pl/pliki/14_BiT%201000%20(St)%20OR_06_1.pdf","http://katalog.bitner.kei.pl/pliki/D-S-150-2013%20%20BiT%201000%20St%20OR.pdf"]
[807,null,"STEROWNICZE","BS1778",null,"BiT 1000 (St) OR","2x2x1","uniepalniony i olejoodporny, ekranowany giętki kabel sterowniczy, 0,6/1kV","Bitner","KMT",1,7460,"PLN",0.23,null,null,null,null,null,null,null,"BITNER n95",null,null,null,null,"http://katalog.bitner.kei.pl/pliki/14_BiT%201000%20(St)%20OR_06_1.pdf","http://katalog.bitner.kei.pl/pliki/D-S-150-2013%20%20BiT%201000%20St%20OR.pdf"]
[808,null,"STEROWNICZE","BS1779",null,"BiT 1000 (St) OR","3x2x1","uniepalniony i olejoodporny, ekranowany giętki kabel sterowniczy, 0,6/1kV","Bitner","KMT",1,9520,"PLN",0.23,null,null,null,null,null,null,null,"BITNER n95",null,null,null,null,"http://katalog.bitner.kei.pl/pliki/14_BiT%201000%20(St)%20OR_06_1.pdf","http://katalog.bitner.kei.pl/pliki/D-S-150-2013%20%20BiT%201000%20St%20OR.pdf"]
[809,null,"STEROWNICZE","BS1780",null,"BiT 1000 (St) OR","4x2x1","uniepalniony i olejoodporny, ekranowany giętki kabel sterowniczy, 0,6/1kV","Bitner","KMT",1,10630,"PLN",0.23,null,null,null,null,null,null,null,"BITNER n95",null,null,null,null,"http://katalog.bitner.kei.pl/pliki/14_BiT%201000%20(St)%20OR_06_1.pdf","http://katalog.bitner.kei.pl/pliki/D-S-150-2013%20%20BiT%201000%20St%20OR.pdf"]
[810,null,"STEROWNICZE","BS1781",null,"BiT 1000 (St) OR","5x2x1","uniepalniony i olejoodporny, ekranowany giętki kabel sterowniczy, 0,6/1kV","Bitner","KMT",1,13070,"PLN",0.23,null,null,null,null,null,null,null,"BITNER n95",null,null,null,null,"http://katalog.bitner.kei.pl/pliki/14_BiT%201000%20(St)%20OR_06_1.pdf","http://katalog.bitner.kei.pl/pliki/D-S-150-2013%20%20BiT%201000%20St%20OR.pdf"]
[811,null,"STEROWNICZE","BS1782",null,"BiT 1000 (St) OR","6x2x1","uniepalniony i olejoodporny, ekranowany giętki kabel sterowniczy, 0,6/1kV","Bitner","KMT",1,14860,"PLN",0.23,null,null,null,null,null,null,null,"BITNER n95",null,null,null,null,"http://katalog.bitner.kei.pl/pliki/14_BiT%201000%20(St)%20OR_06_1.pdf","http://katalog.bitner.kei.pl/pliki/D-S-150-2013%20%20BiT%201000%20St%20OR.pdf"]
[812,null,"STEROWNICZE","BS1783",null,"BiT 1000 (St) OR","7x2x1","uniepalniony i olejoodporny, ekranowany giętki kabel sterowniczy, 0,6/1kV","Bitner","KMT",1,17150,"PLN",0.23,null,null,null,null,null,null,null,"BITNER n95",null,null,null,null,"http://katalog.bitner.kei.pl/pliki/14_BiT%201000%20(St)%20OR_06_1.pdf","http://katalog.bitner.kei.pl/pliki/D-S-150-2013%20%20BiT%201000%20St%20OR.pdf"]
[813,null,"STEROWNICZE","BS1784",null,"BiT 1000 (St) OR","8x2x1","uniepalniony i olejoodporny, ekranowany giętki kabel sterowniczy, 0,6/1kV","Bitner","KMT",1,19250,"PLN",0.23,null,null,null,null,null,null,null,"BITNER n95",null,null,null,null,"http://katalog.bitner.kei.pl/pliki/14_BiT%201000%20(St)%20OR_06_1.pdf","http://katalog.bitner.kei.pl/pliki/D-S-150-2013%20%20BiT%201000%20St%20OR.pdf"]
[814,null,"STEROWNICZE","BS1785",null,"BiT 1000 (St) OR","10x2x1","uniepalniony i olejoodporny, ekranowany giętki kabel sterowniczy, 0,6/1kV","Bitner","KMT",1,23450,"PLN",0.23,null,null,null,null,null,null,null,"BITNER n95",null,null,null,null,"http://katalog.bitner.kei.pl/pliki/14_BiT%201000%20(St)%20OR_06_1.pdf","http://katalog.bitner.kei.pl/pliki/D-S-150-2013%20%20BiT%201000%20St%20OR.pdf"]
[815,null,"STEROWNICZE","BS1786",null,"BiT 1000 (St) OR","12x2x1","uniepalniony i olejoodporny, ekranowany giętki kabel sterowniczy, 0,6/1kV","Bitner","KMT",1,28130,"PLN",0.23,null,null,null,null,null,null,null,"BITNER n95",null,null,null,null,"http://katalog.bitner.kei.pl/pliki/14_BiT%201000%20(St)%20OR_06_1.pdf","http://katalog.bitner.kei.pl/pliki/D-S-150-2013%20%20BiT%201000%20St%20OR.pdf"]
[816,null,"STEROWNICZE","BS1787",null,"BiT 1000 (St) OR","14x2x1","uniepalniony i olejoodporny, ekranowany giętki kabel sterowniczy, 0,6/1kV","Bitner","KMT",1,32010,"PLN",0.23,null,null,null,null,null,null,null,"BITNER n95",null,null,null,null,"http://katalog.bitner.kei.pl/pliki/14_BiT%201000%20(St)%20OR_06_1.pdf","http://katalog.bitner.kei.pl/pliki/D-S-150-2013%20%20BiT%201000%20St%20OR.pdf"]
[817,null,"STEROWNICZE","BS1788",null,"BiT 1000 (St) OR","16x2x1","uniepalniony i olejoodporny, ekranowany giętki kabel sterowniczy, 0,6/1kV","Bitner","KMT",1,37360,"PLN",0.23,null,null,null,null,null,null,null,"BITNER n95",null,null,null,null,"http://katalog.bitner.kei.pl/pliki/14_BiT%201000%20(St)%20OR_06_1.pdf","http://katalog.bitner.kei.pl/pliki/D-S-150-2013%20%20BiT%201000%20St%20OR.pdf"]
[818,null,"STEROWNICZE","BS1789",null,"BiT 1000 (St) OR","18x2x1","uniepalniony i olejoodporny, ekranowany giętki kabel sterowniczy, 0,6/1kV","Bitner","KMT",1,40600,"PLN",0.23,null,null,null,null,null,null,null,"BITNER n95",null,null,null,null,"http://katalog.bitner.kei.pl/pliki/14_BiT%201000%20(St)%20OR_06_1.pdf","http://katalog.bitner.kei.pl/pliki/D-S-150-2013%20%20BiT%201000%20St%20OR.pdf"]
[819,null,"STEROWNICZE","BS1790",null,"BiT 1000 (St) OR","20x2x1","uniepalniony i olejoodporny, ekranowany giętki kabel sterowniczy, 0,6/1kV","Bitner","KMT",1,42310,"PLN",0.23,null,null,null,null,null,null,null,"BITNER n95",null,null,null,null,"http://katalog.bitner.kei.pl/pliki/14_BiT%201000%20(St)%20OR_06_1.pdf","http://katalog.bitner.kei.pl/pliki/D-S-150-2013%20%20BiT%201000%20St%20OR.pdf"]
[820,null,"STEROWNICZE","BS1791",null,"BiT 1000 (St) OR","24x2x1","uniepalniony i olejoodporny, ekranowany giętki kabel sterowniczy, 0,6/1kV","Bitner","KMT",1,49990,"PLN",0.23,null,null,null,null,null,null,null,"BITNER n95",null,null,null,null,"http://katalog.bitner.kei.pl/pliki/14_BiT%201000%20(St)%20OR_06_1.pdf","http://katalog.bitner.kei.pl/pliki/D-S-150-2013%20%20BiT%201000%20St%20OR.pdf"]
[821,null,"STEROWNICZE","BS1792",null,"BiT 1000 (St) OR","2x2x1,5","uniepalniony i olejoodporny, ekranowany giętki kabel sterowniczy, 0,6/1kV","Bitner","KMT",1,9580,"PLN",0.23,null,null,null,null,null,null,null,"BITNER n95",null,null,null,null,"http://katalog.bitner.kei.pl/pliki/14_BiT%201000%20(St)%20OR_06_1.pdf","http://katalog.bitner.kei.pl/pliki/D-S-150-2013%20%20BiT%201000%20St%20OR.pdf"]
[822,null,"STEROWNICZE","BS1793",null,"BiT 1000 (St) OR","3x2x1,5","uniepalniony i olejoodporny, ekranowany giętki kabel sterowniczy, 0,6/1kV","Bitner","KMT",1,11490,"PLN",0.23,null,null,null,null,null,null,null,"BITNER n95",null,null,null,null,"http://katalog.bitner.kei.pl/pliki/14_BiT%201000%20(St)%20OR_06_1.pdf","http://katalog.bitner.kei.pl/pliki/D-S-150-2013%20%20BiT%201000%20St%20OR.pdf"]
[823,null,"STEROWNICZE","BS1794",null,"BiT 1000 (St) OR","4x2x1,5","uniepalniony i olejoodporny, ekranowany giętki kabel sterowniczy, 0,6/1kV","Bitner","KMT",1,14560,"PLN",0.23,null,null,null,null,null,null,null,"BITNER n95",null,null,null,null,"http://katalog.bitner.kei.pl/pliki/14_BiT%201000%20(St)%20OR_06_1.pdf","http://katalog.bitner.kei.pl/pliki/D-S-150-2013%20%20BiT%201000%20St%20OR.pdf"]
[824,null,"STEROWNICZE","BS1795",null,"BiT 1000 (St) OR","5x2x1,5","uniepalniony i olejoodporny, ekranowany giętki kabel sterowniczy, 0,6/1kV","Bitner","KMT",1,17640,"PLN",0.23,null,null,null,null,null,null,null,"BITNER n95",null,null,null,null,"http://katalog.bitner.kei.pl/pliki/14_BiT%201000%20(St)%20OR_06_1.pdf","http://katalog.bitner.kei.pl/pliki/D-S-150-2013%20%20BiT%201000%20St%20OR.pdf"]
[825,null,"STEROWNICZE","BS1796",null,"BiT 1000 (St) OR","6x2x1,5","uniepalniony i olejoodporny, ekranowany giętki kabel sterowniczy, 0,6/1kV","Bitner","KMT",1,20220,"PLN",0.23,null,null,null,null,null,null,null,"BITNER n95",null,null,null,null,"http://katalog.bitner.kei.pl/pliki/14_BiT%201000%20(St)%20OR_06_1.pdf","http://katalog.bitner.kei.pl/pliki/D-S-150-2013%20%20BiT%201000%20St%20OR.pdf"]
[826,null,"STEROWNICZE","BS1797",null,"BiT 1000 (St) OR","7x2x1,5","uniepalniony i olejoodporny, ekranowany giętki kabel sterowniczy, 0,6/1kV","Bitner","KMT",1,23760,"PLN",0.23,null,null,null,null,null,null,null,"BITNER n95",null,null,null,null,"http://katalog.bitner.kei.pl/pliki/14_BiT%201000%20(St)%20OR_06_1.pdf","http://katalog.bitner.kei.pl/pliki/D-S-150-2013%20%20BiT%201000%20St%20OR.pdf"]
[827,null,"STEROWNICZE","BS1798",null,"BiT 1000 (St) OR","8x2x1,5","uniepalniony i olejoodporny, ekranowany giętki kabel sterowniczy, 0,6/1kV","Bitner","KMT",1,26360,"PLN",0.23,null,null,null,null,null,null,null,"BITNER n95",null,null,null,null,"http://katalog.bitner.kei.pl/pliki/14_BiT%201000%20(St)%20OR_06_1.pdf","http://katalog.bitner.kei.pl/pliki/D-S-150-2013%20%20BiT%201000%20St%20OR.pdf"]
[828,null,"STEROWNICZE","BS1799",null,"BiT 1000 (St) OR","10x2x1,5","uniepalniony i olejoodporny, ekranowany giętki kabel sterowniczy, 0,6/1kV","Bitner","KMT",1,32440,"PLN",0.23,null,null,null,null,null,null,null,"BITNER n95",null,null,null,null,"http://katalog.bitner.kei.pl/pliki/14_BiT%201000%20(St)%20OR_06_1.pdf","http://katalog.bitner.kei.pl/pliki/D-S-150-2013%20%20BiT%201000%20St%20OR.pdf"]
[829,null,"STEROWNICZE","BS1800",null,"BiT 1000 (St) OR","12x2x1,5","uniepalniony i olejoodporny, ekranowany giętki kabel sterowniczy, 0,6/1kV","Bitner","KMT",1,38360,"PLN",0.23,null,null,null,null,null,null,null,"BITNER n95",null,null,null,null,"http://katalog.bitner.kei.pl/pliki/14_BiT%201000%20(St)%20OR_06_1.pdf","http://katalog.bitner.kei.pl/pliki/D-S-150-2013%20%20BiT%201000%20St%20OR.pdf"]
[830,null,"STEROWNICZE","BS1801",null,"BiT 1000 (St) OR","14x2x1,5","uniepalniony i olejoodporny, ekranowany giętki kabel sterowniczy, 0,6/1kV","Bitner","KMT",1,42080,"PLN",0.23,null,null,null,null,null,null,null,"BITNER n95",null,null,null,null,"http://katalog.bitner.kei.pl/pliki/14_BiT%201000%20(St)%20OR_06_1.pdf","http://katalog.bitner.kei.pl/pliki/D-S-150-2013%20%20BiT%201000%20St%20OR.pdf"]
[831,null,"STEROWNICZE","BS1802",null,"BiT 1000 (St) OR","16x2x1,5","uniepalniony i olejoodporny, ekranowany giętki kabel sterowniczy, 0,6/1kV","Bitner","KMT",1,48290,"PLN",0.23,null,null,null,null,null,null,null,"BITNER n95",null,null,null,null,"http://katalog.bitner.kei.pl/pliki/14_BiT%201000%20(St)%20OR_06_1.pdf","http://katalog.bitner.kei.pl/pliki/D-S-150-2013%20%20BiT%201000%20St%20OR.pdf"]
[832,null,"STEROWNICZE","BS1803",null,"BiT 1000 (St) OR","18x2x1,5","uniepalniony i olejoodporny, ekranowany giętki kabel sterowniczy, 0,6/1kV","Bitner","KMT",1,53520,"PLN",0.23,null,null,null,null,null,null,null,"BITNER n95",null,null,null,null,"http://katalog.bitner.kei.pl/pliki/14_BiT%201000%20(St)%20OR_06_1.pdf","http://katalog.bitner.kei.pl/pliki/D-S-150-2013%20%20BiT%201000%20St%20OR.pdf"]
[833,null,"STEROWNICZE","BS1804",null,"BiT 1000 (St) OR","20x2x1,5","uniepalniony i olejoodporny, ekranowany giętki kabel sterowniczy, 0,6/1kV","Bitner","KMT",1,59040,"PLN",0.23,null,null,null,null,null,null,null,"BITNER n95",null,null,null,null,"http://katalog.bitner.kei.pl/pliki/14_BiT%201000%20(St)%20OR_06_1.pdf","http://katalog.bitner.kei.pl/pliki/D-S-150-2013%20%20BiT%201000%20St%20OR.pdf"]
[834,null,"STEROWNICZE","BS1805",null,"BiT 1000 (St) OR","24x2x1,5","uniepalniony i olejoodporny, ekranowany giętki kabel sterowniczy, 0,6/1kV","Bitner","KMT",1,70160,"PLN",0.23,null,null,null,null,null,null,null,"BITNER n95",null,null,null,null,"http://katalog.bitner.kei.pl/pliki/14_BiT%201000%20(St)%20OR_06_1.pdf","http://katalog.bitner.kei.pl/pliki/D-S-150-2013%20%20BiT%201000%20St%20OR.pdf"]
[835,null,"STEROWNICZE","BS1806",null,"BiT 1000 (St) OR","2x2x2,5","uniepalniony i olejoodporny, ekranowany giętki kabel sterowniczy, 0,6/1kV","Bitner","KMT",1,12520,"PLN",0.23,null,null,null,null,null,null,null,"BITNER n95",null,null,null,null,"http://katalog.bitner.kei.pl/pliki/14_BiT%201000%20(St)%20OR_06_1.pdf","http://katalog.bitner.kei.pl/pliki/D-S-150-2013%20%20BiT%201000%20St%20OR.pdf"]
[836,null,"STEROWNICZE","BS1807",null,"BiT 1000 (St) OR","3x2x2,5","uniepalniony i olejoodporny, ekranowany giętki kabel sterowniczy, 0,6/1kV","Bitner","KMT",1,16840,"PLN",0.23,null,null,null,null,null,null,null,"BITNER n95",null,null,null,null,"http://katalog.bitner.kei.pl/pliki/14_BiT%201000%20(St)%20OR_06_1.pdf","http://katalog.bitner.kei.pl/pliki/D-S-150-2013%20%20BiT%201000%20St%20OR.pdf"]
[837,null,"STEROWNICZE","BS1808",null,"BiT 1000 (St) OR","4x2x2,5","uniepalniony i olejoodporny, ekranowany giętki kabel sterowniczy, 0,6/1kV","Bitner","KMT",1,21660,"PLN",0.23,null,null,null,null,null,null,null,"BITNER n95",null,null,null,null,"http://katalog.bitner.kei.pl/pliki/14_BiT%201000%20(St)%20OR_06_1.pdf","http://katalog.bitner.kei.pl/pliki/D-S-150-2013%20%20BiT%201000%20St%20OR.pdf"]
[838,null,"STEROWNICZE","BS1809",null,"BiT 1000 (St) OR","5x2x2,5","uniepalniony i olejoodporny, ekranowany giętki kabel sterowniczy, 0,6/1kV","Bitner","KMT",1,26990,"PLN",0.23,null,null,null,null,null,null,null,"BITNER n95",null,null,null,null,"http://katalog.bitner.kei.pl/pliki/14_BiT%201000%20(St)%20OR_06_1.pdf","http://katalog.bitner.kei.pl/pliki/D-S-150-2013%20%20BiT%201000%20St%20OR.pdf"]
[839,null,"STEROWNICZE","BS1810",null,"BiT 1000 (St) OR","6x2x2,5","uniepalniony i olejoodporny, ekranowany giętki kabel sterowniczy, 0,6/1kV","Bitner","KMT",1,31200,"PLN",0.23,null,null,null,null,null,null,null,"BITNER n95",null,null,null,null,"http://katalog.bitner.kei.pl/pliki/14_BiT%201000%20(St)%20OR_06_1.pdf","http://katalog.bitner.kei.pl/pliki/D-S-150-2013%20%20BiT%201000%20St%20OR.pdf"]
[840,null,"STEROWNICZE","BS1811",null,"BiT 1000 (St) OR","7x2x2,5","uniepalniony i olejoodporny, ekranowany giętki kabel sterowniczy, 0,6/1kV","Bitner","KMT",1,36370,"PLN",0.23,null,null,null,null,null,null,null,"BITNER n95",null,null,null,null,"http://katalog.bitner.kei.pl/pliki/14_BiT%201000%20(St)%20OR_06_1.pdf","http://katalog.bitner.kei.pl/pliki/D-S-150-2013%20%20BiT%201000%20St%20OR.pdf"]
[841,null,"STEROWNICZE","BS1812",null,"BiT 1000 (St) OR","8x2x2,5","uniepalniony i olejoodporny, ekranowany giętki kabel sterowniczy, 0,6/1kV","Bitner","KMT",1,41150,"PLN",0.23,null,null,null,null,null,null,null,"BITNER n95",null,null,null,null,"http://katalog.bitner.kei.pl/pliki/14_BiT%201000%20(St)%20OR_06_1.pdf","http://katalog.bitner.kei.pl/pliki/D-S-150-2013%20%20BiT%201000%20St%20OR.pdf"]
[842,null,"STEROWNICZE","BS1813",null,"BiT 1000 (St) OR","10x2x2,5","uniepalniony i olejoodporny, ekranowany giętki kabel sterowniczy, 0,6/1kV","Bitner","KMT",1,48110,"PLN",0.23,null,null,null,null,null,null,null,"BITNER n95",null,null,null,null,"http://katalog.bitner.kei.pl/pliki/14_BiT%201000%20(St)%20OR_06_1.pdf","http://katalog.bitner.kei.pl/pliki/D-S-150-2013%20%20BiT%201000%20St%20OR.pdf"]
[843,null,"STEROWNICZE","BS1814",null,"BiT 1000 (St) OR","12x2x2,5","uniepalniony i olejoodporny, ekranowany giętki kabel sterowniczy, 0,6/1kV","Bitner","KMT",1,57320,"PLN",0.23,null,null,null,null,null,null,null,"BITNER n95",null,null,null,null,"http://katalog.bitner.kei.pl/pliki/14_BiT%201000%20(St)%20OR_06_1.pdf","http://katalog.bitner.kei.pl/pliki/D-S-150-2013%20%20BiT%201000%20St%20OR.pdf"]
[844,null,"STEROWNICZE","BS1815",null,"BiT 1000 (St) OR","14x2x2,5","uniepalniony i olejoodporny, ekranowany giętki kabel sterowniczy, 0,6/1kV","Bitner","KMT",1,66320,"PLN",0.23,null,null,null,null,null,null,null,"BITNER n95",null,null,null,null,"http://katalog.bitner.kei.pl/pliki/14_BiT%201000%20(St)%20OR_06_1.pdf","http://katalog.bitner.kei.pl/pliki/D-S-150-2013%20%20BiT%201000%20St%20OR.pdf"]
[845,null,"STEROWNICZE","BS1816",null,"BiT 1000 (St) OR","16x2x2,5","uniepalniony i olejoodporny, ekranowany giętki kabel sterowniczy, 0,6/1kV","Bitner","KMT",1,76100,"PLN",0.23,null,null,null,null,null,null,null,"BITNER n95",null,null,null,null,"http://katalog.bitner.kei.pl/pliki/14_BiT%201000%20(St)%20OR_06_1.pdf","http://katalog.bitner.kei.pl/pliki/D-S-150-2013%20%20BiT%201000%20St%20OR.pdf"]
[846,null,"STEROWNICZE","BS0630",null,"BiT 1000 2(St)","2x2x0,5","ekranowany giętki kabel sterowniczy i zasilający, 06/1kV","Bitner","KMT",1,4420,"PLN",0.23,null,null,null,null,null,null,null,"BITNER n95",null,null,null,null,"http://katalog.bitner.kei.pl/pliki/5_BiT%201000%202(St)_06_1.pdf","http://katalog.bitner.kei.pl/pliki/D-S-057-2013%20%20BiT%201000%202_St_.pdf"]
[847,null,"STEROWNICZE","BS0631",null,"BiT 1000 2(St)","3x2x0,5","ekranowany giętki kabel sterowniczy i zasilający, 06/1kV","Bitner","KMT",1,5720,"PLN",0.23,null,null,null,null,null,null,null,"BITNER n95",null,null,null,null,"http://katalog.bitner.kei.pl/pliki/5_BiT%201000%202(St)_06_1.pdf","http://katalog.bitner.kei.pl/pliki/D-S-057-2013%20%20BiT%201000%202_St_.pdf"]
[848,null,"STEROWNICZE","BS0632",null,"BiT 1000 2(St)","4x2x0,5","ekranowany giętki kabel sterowniczy i zasilający, 06/1kV","Bitner","KMT",1,7200,"PLN",0.23,null,null,null,null,null,null,null,"BITNER n95",null,null,null,null,"http://katalog.bitner.kei.pl/pliki/5_BiT%201000%202(St)_06_1.pdf","http://katalog.bitner.kei.pl/pliki/D-S-057-2013%20%20BiT%201000%202_St_.pdf"]
[849,null,"STEROWNICZE","BS0633",null,"BiT 1000 2(St)","5x2x0,5","ekranowany giętki kabel sterowniczy i zasilający, 06/1kV","Bitner","KMT",1,8710,"PLN",0.23,null,null,null,null,null,null,null,"BITNER n95",null,null,null,null,"http://katalog.bitner.kei.pl/pliki/5_BiT%201000%202(St)_06_1.pdf","http://katalog.bitner.kei.pl/pliki/D-S-057-2013%20%20BiT%201000%202_St_.pdf"]
[850,null,"STEROWNICZE","BS0634",null,"BiT 1000 2(St)","6x2x0,5","ekranowany giętki kabel sterowniczy i zasilający, 06/1kV","Bitner","KMT",1,9950,"PLN",0.23,null,null,null,null,null,null,null,"BITNER n95",null,null,null,null,"http://katalog.bitner.kei.pl/pliki/5_BiT%201000%202(St)_06_1.pdf","http://katalog.bitner.kei.pl/pliki/D-S-057-2013%20%20BiT%201000%202_St_.pdf"]
[851,null,"STEROWNICZE","BS0635",null,"BiT 1000 2(St)","7x2x0,5","ekranowany giętki kabel sterowniczy i zasilający, 06/1kV","Bitner","KMT",1,11490,"PLN",0.23,null,null,null,null,null,null,null,"BITNER n95",null,null,null,null,"http://katalog.bitner.kei.pl/pliki/5_BiT%201000%202(St)_06_1.pdf","http://katalog.bitner.kei.pl/pliki/D-S-057-2013%20%20BiT%201000%202_St_.pdf"]
[852,null,"STEROWNICZE","BS0636",null,"BiT 1000 2(St)","8x2x0,5","ekranowany giętki kabel sterowniczy i zasilający, 06/1kV","Bitner","KMT",1,12910,"PLN",0.23,null,null,null,null,null,null,null,"BITNER n95",null,null,null,null,"http://katalog.bitner.kei.pl/pliki/5_BiT%201000%202(St)_06_1.pdf","http://katalog.bitner.kei.pl/pliki/D-S-057-2013%20%20BiT%201000%202_St_.pdf"]
[853,null,"STEROWNICZE","BS0637",null,"BiT 1000 2(St)","10x2x0,5","ekranowany giętki kabel sterowniczy i zasilający, 06/1kV","Bitner","KMT",1,15730,"PLN",0.23,null,null,null,null,null,null,null,"BITNER n95",null,null,null,null,"http://katalog.bitner.kei.pl/pliki/5_BiT%201000%202(St)_06_1.pdf","http://katalog.bitner.kei.pl/pliki/D-S-057-2013%20%20BiT%201000%202_St_.pdf"]
[854,null,"STEROWNICZE","BS0638",null,"BiT 1000 2(St)","12x2x0,5","ekranowany giętki kabel sterowniczy i zasilający, 06/1kV","Bitner","KMT",1,18300,"PLN",0.23,null,null,null,null,null,null,null,"BITNER n95",null,null,null,null,"http://katalog.bitner.kei.pl/pliki/5_BiT%201000%202(St)_06_1.pdf","http://katalog.bitner.kei.pl/pliki/D-S-057-2013%20%20BiT%201000%202_St_.pdf"]
[855,null,"STEROWNICZE","BS0639",null,"BiT 1000 2(St)","14x2x0,5","ekranowany giętki kabel sterowniczy i zasilający, 06/1kV","Bitner","KMT",1,21090,"PLN",0.23,null,null,null,null,null,null,null,"BITNER n95",null,null,null,null,"http://katalog.bitner.kei.pl/pliki/5_BiT%201000%202(St)_06_1.pdf","http://katalog.bitner.kei.pl/pliki/D-S-057-2013%20%20BiT%201000%202_St_.pdf"]
[856,null,"STEROWNICZE","BS0640",null,"BiT 1000 2(St)","16x2x0,5","ekranowany giętki kabel sterowniczy i zasilający, 06/1kV","Bitner","KMT",1,24180,"PLN",0.23,null,null,null,null,null,null,null,"BITNER n95",null,null,null,null,"http://katalog.bitner.kei.pl/pliki/5_BiT%201000%202(St)_06_1.pdf","http://katalog.bitner.kei.pl/pliki/D-S-057-2013%20%20BiT%201000%202_St_.pdf"]
[857,null,"STEROWNICZE","BS0641",null,"BiT 1000 2(St)","18x2x0,5","ekranowany giętki kabel sterowniczy i zasilający, 06/1kV","Bitner","KMT",1,26780,"PLN",0.23,null,null,null,null,null,null,null,"BITNER n95",null,null,null,null,"http://katalog.bitner.kei.pl/pliki/5_BiT%201000%202(St)_06_1.pdf","http://katalog.bitner.kei.pl/pliki/D-S-057-2013%20%20BiT%201000%202_St_.pdf"]
[858,null,"STEROWNICZE","BS0642",null,"BiT 1000 2(St)","20x2x0,5","ekranowany giętki kabel sterowniczy i zasilający, 06/1kV","Bitner","KMT",1,29520,"PLN",0.23,null,null,null,null,null,null,null,"BITNER n95",null,null,null,null,"http://katalog.bitner.kei.pl/pliki/5_BiT%201000%202(St)_06_1.pdf","http://katalog.bitner.kei.pl/pliki/D-S-057-2013%20%20BiT%201000%202_St_.pdf"]
[859,null,"STEROWNICZE","BS0643",null,"BiT 1000 2(St)","24x2x0,5","ekranowany giętki kabel sterowniczy i zasilający, 06/1kV","Bitner","KMT",1,34890,"PLN",0.23,null,null,null,null,null,null,null,"BITNER n95",null,null,null,null,"http://katalog.bitner.kei.pl/pliki/5_BiT%201000%202(St)_06_1.pdf","http://katalog.bitner.kei.pl/pliki/D-S-057-2013%20%20BiT%201000%202_St_.pdf"]
[860,null,"STEROWNICZE","BS0644",null,"BiT 1000 2(St)","2x2x0,75","ekranowany giętki kabel sterowniczy i zasilający, 06/1kV","Bitner","KMT",1,5270,"PLN",0.23,null,null,null,null,null,null,null,"BITNER n95",null,null,null,null,"http://katalog.bitner.kei.pl/pliki/5_BiT%201000%202(St)_06_1.pdf","http://katalog.bitner.kei.pl/pliki/D-S-057-2013%20%20BiT%201000%202_St_.pdf"]
[861,null,"STEROWNICZE","BS0645",null,"BiT 1000 2(St)","3x2x0,75","ekranowany giętki kabel sterowniczy i zasilający, 06/1kV","Bitner","KMT",1,6950,"PLN",0.23,null,null,null,null,null,null,null,"BITNER n95",null,null,null,null,"http://katalog.bitner.kei.pl/pliki/5_BiT%201000%202(St)_06_1.pdf","http://katalog.bitner.kei.pl/pliki/D-S-057-2013%20%20BiT%201000%202_St_.pdf"]
[862,null,"STEROWNICZE","BS0646",null,"BiT 1000 2(St)","4x2x0,75","ekranowany giętki kabel sterowniczy i zasilający, 06/1kV","Bitner","KMT",1,8690,"PLN",0.23,null,null,null,null,null,null,null,"BITNER n95",null,null,null,null,"http://katalog.bitner.kei.pl/pliki/5_BiT%201000%202(St)_06_1.pdf","http://katalog.bitner.kei.pl/pliki/D-S-057-2013%20%20BiT%201000%202_St_.pdf"]
[863,null,"STEROWNICZE","BS0647",null,"BiT 1000 2(St)","5x2x0,75","ekranowany giętki kabel sterowniczy i zasilający, 06/1kV","Bitner","KMT",1,10710,"PLN",0.23,null,null,null,null,null,null,null,"BITNER n95",null,null,null,null,"http://katalog.bitner.kei.pl/pliki/5_BiT%201000%202(St)_06_1.pdf","http://katalog.bitner.kei.pl/pliki/D-S-057-2013%20%20BiT%201000%202_St_.pdf"]
[864,null,"STEROWNICZE","BS0648",null,"BiT 1000 2(St)","6x2x0,75","ekranowany giętki kabel sterowniczy i zasilający, 06/1kV","Bitner","KMT",1,12300,"PLN",0.23,null,null,null,null,null,null,null,"BITNER n95",null,null,null,null,"http://katalog.bitner.kei.pl/pliki/5_BiT%201000%202(St)_06_1.pdf","http://katalog.bitner.kei.pl/pliki/D-S-057-2013%20%20BiT%201000%202_St_.pdf"]
[865,null,"STEROWNICZE","BS0649",null,"BiT 1000 2(St)","7x2x0,75","ekranowany giętki kabel sterowniczy i zasilający, 06/1kV","Bitner","KMT",1,14230,"PLN",0.23,null,null,null,null,null,null,null,"BITNER n95",null,null,null,null,"http://katalog.bitner.kei.pl/pliki/5_BiT%201000%202(St)_06_1.pdf","http://katalog.bitner.kei.pl/pliki/D-S-057-2013%20%20BiT%201000%202_St_.pdf"]
[866,null,"STEROWNICZE","BS0650",null,"BiT 1000 2(St)","8x2x0,75","ekranowany giętki kabel sterowniczy i zasilający, 06/1kV","Bitner","KMT",1,16030,"PLN",0.23,null,null,null,null,null,null,null,"BITNER n95",null,null,null,null,"http://katalog.bitner.kei.pl/pliki/5_BiT%201000%202(St)_06_1.pdf","http://katalog.bitner.kei.pl/pliki/D-S-057-2013%20%20BiT%201000%202_St_.pdf"]
[867,null,"STEROWNICZE","BS0651",null,"BiT 1000 2(St)","10x2x0,75","ekranowany giętki kabel sterowniczy i zasilający, 06/1kV","Bitner","KMT",1,19350,"PLN",0.23,null,null,null,null,null,null,null,"BITNER n95",null,null,null,null,"http://katalog.bitner.kei.pl/pliki/5_BiT%201000%202(St)_06_1.pdf","http://katalog.bitner.kei.pl/pliki/D-S-057-2013%20%20BiT%201000%202_St_.pdf"]
[868,null,"STEROWNICZE","BS0652",null,"BiT 1000 2(St)","12x2x0,75","ekranowany giętki kabel sterowniczy i zasilający, 06/1kV","Bitner","KMT",1,22880,"PLN",0.23,null,null,null,null,null,null,null,"BITNER n95",null,null,null,null,"http://katalog.bitner.kei.pl/pliki/5_BiT%201000%202(St)_06_1.pdf","http://katalog.bitner.kei.pl/pliki/D-S-057-2013%20%20BiT%201000%202_St_.pdf"]
[869,null,"STEROWNICZE","BS0653",null,"BiT 1000 2(St)","14x2x0,75","ekranowany giętki kabel sterowniczy i zasilający, 06/1kV","Bitner","KMT",1,26540,"PLN",0.23,null,null,null,null,null,null,null,"BITNER n95",null,null,null,null,"http://katalog.bitner.kei.pl/pliki/5_BiT%201000%202(St)_06_1.pdf","http://katalog.bitner.kei.pl/pliki/D-S-057-2013%20%20BiT%201000%202_St_.pdf"]
[870,null,"STEROWNICZE","BS0654",null,"BiT 1000 2(St)","16x2x0,75","ekranowany giętki kabel sterowniczy i zasilający, 06/1kV","Bitner","KMT",1,30290,"PLN",0.23,null,null,null,null,null,null,null,"BITNER n95",null,null,null,null,"http://katalog.bitner.kei.pl/pliki/5_BiT%201000%202(St)_06_1.pdf","http://katalog.bitner.kei.pl/pliki/D-S-057-2013%20%20BiT%201000%202_St_.pdf"]
[871,null,"STEROWNICZE","BS0655",null,"BiT 1000 2(St)","18x2x0,75","ekranowany giętki kabel sterowniczy i zasilający, 06/1kV","Bitner","KMT",1,33610,"PLN",0.23,null,null,null,null,null,null,null,"BITNER n95",null,null,null,null,"http://katalog.bitner.kei.pl/pliki/5_BiT%201000%202(St)_06_1.pdf","http://katalog.bitner.kei.pl/pliki/D-S-057-2013%20%20BiT%201000%202_St_.pdf"]
[872,null,"STEROWNICZE","BS0656",null,"BiT 1000 2(St)","20x2x0,75","ekranowany giętki kabel sterowniczy i zasilający, 06/1kV","Bitner","KMT",1,37240,"PLN",0.23,null,null,null,null,null,null,null,"BITNER n95",null,null,null,null,"http://katalog.bitner.kei.pl/pliki/5_BiT%201000%202(St)_06_1.pdf","http://katalog.bitner.kei.pl/pliki/D-S-057-2013%20%20BiT%201000%202_St_.pdf"]
[873,null,"STEROWNICZE","BS0657",null,"BiT 1000 2(St)","24x2x0,75","ekranowany giętki kabel sterowniczy i zasilający, 06/1kV","Bitner","KMT",1,44090,"PLN",0.23,null,null,null,null,null,null,null,"BITNER n95",null,null,null,null,"http://katalog.bitner.kei.pl/pliki/5_BiT%201000%202(St)_06_1.pdf","http://katalog.bitner.kei.pl/pliki/D-S-057-2013%20%20BiT%201000%202_St_.pdf"]
[874,null,"STEROWNICZE","BS0658",null,"BiT 1000 2(St)","2x2x1","ekranowany giętki kabel sterowniczy i zasilający, 06/1kV","Bitner","KMT",1,6870,"PLN",0.23,null,null,null,null,null,null,null,"BITNER n95",null,null,null,null,"http://katalog.bitner.kei.pl/pliki/5_BiT%201000%202(St)_06_1.pdf","http://katalog.bitner.kei.pl/pliki/D-S-057-2013%20%20BiT%201000%202_St_.pdf"]
[875,null,"STEROWNICZE","BS0659",null,"BiT 1000 2(St)","3x2x1","ekranowany giętki kabel sterowniczy i zasilający, 06/1kV","Bitner","KMT",1,8970,"PLN",0.23,null,null,null,null,null,null,null,"BITNER n95",null,null,null,null,"http://katalog.bitner.kei.pl/pliki/5_BiT%201000%202(St)_06_1.pdf","http://katalog.bitner.kei.pl/pliki/D-S-057-2013%20%20BiT%201000%202_St_.pdf"]
[876,null,"STEROWNICZE","BS0660",null,"BiT 1000 2(St)","4x2x1","ekranowany giętki kabel sterowniczy i zasilający, 06/1kV","Bitner","KMT",1,11380,"PLN",0.23,null,null,null,null,null,null,null,"BITNER n95",null,null,null,null,"http://katalog.bitner.kei.pl/pliki/5_BiT%201000%202(St)_06_1.pdf","http://katalog.bitner.kei.pl/pliki/D-S-057-2013%20%20BiT%201000%202_St_.pdf"]
[877,null,"STEROWNICZE","BS0661",null,"BiT 1000 2(St)","5x2x1","ekranowany giętki kabel sterowniczy i zasilający, 06/1kV","Bitner","KMT",1,13750,"PLN",0.23,null,null,null,null,null,null,null,"BITNER n95",null,null,null,null,"http://katalog.bitner.kei.pl/pliki/5_BiT%201000%202(St)_06_1.pdf","http://katalog.bitner.kei.pl/pliki/D-S-057-2013%20%20BiT%201000%202_St_.pdf"]
[878,null,"STEROWNICZE","BS0662",null,"BiT 1000 2(St)","6x2x1","ekranowany giętki kabel sterowniczy i zasilający, 06/1kV","Bitner","KMT",1,15850,"PLN",0.23,null,null,null,null,null,null,null,"BITNER n95",null,null,null,null,"http://katalog.bitner.kei.pl/pliki/5_BiT%201000%202(St)_06_1.pdf","http://katalog.bitner.kei.pl/pliki/D-S-057-2013%20%20BiT%201000%202_St_.pdf"]
[879,null,"STEROWNICZE","BS0663",null,"BiT 1000 2(St)","7x2x1","ekranowany giętki kabel sterowniczy i zasilający, 06/1kV","Bitner","KMT",1,18430,"PLN",0.23,null,null,null,null,null,null,null,"BITNER n95",null,null,null,null,"http://katalog.bitner.kei.pl/pliki/5_BiT%201000%202(St)_06_1.pdf","http://katalog.bitner.kei.pl/pliki/D-S-057-2013%20%20BiT%201000%202_St_.pdf"]
[880,null,"STEROWNICZE","BS0664",null,"BiT 1000 2(St)","8x2x1","ekranowany giętki kabel sterowniczy i zasilający, 06/1kV","Bitner","KMT",1,20780,"PLN",0.23,null,null,null,null,null,null,null,"BITNER n95",null,null,null,null,"http://katalog.bitner.kei.pl/pliki/5_BiT%201000%202(St)_06_1.pdf","http://katalog.bitner.kei.pl/pliki/D-S-057-2013%20%20BiT%201000%202_St_.pdf"]
[881,null,"STEROWNICZE","BS0665",null,"BiT 1000 2(St)","10x2x1","ekranowany giętki kabel sterowniczy i zasilający, 06/1kV","Bitner","KMT",1,25030,"PLN",0.23,null,null,null,null,null,null,null,"BITNER n95",null,null,null,null,"http://katalog.bitner.kei.pl/pliki/5_BiT%201000%202(St)_06_1.pdf","http://katalog.bitner.kei.pl/pliki/D-S-057-2013%20%20BiT%201000%202_St_.pdf"]
[882,null,"STEROWNICZE","BS0666",null,"BiT 1000 2(St)","12x2x1","ekranowany giętki kabel sterowniczy i zasilający, 06/1kV","Bitner","KMT",1,30080,"PLN",0.23,null,null,null,null,null,null,null,"BITNER n95",null,null,null,null,"http://katalog.bitner.kei.pl/pliki/5_BiT%201000%202(St)_06_1.pdf","http://katalog.bitner.kei.pl/pliki/D-S-057-2013%20%20BiT%201000%202_St_.pdf"]
[883,null,"STEROWNICZE","BS0667",null,"BiT 1000 2(St)","14x2x1","ekranowany giętki kabel sterowniczy i zasilający, 06/1kV","Bitner","KMT",1,34410,"PLN",0.23,null,null,null,null,null,null,null,"BITNER n95",null,null,null,null,"http://katalog.bitner.kei.pl/pliki/5_BiT%201000%202(St)_06_1.pdf","http://katalog.bitner.kei.pl/pliki/D-S-057-2013%20%20BiT%201000%202_St_.pdf"]
[884,null,"STEROWNICZE","BS0668",null,"BiT 1000 2(St)","16x2x1","ekranowany giętki kabel sterowniczy i zasilający, 06/1kV","Bitner","KMT",1,40040,"PLN",0.23,null,null,null,null,null,null,null,"BITNER n95",null,null,null,null,"http://katalog.bitner.kei.pl/pliki/5_BiT%201000%202(St)_06_1.pdf","http://katalog.bitner.kei.pl/pliki/D-S-057-2013%20%20BiT%201000%202_St_.pdf"]
[885,null,"STEROWNICZE","BS0669",null,"BiT 1000 2(St)","18x2x1","ekranowany giętki kabel sterowniczy i zasilający, 06/1kV","Bitner","KMT",1,43810,"PLN",0.23,null,null,null,null,null,null,null,"BITNER n95",null,null,null,null,"http://katalog.bitner.kei.pl/pliki/5_BiT%201000%202(St)_06_1.pdf","http://katalog.bitner.kei.pl/pliki/D-S-057-2013%20%20BiT%201000%202_St_.pdf"]
[886,null,"STEROWNICZE","BS0670",null,"BiT 1000 2(St)","20x2x1","ekranowany giętki kabel sterowniczy i zasilający, 06/1kV","Bitner","KMT",1,48370,"PLN",0.23,null,null,null,null,null,null,null,"BITNER n95",null,null,null,null,"http://katalog.bitner.kei.pl/pliki/5_BiT%201000%202(St)_06_1.pdf","http://katalog.bitner.kei.pl/pliki/D-S-057-2013%20%20BiT%201000%202_St_.pdf"]
[887,null,"STEROWNICZE","BS0671",null,"BiT 1000 2(St)","24x2x1","ekranowany giętki kabel sterowniczy i zasilający, 06/1kV","Bitner","KMT",1,57390,"PLN",0.23,null,null,null,null,null,null,null,"BITNER n95",null,null,null,null,"http://katalog.bitner.kei.pl/pliki/5_BiT%201000%202(St)_06_1.pdf","http://katalog.bitner.kei.pl/pliki/D-S-057-2013%20%20BiT%201000%202_St_.pdf"]
[888,null,"STEROWNICZE","BS0672",null,"BiT 1000 2(St)","2x2x1,5","ekranowany giętki kabel sterowniczy i zasilający, 06/1kV","Bitner","KMT",1,8340,"PLN",0.23,null,null,null,null,null,null,null,"BITNER n95",null,null,null,null,"http://katalog.bitner.kei.pl/pliki/5_BiT%201000%202(St)_06_1.pdf","http://katalog.bitner.kei.pl/pliki/D-S-057-2013%20%20BiT%201000%202_St_.pdf"]
[889,null,"STEROWNICZE","BS0673",null,"BiT 1000 2(St)","3x2x1,5","ekranowany giętki kabel sterowniczy i zasilający, 06/1kV","Bitner","KMT",1,10970,"PLN",0.23,null,null,null,null,null,null,null,"BITNER n95",null,null,null,null,"http://katalog.bitner.kei.pl/pliki/5_BiT%201000%202(St)_06_1.pdf","http://katalog.bitner.kei.pl/pliki/D-S-057-2013%20%20BiT%201000%202_St_.pdf"]
[890,null,"STEROWNICZE","BS0674",null,"BiT 1000 2(St)","4x2x1,5","ekranowany giętki kabel sterowniczy i zasilający, 06/1kV","Bitner","KMT",1,14060,"PLN",0.23,null,null,null,null,null,null,null,"BITNER n95",null,null,null,null,"http://katalog.bitner.kei.pl/pliki/5_BiT%201000%202(St)_06_1.pdf","http://katalog.bitner.kei.pl/pliki/D-S-057-2013%20%20BiT%201000%202_St_.pdf"]
[891,null,"STEROWNICZE","BS0675",null,"BiT 1000 2(St)","5x2x1,5","ekranowany giętki kabel sterowniczy i zasilający, 06/1kV","Bitner","KMT",1,17430,"PLN",0.23,null,null,null,null,null,null,null,"BITNER n95",null,null,null,null,"http://katalog.bitner.kei.pl/pliki/5_BiT%201000%202(St)_06_1.pdf","http://katalog.bitner.kei.pl/pliki/D-S-057-2013%20%20BiT%201000%202_St_.pdf"]
[892,null,"STEROWNICZE","BS0676",null,"BiT 1000 2(St)","6x2x1,5","ekranowany giętki kabel sterowniczy i zasilający, 06/1kV","Bitner","KMT",1,19890,"PLN",0.23,null,null,null,null,null,null,null,"BITNER n95",null,null,null,null,"http://katalog.bitner.kei.pl/pliki/5_BiT%201000%202(St)_06_1.pdf","http://katalog.bitner.kei.pl/pliki/D-S-057-2013%20%20BiT%201000%202_St_.pdf"]
[893,null,"STEROWNICZE","BS0677",null,"BiT 1000 2(St)","7x2x1,5","ekranowany giętki kabel sterowniczy i zasilający, 06/1kV","Bitner","KMT",1,23050,"PLN",0.23,null,null,null,null,null,null,null,"BITNER n95",null,null,null,null,"http://katalog.bitner.kei.pl/pliki/5_BiT%201000%202(St)_06_1.pdf","http://katalog.bitner.kei.pl/pliki/D-S-057-2013%20%20BiT%201000%202_St_.pdf"]
[894,null,"STEROWNICZE","BS0678",null,"BiT 1000 2(St)","8x2x1,5","ekranowany giętki kabel sterowniczy i zasilający, 06/1kV","Bitner","KMT",1,26060,"PLN",0.23,null,null,null,null,null,null,null,"BITNER n95",null,null,null,null,"http://katalog.bitner.kei.pl/pliki/5_BiT%201000%202(St)_06_1.pdf","http://katalog.bitner.kei.pl/pliki/D-S-057-2013%20%20BiT%201000%202_St_.pdf"]
[895,null,"STEROWNICZE","BS0679",null,"BiT 1000 2(St)","10x2x1,5","ekranowany giętki kabel sterowniczy i zasilający, 06/1kV","Bitner","KMT",1,32630,"PLN",0.23,null,null,null,null,null,null,null,"BITNER n95",null,null,null,null,"http://katalog.bitner.kei.pl/pliki/5_BiT%201000%202(St)_06_1.pdf","http://katalog.bitner.kei.pl/pliki/D-S-057-2013%20%20BiT%201000%202_St_.pdf"]
[896,null,"STEROWNICZE","BS0680",null,"BiT 1000 2(St)","12x2x1,5","ekranowany giętki kabel sterowniczy i zasilający, 06/1kV","Bitner","KMT",1,38180,"PLN",0.23,null,null,null,null,null,null,null,"BITNER n95",null,null,null,null,"http://katalog.bitner.kei.pl/pliki/5_BiT%201000%202(St)_06_1.pdf","http://katalog.bitner.kei.pl/pliki/D-S-057-2013%20%20BiT%201000%202_St_.pdf"]
[897,null,"STEROWNICZE","BS0681",null,"BiT 1000 2(St)","14x2x1,5","ekranowany giętki kabel sterowniczy i zasilający, 06/1kV","Bitner","KMT",1,44330,"PLN",0.23,null,null,null,null,null,null,null,"BITNER n95",null,null,null,null,"http://katalog.bitner.kei.pl/pliki/5_BiT%201000%202(St)_06_1.pdf","http://katalog.bitner.kei.pl/pliki/D-S-057-2013%20%20BiT%201000%202_St_.pdf"]
[898,null,"STEROWNICZE","BS0682",null,"BiT 1000 2(St)","16x2x1,5","ekranowany giętki kabel sterowniczy i zasilający, 06/1kV","Bitner","KMT",1,50820,"PLN",0.23,null,null,null,null,null,null,null,"BITNER n95",null,null,null,null,"http://katalog.bitner.kei.pl/pliki/5_BiT%201000%202(St)_06_1.pdf","http://katalog.bitner.kei.pl/pliki/D-S-057-2013%20%20BiT%201000%202_St_.pdf"]
[899,null,"STEROWNICZE","BS0683",null,"BiT 1000 2(St)","18x2x1,5","ekranowany giętki kabel sterowniczy i zasilający, 06/1kV","Bitner","KMT",1,56510,"PLN",0.23,null,null,null,null,null,null,null,"BITNER n95",null,null,null,null,"http://katalog.bitner.kei.pl/pliki/5_BiT%201000%202(St)_06_1.pdf","http://katalog.bitner.kei.pl/pliki/D-S-057-2013%20%20BiT%201000%202_St_.pdf"]
[900,null,"STEROWNICZE","BS0684",null,"BiT 1000 2(St)","20x2x1,5","ekranowany giętki kabel sterowniczy i zasilający, 06/1kV","Bitner","KMT",1,62440,"PLN",0.23,null,null,null,null,null,null,null,"BITNER n95",null,null,null,null,"http://katalog.bitner.kei.pl/pliki/5_BiT%201000%202(St)_06_1.pdf","http://katalog.bitner.kei.pl/pliki/D-S-057-2013%20%20BiT%201000%202_St_.pdf"]
[901,null,"STEROWNICZE","BS0685",null,"BiT 1000 2(St)","24x2x1,5","ekranowany giętki kabel sterowniczy i zasilający, 06/1kV","Bitner","KMT",1,74970,"PLN",0.23,null,null,null,null,null,null,null,"BITNER n95",null,null,null,null,"http://katalog.bitner.kei.pl/pliki/5_BiT%201000%202(St)_06_1.pdf","http://katalog.bitner.kei.pl/pliki/D-S-057-2013%20%20BiT%201000%202_St_.pdf"]
[902,null,"STEROWNICZE","BS0687",null,"BiT 1000 2(St)","2x2x2,5","ekranowany giętki kabel sterowniczy i zasilający, 06/1kV","Bitner","KMT",1,11340,"PLN",0.23,null,null,null,null,null,null,null,"BITNER n95",null,null,null,null,"http://katalog.bitner.kei.pl/pliki/5_BiT%201000%202(St)_06_1.pdf","http://katalog.bitner.kei.pl/pliki/D-S-057-2013%20%20BiT%201000%202_St_.pdf"]
[903,null,"STEROWNICZE","BS0688",null,"BiT 1000 2(St)","3x2x2,5","ekranowany giętki kabel sterowniczy i zasilający, 06/1kV","Bitner","KMT",1,15480,"PLN",0.23,null,null,null,null,null,null,null,"BITNER n95",null,null,null,null,"http://katalog.bitner.kei.pl/pliki/5_BiT%201000%202(St)_06_1.pdf","http://katalog.bitner.kei.pl/pliki/D-S-057-2013%20%20BiT%201000%202_St_.pdf"]
[904,null,"STEROWNICZE","BS0689",null,"BiT 1000 2(St)","4x2x2,5","ekranowany giętki kabel sterowniczy i zasilający, 06/1kV","Bitner","KMT",1,19750,"PLN",0.23,null,null,null,null,null,null,null,"BITNER n95",null,null,null,null,"http://katalog.bitner.kei.pl/pliki/5_BiT%201000%202(St)_06_1.pdf","http://katalog.bitner.kei.pl/pliki/D-S-057-2013%20%20BiT%201000%202_St_.pdf"]
[905,null,"STEROWNICZE","BS0690",null,"BiT 1000 2(St)","5x2x2,5","ekranowany giętki kabel sterowniczy i zasilający, 06/1kV","Bitner","KMT",1,24610,"PLN",0.23,null,null,null,null,null,null,null,"BITNER n95",null,null,null,null,"http://katalog.bitner.kei.pl/pliki/5_BiT%201000%202(St)_06_1.pdf","http://katalog.bitner.kei.pl/pliki/D-S-057-2013%20%20BiT%201000%202_St_.pdf"]
[906,null,"STEROWNICZE","BS0691",null,"BiT 1000 2(St)","6x2x2,5","ekranowany giętki kabel sterowniczy i zasilający, 06/1kV","Bitner","KMT",1,28610,"PLN",0.23,null,null,null,null,null,null,null,"BITNER n95",null,null,null,null,"http://katalog.bitner.kei.pl/pliki/5_BiT%201000%202(St)_06_1.pdf","http://katalog.bitner.kei.pl/pliki/D-S-057-2013%20%20BiT%201000%202_St_.pdf"]
[907,null,"STEROWNICZE","BS0692",null,"BiT 1000 2(St)","7x2x2,5","ekranowany giętki kabel sterowniczy i zasilający, 06/1kV","Bitner","KMT",1,33350,"PLN",0.23,null,null,null,null,null,null,null,"BITNER n95",null,null,null,null,"http://katalog.bitner.kei.pl/pliki/5_BiT%201000%202(St)_06_1.pdf","http://katalog.bitner.kei.pl/pliki/D-S-057-2013%20%20BiT%201000%202_St_.pdf"]
[908,null,"STEROWNICZE","BS0693",null,"BiT 1000 2(St)","8x2x2,5","ekranowany giętki kabel sterowniczy i zasilający, 06/1kV","Bitner","KMT",1,37790,"PLN",0.23,null,null,null,null,null,null,null,"BITNER n95",null,null,null,null,"http://katalog.bitner.kei.pl/pliki/5_BiT%201000%202(St)_06_1.pdf","http://katalog.bitner.kei.pl/pliki/D-S-057-2013%20%20BiT%201000%202_St_.pdf"]
[909,null,"STEROWNICZE","BS0694",null,"BiT 1000 2(St)","10x2x2,5","ekranowany giętki kabel sterowniczy i zasilający, 06/1kV","Bitner","KMT",1,46780,"PLN",0.23,null,null,null,null,null,null,null,"BITNER n95",null,null,null,null,"http://katalog.bitner.kei.pl/pliki/5_BiT%201000%202(St)_06_1.pdf","http://katalog.bitner.kei.pl/pliki/D-S-057-2013%20%20BiT%201000%202_St_.pdf"]
[910,null,"STEROWNICZE","BS0695",null,"BiT 1000 2(St)","12x2x2,5","ekranowany giętki kabel sterowniczy i zasilający, 06/1kV","Bitner","KMT",1,55790,"PLN",0.23,null,null,null,null,null,null,null,"BITNER n95",null,null,null,null,"http://katalog.bitner.kei.pl/pliki/5_BiT%201000%202(St)_06_1.pdf","http://katalog.bitner.kei.pl/pliki/D-S-057-2013%20%20BiT%201000%202_St_.pdf"]
[911,null,"STEROWNICZE","BS0696",null,"BiT 1000 2(St)","14x2x2,5","ekranowany giętki kabel sterowniczy i zasilający, 06/1kV","Bitner","KMT",1,64650,"PLN",0.23,null,null,null,null,null,null,null,"BITNER n95",null,null,null,null,"http://katalog.bitner.kei.pl/pliki/5_BiT%201000%202(St)_06_1.pdf","http://katalog.bitner.kei.pl/pliki/D-S-057-2013%20%20BiT%201000%202_St_.pdf"]
[912,null,"STEROWNICZE","BS0697",null,"BiT 1000 2(St)","16x2x2,5","ekranowany giętki kabel sterowniczy i zasilający, 06/1kV","Bitner","KMT",1,74130,"PLN",0.23,null,null,null,null,null,null,null,"BITNER n95",null,null,null,null,"http://katalog.bitner.kei.pl/pliki/5_BiT%201000%202(St)_06_1.pdf","http://katalog.bitner.kei.pl/pliki/D-S-057-2013%20%20BiT%201000%202_St_.pdf"]
[913,null,"STEROWNICZE","BS1160",null,"BiT 1000 2(St) FR","2x2x0,5","uniepalniony, podwójnie ekranowany giętki kabel sterowniczy, 0,6/1kV","Bitner","KMT",1,4950,"PLN",0.23,null,null,null,null,null,null,null,"BITNER n95",null,null,null,null,"http://katalog.bitner.kei.pl/pliki/10_BiT%201000%202(St)%20FR.pdf","http://katalog.bitner.kei.pl/pliki/D-S-146-2013%20%20BiT%201000%202St%20FR.pdf"]
[914,null,"STEROWNICZE","BS1161",null,"BiT 1000 2(St) FR","3x2x0,5","uniepalniony, podwójnie ekranowany giętki kabel sterowniczy, 0,6/1kV","Bitner","KMT",1,6410,"PLN",0.23,null,null,null,null,null,null,null,"BITNER n95",null,null,null,null,"http://katalog.bitner.kei.pl/pliki/10_BiT%201000%202(St)%20FR.pdf","http://katalog.bitner.kei.pl/pliki/D-S-146-2013%20%20BiT%201000%202St%20FR.pdf"]
[915,null,"STEROWNICZE","BS1162",null,"BiT 1000 2(St) FR","4x2x0,5","uniepalniony, podwójnie ekranowany giętki kabel sterowniczy, 0,6/1kV","Bitner","KMT",1,8060,"PLN",0.23,null,null,null,null,null,null,null,"BITNER n95",null,null,null,null,"http://katalog.bitner.kei.pl/pliki/10_BiT%201000%202(St)%20FR.pdf","http://katalog.bitner.kei.pl/pliki/D-S-146-2013%20%20BiT%201000%202St%20FR.pdf"]
[916,null,"STEROWNICZE","BS1163",null,"BiT 1000 2(St) FR","5x2x0,5","uniepalniony, podwójnie ekranowany giętki kabel sterowniczy, 0,6/1kV","Bitner","KMT",1,9760,"PLN",0.23,null,null,null,null,null,null,null,"BITNER n95",null,null,null,null,"http://katalog.bitner.kei.pl/pliki/10_BiT%201000%202(St)%20FR.pdf","http://katalog.bitner.kei.pl/pliki/D-S-146-2013%20%20BiT%201000%202St%20FR.pdf"]
[917,null,"STEROWNICZE","BS1164",null,"BiT 1000 2(St) FR","6x2x0,5","uniepalniony, podwójnie ekranowany giętki kabel sterowniczy, 0,6/1kV","Bitner","KMT",1,11140,"PLN",0.23,null,null,null,null,null,null,null,"BITNER n95",null,null,null,null,"http://katalog.bitner.kei.pl/pliki/10_BiT%201000%202(St)%20FR.pdf","http://katalog.bitner.kei.pl/pliki/D-S-146-2013%20%20BiT%201000%202St%20FR.pdf"]
[918,null,"STEROWNICZE","BS1165",null,"BiT 1000 2(St) FR","7x2x0,5","uniepalniony, podwójnie ekranowany giętki kabel sterowniczy, 0,6/1kV","Bitner","KMT",1,12870,"PLN",0.23,null,null,null,null,null,null,null,"BITNER n95",null,null,null,null,"http://katalog.bitner.kei.pl/pliki/10_BiT%201000%202(St)%20FR.pdf","http://katalog.bitner.kei.pl/pliki/D-S-146-2013%20%20BiT%201000%202St%20FR.pdf"]
[919,null,"STEROWNICZE","BS1166",null,"BiT 1000 2(St) FR","8x2x0,5","uniepalniony, podwójnie ekranowany giętki kabel sterowniczy, 0,6/1kV","Bitner","KMT",1,14460,"PLN",0.23,null,null,null,null,null,null,null,"BITNER n95",null,null,null,null,"http://katalog.bitner.kei.pl/pliki/10_BiT%201000%202(St)%20FR.pdf","http://katalog.bitner.kei.pl/pliki/D-S-146-2013%20%20BiT%201000%202St%20FR.pdf"]
[920,null,"STEROWNICZE","BS1167",null,"BiT 1000 2(St) FR","10x2x0,5","uniepalniony, podwójnie ekranowany giętki kabel sterowniczy, 0,6/1kV","Bitner","KMT",1,17620,"PLN",0.23,null,null,null,null,null,null,null,"BITNER n95",null,null,null,null,"http://katalog.bitner.kei.pl/pliki/10_BiT%201000%202(St)%20FR.pdf","http://katalog.bitner.kei.pl/pliki/D-S-146-2013%20%20BiT%201000%202St%20FR.pdf"]
[921,null,"STEROWNICZE","BS1168",null,"BiT 1000 2(St) FR","12x2x0,5","uniepalniony, podwójnie ekranowany giętki kabel sterowniczy, 0,6/1kV","Bitner","KMT",1,20130,"PLN",0.23,null,null,null,null,null,null,null,"BITNER n95",null,null,null,null,"http://katalog.bitner.kei.pl/pliki/10_BiT%201000%202(St)%20FR.pdf","http://katalog.bitner.kei.pl/pliki/D-S-146-2013%20%20BiT%201000%202St%20FR.pdf"]
[922,null,"STEROWNICZE","BS1169",null,"BiT 1000 2(St) FR","14x2x0,5","uniepalniony, podwójnie ekranowany giętki kabel sterowniczy, 0,6/1kV","Bitner","KMT",1,23200,"PLN",0.23,null,null,null,null,null,null,null,"BITNER n95",null,null,null,null,"http://katalog.bitner.kei.pl/pliki/10_BiT%201000%202(St)%20FR.pdf","http://katalog.bitner.kei.pl/pliki/D-S-146-2013%20%20BiT%201000%202St%20FR.pdf"]
[923,null,"STEROWNICZE","BS1170",null,"BiT 1000 2(St) FR","16x2x0,5","uniepalniony, podwójnie ekranowany giętki kabel sterowniczy, 0,6/1kV","Bitner","KMT",1,26600,"PLN",0.23,null,null,null,null,null,null,null,"BITNER n95",null,null,null,null,"http://katalog.bitner.kei.pl/pliki/10_BiT%201000%202(St)%20FR.pdf","http://katalog.bitner.kei.pl/pliki/D-S-146-2013%20%20BiT%201000%202St%20FR.pdf"]
[924,null,"STEROWNICZE","BS1171",null,"BiT 1000 2(St) FR","18x2x0,5","uniepalniony, podwójnie ekranowany giętki kabel sterowniczy, 0,6/1kV","Bitner","KMT",1,29460,"PLN",0.23,null,null,null,null,null,null,null,"BITNER n95",null,null,null,null,"http://katalog.bitner.kei.pl/pliki/10_BiT%201000%202(St)%20FR.pdf","http://katalog.bitner.kei.pl/pliki/D-S-146-2013%20%20BiT%201000%202St%20FR.pdf"]
[925,null,"STEROWNICZE","BS1172",null,"BiT 1000 2(St) FR","20x2x0,5","uniepalniony, podwójnie ekranowany giętki kabel sterowniczy, 0,6/1kV","Bitner","KMT",1,32470,"PLN",0.23,null,null,null,null,null,null,null,"BITNER n95",null,null,null,null,"http://katalog.bitner.kei.pl/pliki/10_BiT%201000%202(St)%20FR.pdf","http://katalog.bitner.kei.pl/pliki/D-S-146-2013%20%20BiT%201000%202St%20FR.pdf"]
[926,null,"STEROWNICZE","BS1173",null,"BiT 1000 2(St) FR","24x2x0,5","uniepalniony, podwójnie ekranowany giętki kabel sterowniczy, 0,6/1kV","Bitner","KMT",1,38380,"PLN",0.23,null,null,null,null,null,null,null,"BITNER n95",null,null,null,null,"http://katalog.bitner.kei.pl/pliki/10_BiT%201000%202(St)%20FR.pdf","http://katalog.bitner.kei.pl/pliki/D-S-146-2013%20%20BiT%201000%202St%20FR.pdf"]
[927,null,"STEROWNICZE","BS1174",null,"BiT 1000 2(St) FR","2x2x0,75","uniepalniony, podwójnie ekranowany giętki kabel sterowniczy, 0,6/1kV","Bitner","KMT",1,5900,"PLN",0.23,null,null,null,null,null,null,null,"BITNER n95",null,null,null,null,"http://katalog.bitner.kei.pl/pliki/10_BiT%201000%202(St)%20FR.pdf","http://katalog.bitner.kei.pl/pliki/D-S-146-2013%20%20BiT%201000%202St%20FR.pdf"]
[928,null,"STEROWNICZE","BS1175",null,"BiT 1000 2(St) FR","3x2x0,75","uniepalniony, podwójnie ekranowany giętki kabel sterowniczy, 0,6/1kV","Bitner","KMT",1,7780,"PLN",0.23,null,null,null,null,null,null,null,"BITNER n95",null,null,null,null,"http://katalog.bitner.kei.pl/pliki/10_BiT%201000%202(St)%20FR.pdf","http://katalog.bitner.kei.pl/pliki/D-S-146-2013%20%20BiT%201000%202St%20FR.pdf"]
[929,null,"STEROWNICZE","BS1176",null,"BiT 1000 2(St) FR","4x2x0,75","uniepalniony, podwójnie ekranowany giętki kabel sterowniczy, 0,6/1kV","Bitner","KMT",1,9730,"PLN",0.23,null,null,null,null,null,null,null,"BITNER n95",null,null,null,null,"http://katalog.bitner.kei.pl/pliki/10_BiT%201000%202(St)%20FR.pdf","http://katalog.bitner.kei.pl/pliki/D-S-146-2013%20%20BiT%201000%202St%20FR.pdf"]
[930,null,"STEROWNICZE","BS1177",null,"BiT 1000 2(St) FR","5x2x0,75","uniepalniony, podwójnie ekranowany giętki kabel sterowniczy, 0,6/1kV","Bitner","KMT",1,12000,"PLN",0.23,null,null,null,null,null,null,null,"BITNER n95",null,null,null,null,"http://katalog.bitner.kei.pl/pliki/10_BiT%201000%202(St)%20FR.pdf","http://katalog.bitner.kei.pl/pliki/D-S-146-2013%20%20BiT%201000%202St%20FR.pdf"]
[931,null,"STEROWNICZE","BS1178",null,"BiT 1000 2(St) FR","6x2x0,75","uniepalniony, podwójnie ekranowany giętki kabel sterowniczy, 0,6/1kV","Bitner","KMT",1,13780,"PLN",0.23,null,null,null,null,null,null,null,"BITNER n95",null,null,null,null,"http://katalog.bitner.kei.pl/pliki/10_BiT%201000%202(St)%20FR.pdf","http://katalog.bitner.kei.pl/pliki/D-S-146-2013%20%20BiT%201000%202St%20FR.pdf"]
[932,null,"STEROWNICZE","BS1179",null,"BiT 1000 2(St) FR","7x2x0,75","uniepalniony, podwójnie ekranowany giętki kabel sterowniczy, 0,6/1kV","Bitner","KMT",1,15940,"PLN",0.23,null,null,null,null,null,null,null,"BITNER n95",null,null,null,null,"http://katalog.bitner.kei.pl/pliki/10_BiT%201000%202(St)%20FR.pdf","http://katalog.bitner.kei.pl/pliki/D-S-146-2013%20%20BiT%201000%202St%20FR.pdf"]
[933,null,"STEROWNICZE","BS1180",null,"BiT 1000 2(St) FR","8x2x0,75","uniepalniony, podwójnie ekranowany giętki kabel sterowniczy, 0,6/1kV","Bitner","KMT",1,17950,"PLN",0.23,null,null,null,null,null,null,null,"BITNER n95",null,null,null,null,"http://katalog.bitner.kei.pl/pliki/10_BiT%201000%202(St)%20FR.pdf","http://katalog.bitner.kei.pl/pliki/D-S-146-2013%20%20BiT%201000%202St%20FR.pdf"]
[934,null,"STEROWNICZE","BS1181",null,"BiT 1000 2(St) FR","10x2x0,75","uniepalniony, podwójnie ekranowany giętki kabel sterowniczy, 0,6/1kV","Bitner","KMT",1,21290,"PLN",0.23,null,null,null,null,null,null,null,"BITNER n95",null,null,null,null,"http://katalog.bitner.kei.pl/pliki/10_BiT%201000%202(St)%20FR.pdf","http://katalog.bitner.kei.pl/pliki/D-S-146-2013%20%20BiT%201000%202St%20FR.pdf"]
[935,null,"STEROWNICZE","BS1182",null,"BiT 1000 2(St) FR","12x2x0,75","uniepalniony, podwójnie ekranowany giętki kabel sterowniczy, 0,6/1kV","Bitner","KMT",1,25170,"PLN",0.23,null,null,null,null,null,null,null,"BITNER n95",null,null,null,null,"http://katalog.bitner.kei.pl/pliki/10_BiT%201000%202(St)%20FR.pdf","http://katalog.bitner.kei.pl/pliki/D-S-146-2013%20%20BiT%201000%202St%20FR.pdf"]
[936,null,"STEROWNICZE","BS1183",null,"BiT 1000 2(St) FR","14x2x0,75","uniepalniony, podwójnie ekranowany giętki kabel sterowniczy, 0,6/1kV","Bitner","KMT",1,29190,"PLN",0.23,null,null,null,null,null,null,null,"BITNER n95",null,null,null,null,"http://katalog.bitner.kei.pl/pliki/10_BiT%201000%202(St)%20FR.pdf","http://katalog.bitner.kei.pl/pliki/D-S-146-2013%20%20BiT%201000%202St%20FR.pdf"]
[937,null,"STEROWNICZE","BS1184",null,"BiT 1000 2(St) FR","16x2x0,75","uniepalniony, podwójnie ekranowany giętki kabel sterowniczy, 0,6/1kV","Bitner","KMT",1,33320,"PLN",0.23,null,null,null,null,null,null,null,"BITNER n95",null,null,null,null,"http://katalog.bitner.kei.pl/pliki/10_BiT%201000%202(St)%20FR.pdf","http://katalog.bitner.kei.pl/pliki/D-S-146-2013%20%20BiT%201000%202St%20FR.pdf"]
[938,null,"STEROWNICZE","BS1185",null,"BiT 1000 2(St) FR","18x2x0,75","uniepalniony, podwójnie ekranowany giętki kabel sterowniczy, 0,6/1kV","Bitner","KMT",1,36970,"PLN",0.23,null,null,null,null,null,null,null,"BITNER n95",null,null,null,null,"http://katalog.bitner.kei.pl/pliki/10_BiT%201000%202(St)%20FR.pdf","http://katalog.bitner.kei.pl/pliki/D-S-146-2013%20%20BiT%201000%202St%20FR.pdf"]
[939,null,"STEROWNICZE","BS1186",null,"BiT 1000 2(St) FR","20x2x0,75","uniepalniony, podwójnie ekranowany giętki kabel sterowniczy, 0,6/1kV","Bitner","KMT",1,40960,"PLN",0.23,null,null,null,null,null,null,null,"BITNER n95",null,null,null,null,"http://katalog.bitner.kei.pl/pliki/10_BiT%201000%202(St)%20FR.pdf","http://katalog.bitner.kei.pl/pliki/D-S-146-2013%20%20BiT%201000%202St%20FR.pdf"]
[940,null,"STEROWNICZE","BS1187",null,"BiT 1000 2(St) FR","24x2x0,75","uniepalniony, podwójnie ekranowany giętki kabel sterowniczy, 0,6/1kV","Bitner","KMT",1,48500,"PLN",0.23,null,null,null,null,null,null,null,"BITNER n95",null,null,null,null,"http://katalog.bitner.kei.pl/pliki/10_BiT%201000%202(St)%20FR.pdf","http://katalog.bitner.kei.pl/pliki/D-S-146-2013%20%20BiT%201000%202St%20FR.pdf"]
[941,null,"STEROWNICZE","BS1188",null,"BiT 1000 2(St) FR","2x2x1","uniepalniony, podwójnie ekranowany giętki kabel sterowniczy, 0,6/1kV","Bitner","KMT",1,7690,"PLN",0.23,null,null,null,null,null,null,null,"BITNER n95",null,null,null,null,"http://katalog.bitner.kei.pl/pliki/10_BiT%201000%202(St)%20FR.pdf","http://katalog.bitner.kei.pl/pliki/D-S-146-2013%20%20BiT%201000%202St%20FR.pdf"]
[942,null,"STEROWNICZE","BS1189",null,"BiT 1000 2(St) FR","3x2x1","uniepalniony, podwójnie ekranowany giętki kabel sterowniczy, 0,6/1kV","Bitner","KMT",1,10050,"PLN",0.23,null,null,null,null,null,null,null,"BITNER n95",null,null,null,null,"http://katalog.bitner.kei.pl/pliki/10_BiT%201000%202(St)%20FR.pdf","http://katalog.bitner.kei.pl/pliki/D-S-146-2013%20%20BiT%201000%202St%20FR.pdf"]
[943,null,"STEROWNICZE","BS1190",null,"BiT 1000 2(St) FR","4x2x1","uniepalniony, podwójnie ekranowany giętki kabel sterowniczy, 0,6/1kV","Bitner","KMT",1,12750,"PLN",0.23,null,null,null,null,null,null,null,"BITNER n95",null,null,null,null,"http://katalog.bitner.kei.pl/pliki/10_BiT%201000%202(St)%20FR.pdf","http://katalog.bitner.kei.pl/pliki/D-S-146-2013%20%20BiT%201000%202St%20FR.pdf"]
[944,null,"STEROWNICZE","BS1191",null,"BiT 1000 2(St) FR","5x2x1","uniepalniony, podwójnie ekranowany giętki kabel sterowniczy, 0,6/1kV","Bitner","KMT",1,15400,"PLN",0.23,null,null,null,null,null,null,null,"BITNER n95",null,null,null,null,"http://katalog.bitner.kei.pl/pliki/10_BiT%201000%202(St)%20FR.pdf","http://katalog.bitner.kei.pl/pliki/D-S-146-2013%20%20BiT%201000%202St%20FR.pdf"]
[945,null,"STEROWNICZE","BS1192",null,"BiT 1000 2(St) FR","6x2x1","uniepalniony, podwójnie ekranowany giętki kabel sterowniczy, 0,6/1kV","Bitner","KMT",1,17750,"PLN",0.23,null,null,null,null,null,null,null,"BITNER n95",null,null,null,null,"http://katalog.bitner.kei.pl/pliki/10_BiT%201000%202(St)%20FR.pdf","http://katalog.bitner.kei.pl/pliki/D-S-146-2013%20%20BiT%201000%202St%20FR.pdf"]
[946,null,"STEROWNICZE","BS1193",null,"BiT 1000 2(St) FR","7x2x1","uniepalniony, podwójnie ekranowany giętki kabel sterowniczy, 0,6/1kV","Bitner","KMT",1,20270,"PLN",0.23,null,null,null,null,null,null,null,"BITNER n95",null,null,null,null,"http://katalog.bitner.kei.pl/pliki/10_BiT%201000%202(St)%20FR.pdf","http://katalog.bitner.kei.pl/pliki/D-S-146-2013%20%20BiT%201000%202St%20FR.pdf"]
[947,null,"STEROWNICZE","BS1194",null,"BiT 1000 2(St) FR","8x2x1","uniepalniony, podwójnie ekranowany giętki kabel sterowniczy, 0,6/1kV","Bitner","KMT",1,22860,"PLN",0.23,null,null,null,null,null,null,null,"BITNER n95",null,null,null,null,"http://katalog.bitner.kei.pl/pliki/10_BiT%201000%202(St)%20FR.pdf","http://katalog.bitner.kei.pl/pliki/D-S-146-2013%20%20BiT%201000%202St%20FR.pdf"]
[948,null,"STEROWNICZE","BS1195",null,"BiT 1000 2(St) FR","10x2x1","uniepalniony, podwójnie ekranowany giętki kabel sterowniczy, 0,6/1kV","Bitner","KMT",1,27530,"PLN",0.23,null,null,null,null,null,null,null,"BITNER n95",null,null,null,null,"http://katalog.bitner.kei.pl/pliki/10_BiT%201000%202(St)%20FR.pdf","http://katalog.bitner.kei.pl/pliki/D-S-146-2013%20%20BiT%201000%202St%20FR.pdf"]
[949,null,"STEROWNICZE","BS1196",null,"BiT 1000 2(St) FR","12x2x1","uniepalniony, podwójnie ekranowany giętki kabel sterowniczy, 0,6/1kV","Bitner","KMT",1,33090,"PLN",0.23,null,null,null,null,null,null,null,"BITNER n95",null,null,null,null,"http://katalog.bitner.kei.pl/pliki/10_BiT%201000%202(St)%20FR.pdf","http://katalog.bitner.kei.pl/pliki/D-S-146-2013%20%20BiT%201000%202St%20FR.pdf"]
[950,null,"STEROWNICZE","BS1197",null,"BiT 1000 2(St) FR","14x2x1","uniepalniony, podwójnie ekranowany giętki kabel sterowniczy, 0,6/1kV","Bitner","KMT",1,37850,"PLN",0.23,null,null,null,null,null,null,null,"BITNER n95",null,null,null,null,"http://katalog.bitner.kei.pl/pliki/10_BiT%201000%202(St)%20FR.pdf","http://katalog.bitner.kei.pl/pliki/D-S-146-2013%20%20BiT%201000%202St%20FR.pdf"]
[951,null,"STEROWNICZE","BS1198",null,"BiT 1000 2(St) FR","16x2x1","uniepalniony, podwójnie ekranowany giętki kabel sterowniczy, 0,6/1kV","Bitner","KMT",1,44040,"PLN",0.23,null,null,null,null,null,null,null,"BITNER n95",null,null,null,null,"http://katalog.bitner.kei.pl/pliki/10_BiT%201000%202(St)%20FR.pdf","http://katalog.bitner.kei.pl/pliki/D-S-146-2013%20%20BiT%201000%202St%20FR.pdf"]
[952,null,"STEROWNICZE","BS1199",null,"BiT 1000 2(St) FR","18x2x1","uniepalniony, podwójnie ekranowany giętki kabel sterowniczy, 0,6/1kV","Bitner","KMT",1,48190,"PLN",0.23,null,null,null,null,null,null,null,"BITNER n95",null,null,null,null,"http://katalog.bitner.kei.pl/pliki/10_BiT%201000%202(St)%20FR.pdf","http://katalog.bitner.kei.pl/pliki/D-S-146-2013%20%20BiT%201000%202St%20FR.pdf"]
[953,null,"STEROWNICZE","BS1200",null,"BiT 1000 2(St) FR","20x2x1","uniepalniony, podwójnie ekranowany giętki kabel sterowniczy, 0,6/1kV","Bitner","KMT",1,53210,"PLN",0.23,null,null,null,null,null,null,null,"BITNER n95",null,null,null,null,"http://katalog.bitner.kei.pl/pliki/10_BiT%201000%202(St)%20FR.pdf","http://katalog.bitner.kei.pl/pliki/D-S-146-2013%20%20BiT%201000%202St%20FR.pdf"]
[954,null,"STEROWNICZE","BS1201",null,"BiT 1000 2(St) FR","24x2x1","uniepalniony, podwójnie ekranowany giętki kabel sterowniczy, 0,6/1kV","Bitner","KMT",1,63130,"PLN",0.23,null,null,null,null,null,null,null,"BITNER n95",null,null,null,null,"http://katalog.bitner.kei.pl/pliki/10_BiT%201000%202(St)%20FR.pdf","http://katalog.bitner.kei.pl/pliki/D-S-146-2013%20%20BiT%201000%202St%20FR.pdf"]
[955,null,"STEROWNICZE","BS1202",null,"BiT 1000 2(St) FR","2x2x1,5","uniepalniony, podwójnie ekranowany giętki kabel sterowniczy, 0,6/1kV","Bitner","KMT",1,9340,"PLN",0.23,null,null,null,null,null,null,null,"BITNER n95",null,null,null,null,"http://katalog.bitner.kei.pl/pliki/10_BiT%201000%202(St)%20FR.pdf","http://katalog.bitner.kei.pl/pliki/D-S-146-2013%20%20BiT%201000%202St%20FR.pdf"]
[956,null,"STEROWNICZE","BS1203",null,"BiT 1000 2(St) FR","3x2x1,5","uniepalniony, podwójnie ekranowany giętki kabel sterowniczy, 0,6/1kV","Bitner","KMT",1,12290,"PLN",0.23,null,null,null,null,null,null,null,"BITNER n95",null,null,null,null,"http://katalog.bitner.kei.pl/pliki/10_BiT%201000%202(St)%20FR.pdf","http://katalog.bitner.kei.pl/pliki/D-S-146-2013%20%20BiT%201000%202St%20FR.pdf"]
[957,null,"STEROWNICZE","BS1204",null,"BiT 1000 2(St) FR","4x2x1,5","uniepalniony, podwójnie ekranowany giętki kabel sterowniczy, 0,6/1kV","Bitner","KMT",1,15750,"PLN",0.23,null,null,null,null,null,null,null,"BITNER n95",null,null,null,null,"http://katalog.bitner.kei.pl/pliki/10_BiT%201000%202(St)%20FR.pdf","http://katalog.bitner.kei.pl/pliki/D-S-146-2013%20%20BiT%201000%202St%20FR.pdf"]
[958,null,"STEROWNICZE","BS1205",null,"BiT 1000 2(St) FR","5x2x1,5","uniepalniony, podwójnie ekranowany giętki kabel sterowniczy, 0,6/1kV","Bitner","KMT",1,19170,"PLN",0.23,null,null,null,null,null,null,null,"BITNER n95",null,null,null,null,"http://katalog.bitner.kei.pl/pliki/10_BiT%201000%202(St)%20FR.pdf","http://katalog.bitner.kei.pl/pliki/D-S-146-2013%20%20BiT%201000%202St%20FR.pdf"]
[959,null,"STEROWNICZE","BS1206",null,"BiT 1000 2(St) FR","6x2x1,5","uniepalniony, podwójnie ekranowany giętki kabel sterowniczy, 0,6/1kV","Bitner","KMT",1,21880,"PLN",0.23,null,null,null,null,null,null,null,"BITNER n95",null,null,null,null,"http://katalog.bitner.kei.pl/pliki/10_BiT%201000%202(St)%20FR.pdf","http://katalog.bitner.kei.pl/pliki/D-S-146-2013%20%20BiT%201000%202St%20FR.pdf"]
[960,null,"STEROWNICZE","BS1207",null,"BiT 1000 2(St) FR","7x2x1,5","uniepalniony, podwójnie ekranowany giętki kabel sterowniczy, 0,6/1kV","Bitner","KMT",1,25360,"PLN",0.23,null,null,null,null,null,null,null,"BITNER n95",null,null,null,null,"http://katalog.bitner.kei.pl/pliki/10_BiT%201000%202(St)%20FR.pdf","http://katalog.bitner.kei.pl/pliki/D-S-146-2013%20%20BiT%201000%202St%20FR.pdf"]
[961,null,"STEROWNICZE","BS1208",null,"BiT 1000 2(St) FR","8x2x1,5","uniepalniony, podwójnie ekranowany giętki kabel sterowniczy, 0,6/1kV","Bitner","KMT",1,28670,"PLN",0.23,null,null,null,null,null,null,null,"BITNER n95",null,null,null,null,"http://katalog.bitner.kei.pl/pliki/10_BiT%201000%202(St)%20FR.pdf","http://katalog.bitner.kei.pl/pliki/D-S-146-2013%20%20BiT%201000%202St%20FR.pdf"]
[962,null,"STEROWNICZE","BS1209",null,"BiT 1000 2(St) FR","10x2x1,5","uniepalniony, podwójnie ekranowany giętki kabel sterowniczy, 0,6/1kV","Bitner","KMT",1,35890,"PLN",0.23,null,null,null,null,null,null,null,"BITNER n95",null,null,null,null,"http://katalog.bitner.kei.pl/pliki/10_BiT%201000%202(St)%20FR.pdf","http://katalog.bitner.kei.pl/pliki/D-S-146-2013%20%20BiT%201000%202St%20FR.pdf"]
[963,null,"STEROWNICZE","BS1210",null,"BiT 1000 2(St) FR","12x2x1,5","uniepalniony, podwójnie ekranowany giętki kabel sterowniczy, 0,6/1kV","Bitner","KMT",1,42000,"PLN",0.23,null,null,null,null,null,null,null,"BITNER n95",null,null,null,null,"http://katalog.bitner.kei.pl/pliki/10_BiT%201000%202(St)%20FR.pdf","http://katalog.bitner.kei.pl/pliki/D-S-146-2013%20%20BiT%201000%202St%20FR.pdf"]
[964,null,"STEROWNICZE","BS1211",null,"BiT 1000 2(St) FR","14x2x1,5","uniepalniony, podwójnie ekranowany giętki kabel sterowniczy, 0,6/1kV","Bitner","KMT",1,48760,"PLN",0.23,null,null,null,null,null,null,null,"BITNER n95",null,null,null,null,"http://katalog.bitner.kei.pl/pliki/10_BiT%201000%202(St)%20FR.pdf","http://katalog.bitner.kei.pl/pliki/D-S-146-2013%20%20BiT%201000%202St%20FR.pdf"]
[965,null,"STEROWNICZE","BS1212",null,"BiT 1000 2(St) FR","16x2x1,5","uniepalniony, podwójnie ekranowany giętki kabel sterowniczy, 0,6/1kV","Bitner","KMT",1,55900,"PLN",0.23,null,null,null,null,null,null,null,"BITNER n95",null,null,null,null,"http://katalog.bitner.kei.pl/pliki/10_BiT%201000%202(St)%20FR.pdf","http://katalog.bitner.kei.pl/pliki/D-S-146-2013%20%20BiT%201000%202St%20FR.pdf"]
[966,null,"STEROWNICZE","BS1213",null,"BiT 1000 2(St) FR","18x2x1,5","uniepalniony, podwójnie ekranowany giętki kabel sterowniczy, 0,6/1kV","Bitner","KMT",1,62160,"PLN",0.23,null,null,null,null,null,null,null,"BITNER n95",null,null,null,null,"http://katalog.bitner.kei.pl/pliki/10_BiT%201000%202(St)%20FR.pdf","http://katalog.bitner.kei.pl/pliki/D-S-146-2013%20%20BiT%201000%202St%20FR.pdf"]
[967,null,"STEROWNICZE","BS1214",null,"BiT 1000 2(St) FR","20x2x1,5","uniepalniony, podwójnie ekranowany giętki kabel sterowniczy, 0,6/1kV","Bitner","KMT",1,68680,"PLN",0.23,null,null,null,null,null,null,null,"BITNER n95",null,null,null,null,"http://katalog.bitner.kei.pl/pliki/10_BiT%201000%202(St)%20FR.pdf","http://katalog.bitner.kei.pl/pliki/D-S-146-2013%20%20BiT%201000%202St%20FR.pdf"]
[968,null,"STEROWNICZE","BS1215",null,"BiT 1000 2(St) FR","24x2x1,5","uniepalniony, podwójnie ekranowany giętki kabel sterowniczy, 0,6/1kV","Bitner","KMT",1,82470,"PLN",0.23,null,null,null,null,null,null,null,"BITNER n95",null,null,null,null,"http://katalog.bitner.kei.pl/pliki/10_BiT%201000%202(St)%20FR.pdf","http://katalog.bitner.kei.pl/pliki/D-S-146-2013%20%20BiT%201000%202St%20FR.pdf"]
[969,null,"STEROWNICZE","BS1217",null,"BiT 1000 2(St) FR","2x2x2,5","uniepalniony, podwójnie ekranowany giętki kabel sterowniczy, 0,6/1kV","Bitner","KMT",1,12700,"PLN",0.23,null,null,null,null,null,null,null,"BITNER n95",null,null,null,null,"http://katalog.bitner.kei.pl/pliki/10_BiT%201000%202(St)%20FR.pdf","http://katalog.bitner.kei.pl/pliki/D-S-146-2013%20%20BiT%201000%202St%20FR.pdf"]
[970,null,"STEROWNICZE","BS1218",null,"BiT 1000 2(St) FR","3x2x2,5","uniepalniony, podwójnie ekranowany giętki kabel sterowniczy, 0,6/1kV","Bitner","KMT",1,17340,"PLN",0.23,null,null,null,null,null,null,null,"BITNER n95",null,null,null,null,"http://katalog.bitner.kei.pl/pliki/10_BiT%201000%202(St)%20FR.pdf","http://katalog.bitner.kei.pl/pliki/D-S-146-2013%20%20BiT%201000%202St%20FR.pdf"]
[971,null,"STEROWNICZE","BS1219",null,"BiT 1000 2(St) FR","4x2x2,5","uniepalniony, podwójnie ekranowany giętki kabel sterowniczy, 0,6/1kV","Bitner","KMT",1,21730,"PLN",0.23,null,null,null,null,null,null,null,"BITNER n95",null,null,null,null,"http://katalog.bitner.kei.pl/pliki/10_BiT%201000%202(St)%20FR.pdf","http://katalog.bitner.kei.pl/pliki/D-S-146-2013%20%20BiT%201000%202St%20FR.pdf"]
[972,null,"STEROWNICZE","BS1220",null,"BiT 1000 2(St) FR","5x2x2,5","uniepalniony, podwójnie ekranowany giętki kabel sterowniczy, 0,6/1kV","Bitner","KMT",1,27070,"PLN",0.23,null,null,null,null,null,null,null,"BITNER n95",null,null,null,null,"http://katalog.bitner.kei.pl/pliki/10_BiT%201000%202(St)%20FR.pdf","http://katalog.bitner.kei.pl/pliki/D-S-146-2013%20%20BiT%201000%202St%20FR.pdf"]
[973,null,"STEROWNICZE","BS1221",null,"BiT 1000 2(St) FR","6x2x2,5","uniepalniony, podwójnie ekranowany giętki kabel sterowniczy, 0,6/1kV","Bitner","KMT",1,31470,"PLN",0.23,null,null,null,null,null,null,null,"BITNER n95",null,null,null,null,"http://katalog.bitner.kei.pl/pliki/10_BiT%201000%202(St)%20FR.pdf","http://katalog.bitner.kei.pl/pliki/D-S-146-2013%20%20BiT%201000%202St%20FR.pdf"]
[974,null,"STEROWNICZE","BS1222",null,"BiT 1000 2(St) FR","7x2x2,5","uniepalniony, podwójnie ekranowany giętki kabel sterowniczy, 0,6/1kV","Bitner","KMT",1,36690,"PLN",0.23,null,null,null,null,null,null,null,"BITNER n95",null,null,null,null,"http://katalog.bitner.kei.pl/pliki/10_BiT%201000%202(St)%20FR.pdf","http://katalog.bitner.kei.pl/pliki/D-S-146-2013%20%20BiT%201000%202St%20FR.pdf"]
[975,null,"STEROWNICZE","BS1223",null,"BiT 1000 2(St) FR","8x2x2,5","uniepalniony, podwójnie ekranowany giętki kabel sterowniczy, 0,6/1kV","Bitner","KMT",1,41570,"PLN",0.23,null,null,null,null,null,null,null,"BITNER n95",null,null,null,null,"http://katalog.bitner.kei.pl/pliki/10_BiT%201000%202(St)%20FR.pdf","http://katalog.bitner.kei.pl/pliki/D-S-146-2013%20%20BiT%201000%202St%20FR.pdf"]
[976,null,"STEROWNICZE","BS1224",null,"BiT 1000 2(St) FR","10x2x2,5","uniepalniony, podwójnie ekranowany giętki kabel sterowniczy, 0,6/1kV","Bitner","KMT",1,51460,"PLN",0.23,null,null,null,null,null,null,null,"BITNER n95",null,null,null,null,"http://katalog.bitner.kei.pl/pliki/10_BiT%201000%202(St)%20FR.pdf","http://katalog.bitner.kei.pl/pliki/D-S-146-2013%20%20BiT%201000%202St%20FR.pdf"]
[977,null,"STEROWNICZE","BS1225",null,"BiT 1000 2(St) FR","12x2x2,5","uniepalniony, podwójnie ekranowany giętki kabel sterowniczy, 0,6/1kV","Bitner","KMT",1,61370,"PLN",0.23,null,null,null,null,null,null,null,"BITNER n95",null,null,null,null,"http://katalog.bitner.kei.pl/pliki/10_BiT%201000%202(St)%20FR.pdf","http://katalog.bitner.kei.pl/pliki/D-S-146-2013%20%20BiT%201000%202St%20FR.pdf"]
[978,null,"STEROWNICZE","BS1226",null,"BiT 1000 2(St) FR","14x2x2,5","uniepalniony, podwójnie ekranowany giętki kabel sterowniczy, 0,6/1kV","Bitner","KMT",1,71120,"PLN",0.23,null,null,null,null,null,null,null,"BITNER n95",null,null,null,null,"http://katalog.bitner.kei.pl/pliki/10_BiT%201000%202(St)%20FR.pdf","http://katalog.bitner.kei.pl/pliki/D-S-146-2013%20%20BiT%201000%202St%20FR.pdf"]
[979,null,"STEROWNICZE","BS1227",null,"BiT 1000 2(St) FR","16x2x2,5","uniepalniony, podwójnie ekranowany giętki kabel sterowniczy, 0,6/1kV","Bitner","KMT",1,81540,"PLN",0.23,null,null,null,null,null,null,null,"BITNER n95",null,null,null,null,"http://katalog.bitner.kei.pl/pliki/10_BiT%201000%202(St)%20FR.pdf","http://katalog.bitner.kei.pl/pliki/D-S-146-2013%20%20BiT%201000%202St%20FR.pdf"]
[980,null,"STEROWNICZE","H62010",null,"BiT 1000 2(St) H","2x2x0,5",null,"Bitner","KMT",1,5750,"PLN",0.23,null,null,null,null,null,null,null,"BITNER n95"]
[981,null,"STEROWNICZE","H62011",null,"BiT 1000 2(St) H","3x2x0,5",null,"Bitner","KMT",1,7440,"PLN",0.23,null,null,null,null,null,null,null,"BITNER n95"]
[982,null,"STEROWNICZE","H62012",null,"BiT 1000 2(St) H","4x2x0,5",null,"Bitner","KMT",1,9360,"PLN",0.23,null,null,null,null,null,null,null,"BITNER n95"]
[983,null,"STEROWNICZE","H62013",null,"BiT 1000 2(St) H","5x2x0,5",null,"Bitner","KMT",1,10800,"PLN",0.23,null,null,null,null,null,null,null,"BITNER n95"]
[984,null,"STEROWNICZE","H62014",null,"BiT 1000 2(St) H","6x2x0,5",null,"Bitner","KMT",1,12340,"PLN",0.23,null,null,null,null,null,null,null,"BITNER n95"]
[985,null,"STEROWNICZE","H62015",null,"BiT 1000 2(St) H","7x2x0,5",null,"Bitner","KMT",1,14250,"PLN",0.23,null,null,null,null,null,null,null,"BITNER n95"]
[986,null,"STEROWNICZE","H62016",null,"BiT 1000 2(St) H","8x2x0,5",null,"Bitner","KMT",1,16010,"PLN",0.23,null,null,null,null,null,null,null,"BITNER n95"]
[987,null,"STEROWNICZE","H62017",null,"BiT 1000 2(St) H","10x2x0,5",null,"Bitner","KMT",1,19510,"PLN",0.23,null,null,null,null,null,null,null,"BITNER n95"]
[988,null,"STEROWNICZE","H62018",null,"BiT 1000 2(St) H","12x2x0,5",null,"Bitner","KMT",1,21960,"PLN",0.23,null,null,null,null,null,null,null,"BITNER n95"]
[989,null,"STEROWNICZE","H62019",null,"BiT 1000 2(St) H","14x2x0,5",null,"Bitner","KMT",1,25310,"PLN",0.23,null,null,null,null,null,null,null,"BITNER n95"]
[990,null,"STEROWNICZE","H62020",null,"BiT 1000 2(St) H","16x2x0,5",null,"Bitner","KMT",1,29020,"PLN",0.23,null,null,null,null,null,null,null,"BITNER n95"]
[991,null,"STEROWNICZE","H62021",null,"BiT 1000 2(St) H","18x2x0,5",null,"Bitner","KMT",1,32140,"PLN",0.23,null,null,null,null,null,null,null,"BITNER n95"]
[992,null,"STEROWNICZE","H62022",null,"BiT 1000 2(St) H","20x2x0,5",null,"Bitner","KMT",1,35420,"PLN",0.23,null,null,null,null,null,null,null,"BITNER n95"]
[993,null,"STEROWNICZE","H62023",null,"BiT 1000 2(St) H","24x2x0,5",null,"Bitner","KMT",1,41870,"PLN",0.23,null,null,null,null,null,null,null,"BITNER n95"]
[994,null,"STEROWNICZE","H62024",null,"BiT 1000 2(St) H","2x2x0,75",null,"Bitner","KMT",1,6850,"PLN",0.23,null,null,null,null,null,null,null,"BITNER n95"]
[995,null,"STEROWNICZE","H62025",null,"BiT 1000 2(St) H","3x2x0,75",null,"Bitner","KMT",1,9040,"PLN",0.23,null,null,null,null,null,null,null,"BITNER n95"]
[996,null,"STEROWNICZE","H62026",null,"BiT 1000 2(St) H","4x2x0,75",null,"Bitner","KMT",1,10780,"PLN",0.23,null,null,null,null,null,null,null,"BITNER n95"]
[997,null,"STEROWNICZE","H62027",null,"BiT 1000 2(St) H","5x2x0,75",null,"Bitner","KMT",1,13280,"PLN",0.23,null,null,null,null,null,null,null,"BITNER n95"]
[998,null,"STEROWNICZE","H62028",null,"BiT 1000 2(St) H","6x2x0,75",null,"Bitner","KMT",1,15250,"PLN",0.23,null,null,null,null,null,null,null,"BITNER n95"]
[999,null,"STEROWNICZE","H62029",null,"BiT 1000 2(St) H","7x2x0,75",null,"Bitner","KMT",1,17650,"PLN",0.23,null,null,null,null,null,null,null,"BITNER n95"]
[1005,null,"STEROWNICZE","H62035",null,"BiT 1000 2(St) H","18x2x0,75",null,"Bitner","KMT",1,40330,"PLN",0.23,null,null,null,null,null,null,null,"BITNER n95"]
[1036,null,"STEROWNICZE","H62066",null,"BiT 1000 2(St) H","2x2x2,5",null,"Bitner","KMT",1,14060,"PLN",0.23,null,null,null,null,null,null,null,"BITNER n95"]
[1051,null,"STEROWNICZE","BS1854",null,"BiT 1000 2(St) OR","6x2x0,5","uniepalniony i olejoodporny, ekranowany giętki kabel sterowniczy, 0,6/1kV","Bitner","KMT",1,12940,"PLN",0.23,null,null,null,null,null,null,null,"BITNER n95",null,null,null,null,"http://katalog.bitner.kei.pl/pliki/15_BiT%201000%202(St)%20OR_06_1.pdf","http://katalog.bitner.kei.pl/pliki/D-S-151-2013%20%20BiT%201000%202St%20OR.pdf"]
[1070,null,"STEROWNICZE","BS1873",null,"BiT 1000 2(St) OR","14x2x0,75","uniepalniony i olejoodporny, ekranowany giętki kabel sterowniczy, 0,6/1kV","Bitner","KMT",1,34500,"PLN",0.23,null,null,null,null,null,null,null,"BITNER n95",null,null,null,null,"http://katalog.bitner.kei.pl/pliki/15_BiT%201000%202(St)%20OR_06_1.pdf","http://katalog.bitner.kei.pl/pliki/D-S-151-2013%20%20BiT%201000%202St%20OR.pdf"]
[1100,null,"STEROWNICZE","BS1903",null,"BiT 1000 2(St) OR","18x2x1,5","uniepalniony i olejoodporny, ekranowany giętki kabel sterowniczy, 0,6/1kV","Bitner","KMT",1,69510,"PLN",0.23,null,null,null,null,null,null,null,"BITNER n95",null,null,null,null,"http://katalog.bitner.kei.pl/pliki/15_BiT%201000%202(St)%20OR_06_1.pdf","http://katalog.bitner.kei.pl/pliki/D-S-151-2013%20%20BiT%201000%202St%20OR.pdf"]
[1120,null,"STEROWNICZE","BS0251",null,"BiT 1000 C","8x2x0,5","ekranowany giętki kabel sterowniczy i zasilający, 06/1kV","Bitner","KMT",1,12600,"PLN",0.23,null,null,null,null,null,null,null,"BITNER n95",null,null,null,null,"http://katalog.bitner.kei.pl/pliki/2_BiT%201000%20C_06_1.pdf","http://katalog.bitner.kei.pl/pliki/D-S-068-2013%20%20BiT%201000C.pdf"]
[1139,null,"STEROWNICZE","BS0270",null,"BiT 1000 C","18x2x0,75","ekranowany giętki kabel sterowniczy i zasilający, 06/1kV","Bitner","KMT",1,30640,"PLN",0.23,null,null,null,null,null,null,null,"BITNER n95",null,null,null,null,"http://katalog.bitner.kei.pl/pliki/2_BiT%201000%20C_06_1.pdf","http://katalog.bitner.kei.pl/pliki/D-S-068-2013%20%20BiT%201000C.pdf"]
[1154,null,"STEROWNICZE","BS0285",null,"BiT 1000 C","20x2x1","ekranowany giętki kabel sterowniczy i zasilający, 06/1kV","Bitner","KMT",1,41030,"PLN",0.23,null,null,null,null,null,null,null,"BITNER n95",null,null,null,null,"http://katalog.bitner.kei.pl/pliki/2_BiT%201000%20C_06_1.pdf","http://katalog.bitner.kei.pl/pliki/D-S-068-2013%20%20BiT%201000C.pdf"]
[1175,null,"STEROWNICZE","BS0306",null,"BiT 1000 C","7x2x2,5","ekranowany giętki kabel sterowniczy i zasilający, 06/1kV","Bitner","KMT",1,33970,"PLN",0.23,null,null,null,null,null,null,null,"BITNER n95",null,null,null,null,"http://katalog.bitner.kei.pl/pliki/2_BiT%201000%20C_06_1.pdf","http://katalog.bitner.kei.pl/pliki/D-S-068-2013%20%20BiT%201000C.pdf"]
[1187,null,"STEROWNICZE","BS0856",null,"BiT 1000 C FR","8x2x0,5","uniepalniony, ekranowany kabel sterowniczy i zasilający, 0,6/1kV","Bitner","KMT",1,14110,"PLN",0.23,null,null,null,null,null,null,null,"BITNER n95",null,null,null,null,"http://katalog.bitner.kei.pl/pliki/7_BiT%201000%20C%20FR_06_1.pdf","http://katalog.bitner.kei.pl/pliki/D-S-144-2013%20%20BiT%201000%20C%20FR.pdf"]
[1223,null,"STEROWNICZE","BS0892",null,"BiT 1000 C FR","2x2x1,5","uniepalniony, ekranowany kabel sterowniczy i zasilający, 0,6/1kV","Bitner","KMT",1,10230,"PLN",0.23,null,null,null,null,null,null,null,"BITNER n95",null,null,null,null,"http://katalog.bitner.kei.pl/pliki/7_BiT%201000%20C%20FR_06_1.pdf","http://katalog.bitner.kei.pl/pliki/D-S-144-2013%20%20BiT%201000%20C%20FR.pdf"]
[1242,null,"STEROWNICZE","BS0911",null,"BiT 1000 C FR","7x2x2,5","uniepalniony, ekranowany kabel sterowniczy i zasilający, 0,6/1kV","Bitner","KMT",1,37370,"PLN",0.23,null,null,null,null,null,null,null,"BITNER n95",null,null,null,null,"http://katalog.bitner.kei.pl/pliki/7_BiT%201000%20C%20FR_06_1.pdf","http://katalog.bitner.kei.pl/pliki/D-S-144-2013%20%20BiT%201000%20C%20FR.pdf"]
[1257,null,"STEROWNICZE","BS1454",null,"BiT 1000 C OR","14x2x0,5","uniepalniony i olejoodporny, ekranowany kabel sterowniczy i zasilający, 0,6/1kV","Bitner","KMT",1,24640,"PLN",0.23,null,null,null,null,null,null,null,"BITNER n95",null,null,null,null,"http://katalog.bitner.kei.pl/pliki/12_BiT%201000%20C%20OR_06_1.pdf","http://katalog.bitner.kei.pl/pliki/D-S-148-2013%20%20BiT%201000%20C%20OR.pdf"]
[1280,null,"STEROWNICZE","BS1477",null,"BiT 1000 C OR","6x2x1","uniepalniony i olejoodporny, ekranowany kabel sterowniczy i zasilający, 0,6/1kV","Bitner","KMT",1,19400,"PLN",0.23,null,null,null,null,null,null,null,"BITNER n95",null,null,null,null,"http://katalog.bitner.kei.pl/pliki/12_BiT%201000%20C%20OR_06_1.pdf","http://katalog.bitner.kei.pl/pliki/D-S-148-2013%20%20BiT%201000%20C%20OR.pdf"]
[1290,null,"STEROWNICZE","BS1487",null,"BiT 1000 C OR","2x2x1,5","uniepalniony i olejoodporny, ekranowany kabel sterowniczy i zasilający, 0,6/1kV","Bitner","KMT",1,11870,"PLN",0.23,null,null,null,null,null,null,null,"BITNER n95",null,null,null,null,"http://katalog.bitner.kei.pl/pliki/12_BiT%201000%20C%20OR_06_1.pdf","http://katalog.bitner.kei.pl/pliki/D-S-148-2013%20%20BiT%201000%20C%20OR.pdf"]
[1326,null,"STEROWNICZE","H61311",null,"BiT 1000 CH","18x2x0,5",null,"Bitner","KMT",1,28130,"PLN",0.23,null,null,null,null,null,null,null,"BITNER n95"]
[1345,null,"STEROWNICZE","H61330",null,"BiT 1000 CH","4x2x1",null,"Bitner","KMT",1,14200,"PLN",0.23,null,null,null,null,null,null,null,"BITNER n95"]
[1355,null,"STEROWNICZE","H61340",null,"BiT 1000 CH","20x2x1",null,"Bitner","KMT",1,49240,"PLN",0.23,null,null,null,null,null,null,null,"BITNER n95"]
[1374,null,"STEROWNICZE","H61359",null,"BiT 1000 CH","5x2x2,5",null,"Bitner","KMT",1,30280,"PLN",0.23,null,null,null,null,null,null,null,"BITNER n95"]
[1414,null,"STEROWNICZE","S62657",null,"BiT 1000 CY","16G2,5",null,"Bitner","KMT",1,40080,"PLN",0.23,null,null,null,null,null,null,null,"BITNER n95"]
[1429,null,"STEROWNICZE","S62672",null,"BiT 1000 CY","5G10",null,"Bitner","KMT",1,47160,"PLN",0.23,null,null,null,null,null,null,null,"BITNER n95"]
[1448,null,"STEROWNICZE","S62691",null,"BiT 1000 CY","4G95",null,"Bitner","KMT",1,300290,"PLN",0.23,null,null,null,null,null,null,null,"BITNER n95"]
[1476,null,"STEROWNICZE","S65920",null,"BiT 1000 CY","21G0,75",null,"Bitner","KMT",1,20110,"PLN",0.23,null,null,null,null,null,null,null,"BITNER n95"]
[1477,null,"STEROWNICZE","S65921",null,"BiT 1000 CY","30G0,75",null,"Bitner","KMT",1,26840,"PLN",0.23,null,null,null,null,null,null,null,"BITNER n95"]
[1517,null,"STEROWNICZE","S65974",null,"BiT 1000 CY","7G25",null,"Bitner","KMT",1,144160,"PLN",0.23,null,null,null,null,null,null,null,"BITNER n95"]
[1532,null,"STEROWNICZE","S66414",null,"BiT 1000 CY FR","7G4",null,"Bitner","KMT",1,30400,"PLN",0.23,null,null,null,null,null,null,null,"BITNER n95"]
[1555,null,"STEROWNICZE","S66437",null,"BiT 1000 CY FR","3G70",null,"Bitner","KMT",1,192350,"PLN",0.23,null,null,null,null,null,null,null,"BITNER n95"]
[1565,null,"STEROWNICZE","S66448",null,"BiT 1000 CY FR","34G0,5",null,"Bitner","KMT",1,25920,"PLN",0.23,null,null,null,null,null,null,null,"BITNER n95"]
[1601,null,"STEROWNICZE","S66594",null,"BiT 1000 CY FR","2x1,0",null,"Bitner","KMT",1,5640,"PLN",0.23,null,null,null,null,null,null,null,"BITNER n95"]
[1620,null,"STEROWNICZE","S66615",null,"BiT 1000 CY FR","7G1,5",null,"Bitner","KMT",1,14540,"PLN",0.23,null,null,null,null,null,null,null,"BITNER n95"]
[1635,null,"STEROWNICZE","S67100",null,"BiT 1000 CY FR","30G1,0",null,"Bitner","KMT",1,35990,"PLN",0.23,null,null,null,null,null,null,null,"BITNER n95"]
[1656,null,"STEROWNICZE","S66083",null,"BiT 1000 CY OR","4G1,5",null,"Bitner","KMT",1,11730,"PLN",0.23,null,null,null,null,null,null,null,"BITNER n95"]
[1668,null,"STEROWNICZE","S66095",null,"BiT 1000 CY OR","10G2,5",null,"Bitner","KMT",1,34160,"PLN",0.23,null,null,null,null,null,null,null,"BITNER n95"]
[1704,null,"STEROWNICZE","S66131",null,"BiT 1000 CY OR","4G95",null,"Bitner","KMT",1,381370,"PLN",0.23,null,null,null,null,null,null,null,"BITNER n95"]
[1719,null,"STEROWNICZE","S66909",null,"BiT 1000 CY OR","14G0,5",null,"Bitner","KMT",1,14960,"PLN",0.23,null,null,null,null,null,null,null,"BITNER n95"]
[1731,null,"STEROWNICZE","S66924",null,"BiT 1000 CY OR","8G0,75",null,"Bitner","KMT",1,12690,"PLN",0.23,null,null,null,null,null,null,null,"BITNER n95"]
[1752,null,"STEROWNICZE","S66949",null,"BiT 1000 CY OR","25G1,0",null,"Bitner","KMT",1,36550,"PLN",0.23,null,null,null,null,null,null,null,"BITNER n95"]
[1771,null,"STEROWNICZE","S67024",null,"BiT 1000 CY OR","30G1,5",null,"Bitner","KMT",1,58860,"PLN",0.23,null,null,null,null,null,null,null,"BITNER n95"]
[1807,null,"STEROWNICZE","S66178",null,"BiT 1000 FR","3G0,75",null,"Bitner","KMT",1,3320,"PLN",0.23,null,null,null,null,null,null,null,"BITNER n95"]
[1822,null,"STEROWNICZE","S66201",null,"BiT 1000 FR","37G0,75",null,"Bitner","KMT",1,26140,"PLN",0.23,null,null,null,null,null,null,null,"BITNER n95"]
[1832,null,"STEROWNICZE","S66215",null,"BiT 1000 FR","8G1,0",null,"Bitner","KMT",1,8630,"PLN",0.23,null,null,null,null,null,null,null,"BITNER n95"]
[1855,null,"STEROWNICZE","S66246",null,"BiT 1000 FR","14G1,5",null,"Bitner","KMT",1,18820,"PLN",0.23,null,null,null,null,null,null,null,"BITNER n95"]
[1874,null,"STEROWNICZE","S66270",null,"BiT 1000 FR","14G2,5",null,"Bitner","KMT",1,29460,"PLN",0.23,null,null,null,null,null,null,null,"BITNER n95"]
[1910,null,"STEROWNICZE","S66314",null,"BiT 1000 FR","4G70",null,"Bitner","KMT",1,227330,"PLN",0.23,null,null,null,null,null,null,null,"BITNER n95"]
[1931,null,"STEROWNICZE","S66336",null,"BiT 1000 FR","18x2x0,5",null,"Bitner","KMT",1,19110,"PLN",0.23,null,null,null,null,null,null,null,"BITNER n95"]
[1943,null,"STEROWNICZE","S66348",null,"BiT 1000 FR","14x2x0,75",null,"Bitner","KMT",1,20650,"PLN",0.23,null,null,null,null,null,null,null,"BITNER n95"]
[1958,null,"STEROWNICZE","S66363",null,"BiT 1000 FR","16x2x1",null,"Bitner","KMT",1,30170,"PLN",0.23,null,null,null,null,null,null,null,"BITNER n95"]
[1994,null,"STEROWNICZE","S66509",null,"BiT 1000 FR","1x70",null,"Bitner","KMT",1,54360,"PLN",0.23,null,null,null,null,null,null,null,"BITNER n95"]
[2013,null,"STEROWNICZE","H60760",null,"BiT 1000 H","16G0,5","bezhalogenowy kabel sterowniczy i zasilający, 0,6/1kV","Bitner","KMT",1,10110,"PLN",0.23,null,null,null,null,null,null,null,"BITNER n95",null,null,null,null,"http://katalog.bitner.kei.pl/pliki/16_BiT%201000%20H_06_1.pdf","http://katalog.bitner.kei.pl/pliki/D-S-015-2013%20%20BiT%201000H.pdf"]
[2032,null,"STEROWNICZE","H60781",null,"BiT 1000 H","7G1,0","bezhalogenowy kabel sterowniczy i zasilający, 0,6/1kV","Bitner","KMT",1,8880,"PLN",0.23,null,null,null,null,null,null,null,"BITNER n95",null,null,null,null,"http://katalog.bitner.kei.pl/pliki/16_BiT%201000%20H_06_1.pdf","http://katalog.bitner.kei.pl/pliki/D-S-015-2013%20%20BiT%201000H.pdf"]
[2046,null,"STEROWNICZE","H60796",null,"BiT 1000 H","10G1,5","bezhalogenowy kabel sterowniczy i zasilający, 0,6/1kV","Bitner","KMT",1,16290,"PLN",0.23,null,null,null,null,null,null,null,"BITNER n95",null,null,null,null,"http://katalog.bitner.kei.pl/pliki/16_BiT%201000%20H_06_1.pdf","http://katalog.bitner.kei.pl/pliki/D-S-015-2013%20%20BiT%201000H.pdf"]
[2061,null,"STEROWNICZE","H60813",null,"BiT 1000 H","4G4","bezhalogenowy kabel sterowniczy i zasilający, 0,6/1kV","Bitner","KMT",1,16810,"PLN",0.23,null,null,null,null,null,null,null,"BITNER n95",null,null,null,null,"http://katalog.bitner.kei.pl/pliki/16_BiT%201000%20H_06_1.pdf","http://katalog.bitner.kei.pl/pliki/D-S-015-2013%20%20BiT%201000H.pdf"]
[2097,null,"STEROWNICZE","H60854",null,"BiT 1000 H","1x10","bezhalogenowy kabel sterowniczy i zasilający, 0,6/1kV","Bitner","KMT",1,10490,"PLN",0.23,null,null,null,null,null,null,null,"BITNER n95",null,null,null,null,"http://katalog.bitner.kei.pl/pliki/16_BiT%201000%20H_06_1.pdf","http://katalog.bitner.kei.pl/pliki/D-S-015-2013%20%20BiT%201000H.pdf"]
[2107,null,"STEROWNICZE","H60864",null,"BiT 1000 H","1x240","bezhalogenowy kabel sterowniczy i zasilający, 0,6/1kV","Bitner","KMT",1,197010,"PLN",0.23,null,null,null,null,null,null,null,"BITNER n95",null,null,null,null,"http://katalog.bitner.kei.pl/pliki/16_BiT%201000%20H_06_1.pdf","http://katalog.bitner.kei.pl/pliki/D-S-015-2013%20%20BiT%201000H.pdf"]
[2130,null,"STEROWNICZE","H61519",null,"BiT 1000 H","61G1,0","bezhalogenowy kabel sterowniczy i zasilający, 0,6/1kV","Bitner","KMT",1,59840,"PLN",0.23,null,null,null,null,null,null,null,"BITNER n95",null,null,null,null,"http://katalog.bitner.kei.pl/pliki/16_BiT%201000%20H_06_1.pdf","http://katalog.bitner.kei.pl/pliki/D-S-015-2013%20%20BiT%201000H.pdf"]
[2149,null,"STEROWNICZE","H61560",null,"BiT 1000 H","2x2x0,5","bezhalogenowy kabel sterowniczy i zasilający, 0,6/1kV","Bitner","KMT",1,4050,"PLN",0.23,null,null,null,null,null,null,null,"BITNER n95",null,null,null,null,"http://katalog.bitner.kei.pl/pliki/16_BiT%201000%20H_06_1.pdf","http://katalog.bitner.kei.pl/pliki/D-S-015-2013%20%20BiT%201000H.pdf"]
[2164,null,"STEROWNICZE","H61575",null,"BiT 1000 H","3x2x0,75","bezhalogenowy kabel sterowniczy i zasilający, 0,6/1kV","Bitner","KMT",1,5990,"PLN",0.23,null,null,null,null,null,null,null,"BITNER n95",null,null,null,null,"http://katalog.bitner.kei.pl/pliki/16_BiT%201000%20H_06_1.pdf","http://katalog.bitner.kei.pl/pliki/D-S-015-2013%20%20BiT%201000H.pdf"]
[2200,null,"STEROWNICZE","H61611",null,"BiT 1000 H","14x2x1,5","bezhalogenowy kabel sterowniczy i zasilający, 0,6/1kV","Bitner","KMT",1,38930,"PLN",0.23,null,null,null,null,null,null,null,"BITNER n95",null,null,null,null,"http://katalog.bitner.kei.pl/pliki/16_BiT%201000%20H_06_1.pdf","http://katalog.bitner.kei.pl/pliki/D-S-015-2013%20%20BiT%201000H.pdf"]
[2208,null,"STEROWNICZE","H61619",null,"BiT 1000 H","5x2x2,5","bezhalogenowy kabel sterowniczy i zasilający, 0,6/1kV","Bitner","KMT",1,23680,"PLN",0.23,null,null,null,null,null,null,null,"BITNER n95",null,null,null,null,"http://katalog.bitner.kei.pl/pliki/16_BiT%201000%20H_06_1.pdf","http://katalog.bitner.kei.pl/pliki/D-S-015-2013%20%20BiT%201000H.pdf"]
[2233,null,"STEROWNICZE","H60917",null,"BiT 1000 HCH","4G6","giętki, bezhalogenowy, ekranowany kabel sterowniczy i zasilający, 0,6/1kV","Bitner","KMT",1,29410,"PLN",0.23,null,null,null,null,null,null,null,"BITNER n95",null,null,null,null,"http://katalog.bitner.kei.pl/pliki/17_BiT%201000%20HCH_06_1.pdf","http://katalog.bitner.kei.pl/pliki/D-S-152-2013%20%20BiT%201000%20HCH.pdf"]
[2248,null,"STEROWNICZE","H60932",null,"BiT 1000 HCH","4G35","giętki, bezhalogenowy, ekranowany kabel sterowniczy i zasilający, 0,6/1kV","Bitner","KMT",1,137980,"PLN",0.23,null,null,null,null,null,null,null,"BITNER n95",null,null,null,null,"http://katalog.bitner.kei.pl/pliki/17_BiT%201000%20HCH_06_1.pdf","http://katalog.bitner.kei.pl/pliki/D-S-152-2013%20%20BiT%201000%20HCH.pdf"]
[2267,null,"STEROWNICZE","H61054",null,"BiT 1000 HCH","6G0,5","giętki, bezhalogenowy, ekranowany kabel sterowniczy i zasilający, 0,6/1kV","Bitner","KMT",1,8600,"PLN",0.23,null,null,null,null,null,null,null,"BITNER n95",null,null,null,null,"http://katalog.bitner.kei.pl/pliki/17_BiT%201000%20HCH_06_1.pdf","http://katalog.bitner.kei.pl/pliki/D-S-152-2013%20%20BiT%201000%20HCH.pdf"]
[2307,null,"STEROWNICZE","H61101",null,"BiT 1000 HCH","3G1,5","giętki, bezhalogenowy, ekranowany kabel sterowniczy i zasilający, 0,6/1kV","Bitner","KMT",1,9220,"PLN",0.23,null,null,null,null,null,null,null,"BITNER n95",null,null,null,null,"http://katalog.bitner.kei.pl/pliki/17_BiT%201000%20HCH_06_1.pdf","http://katalog.bitner.kei.pl/pliki/D-S-152-2013%20%20BiT%201000%20HCH.pdf"]
[2321,null,"STEROWNICZE","H61115",null,"BiT 1000 HCH","34G1,5","giętki, bezhalogenowy, ekranowany kabel sterowniczy i zasilający, 0,6/1kV","Bitner","KMT",1,61770,"PLN",0.23,null,null,null,null,null,null,null,"BITNER n95",null,null,null,null,"http://katalog.bitner.kei.pl/pliki/17_BiT%201000%20HCH_06_1.pdf","http://katalog.bitner.kei.pl/pliki/D-S-152-2013%20%20BiT%201000%20HCH.pdf"]
[2336,null,"STEROWNICZE","H61130",null,"BiT 1000 HCH","21G2,5","giętki, bezhalogenowy, ekranowany kabel sterowniczy i zasilający, 0,6/1kV","Bitner","KMT",1,59900,"PLN",0.23,null,null,null,null,null,null,null,"BITNER n95",null,null,null,null,"http://katalog.bitner.kei.pl/pliki/17_BiT%201000%20HCH_06_1.pdf","http://katalog.bitner.kei.pl/pliki/D-S-152-2013%20%20BiT%201000%20HCH.pdf"]
[2351,null,"STEROWNICZE","H61145",null,"BiT 1000 HCH","61G1,0","giętki, bezhalogenowy, ekranowany kabel sterowniczy i zasilający, 0,6/1kV","Bitner","KMT",1,74610,"PLN",0.23,null,null,null,null,null,null,null,"BITNER n95",null,null,null,null,"http://katalog.bitner.kei.pl/pliki/17_BiT%201000%20HCH_06_1.pdf","http://katalog.bitner.kei.pl/pliki/D-S-152-2013%20%20BiT%201000%20HCH.pdf"]
[2382,null,"STEROWNICZE","S66008",null,"BiT 1000 OR","30G0,75",null,"Bitner","KMT",1,25780,"PLN",0.23,null,null,null,null,null,null,null,"BITNER n95"]
[2405,null,"STEROWNICZE","S66038",null,"BiT 1000 OR","16G2,5",null,"Bitner","KMT",1,39350,"PLN",0.23,null,null,null,null,null,null,null,"BITNER n95"]
[2420,null,"STEROWNICZE","S66054",null,"BiT 1000 OR","7G10",null,"Bitner","KMT",1,70580,"PLN",0.23,null,null,null,null,null,null,null,"BITNER n95"]
[2439,null,"STEROWNICZE","S66074",null,"BiT 1000 OR","3G120",null,"Bitner","KMT",1,337480,"PLN",0.23,null,null,null,null,null,null,null,"BITNER n95"]
[2454,null,"STEROWNICZE","S66734",null,"BiT 1000 OR","4G1,5",null,"Bitner","KMT",1,7850,"PLN",0.23,null,null,null,null,null,null,null,"BITNER n95"]
[2483,null,"STEROWNICZE","S66783",null,"BiT 1000 OR","1x6",null,"Bitner","KMT",1,6550,"PLN",0.23,null,null,null,null,null,null,null,"BITNER n95"]
[2508,null,"STEROWNICZE","S66840",null,"BiT 1000 OR","16x2x0,5",null,"Bitner","KMT",1,19940,"PLN",0.23,null,null,null,null,null,null,null,"BITNER n95"]
[2523,null,"STEROWNICZE","S66855",null,"BiT 1000 OR","18x2x0,75",null,"Bitner","KMT",1,30600,"PLN",0.23,null,null,null,null,null,null,null,"BITNER n95"]
[2542,null,"STEROWNICZE","S66874",null,"BiT 1000 OR","4x2x1,5",null,"Bitner","KMT",1,13090,"PLN",0.23,null,null,null,null,null,null,null,"BITNER n95"]
[2562,null,"STEROWNICZE","S66894",null,"BiT 1000 OR","12x2x2,5",null,"Bitner","KMT",1,55650,"PLN",0.23,null,null,null,null,null,null,null,"BITNER n95"]
[2596,null,"STEROWNICZE","EM9081",null,"BiT 1000 Power","3G16",null,"Bitner","KMT",1,36900,"PLN",0.23,null,null,null,null,null,null,null,"BITNER n95"]
[2611,null,"STEROWNICZE","EM9097",null,"BiT 1000 Power","5G35",null,"Bitner","KMT",1,128710,"PLN",0.23,null,null,null,null,null,null,null,"BITNER n95"]
[2626,null,"STEROWNICZE","EM9114",null,"BiT 1000 Power","3G120",null,"Bitner","KMT",1,264010,"PLN",0.23,null,null,null,null,null,null,null,"BITNER n95"]
[2645,null,"STEROWNICZE","EM9133",null,"BiT 1000 Power","5G240",null,"Bitner","KMT",1,848110,"PLN",0.23,null,null,null,null,null,null,null,"BITNER n95"]
[2663,null,"STEROWNICZE","EM9163",null,"BiT 1000 Power","1x2,5",null,"Bitner","KMT",1,2260,"PLN",0.23,null,null,null,null,null,null,null,"BITNER n95"]
[2695,null,"STEROWNICZE","S66467.05",null,"BiT 1000 Solar czerwony","1x35",null,"Bitner","KMT",1,25300,"PLN",0.23,null,null,null,null,null,null,null,"BITNER n32E"]
[2714,null,"STEROWNICZE","S54403",null,"BiT 500","4G0,5","elastyczny przewód sterowniczy o żyłach numerowanych","Bitner","KMT",1,1790,"PLN",0.23,null,null,null,null,null,null,null,"BITNER n91",null,null,null,null,"http://katalog.bitner.kei.pl/pliki/6_BiT%20500_300_500.pdf","http://katalog.bitner.kei.pl/pliki/DS_019_BiT_500_BiT_500CY.pdf"]
[2729,null,"STEROWNICZE","S54425",null,"BiT 500","2x0,75","elastyczny przewód sterowniczy o żyłach numerowanych","Bitner","KMT",1,1410,"PLN",0.23,null,null,null,null,null,null,null,"BITNER n91",null,null,null,null,"http://katalog.bitner.kei.pl/pliki/6_BiT%20500_300_500.pdf","http://katalog.bitner.kei.pl/pliki/DS_019_BiT_500_BiT_500CY.pdf"]
[2758,null,"STEROWNICZE","S54474",null,"BiT 500","3G1,5","elastyczny przewód sterowniczy o żyłach numerowanych","Bitner","KMT",1,3480,"PLN",0.23,null,null,null,null,null,null,null,"BITNER n91",null,null,null,null,"http://katalog.bitner.kei.pl/pliki/6_BiT%20500_300_500.pdf","http://katalog.bitner.kei.pl/pliki/DS_019_BiT_500_BiT_500CY.pdf"]
[2783,null,"STEROWNICZE","S54515",null,"BiT 500","34G0,75","elastyczny przewód sterowniczy o żyłach numerowanych","Bitner","KMT",1,20040,"PLN",0.23,null,null,null,null,null,null,null,"BITNER n91",null,null,null,null,"http://katalog.bitner.kei.pl/pliki/6_BiT%20500_300_500.pdf","http://katalog.bitner.kei.pl/pliki/DS_019_BiT_500_BiT_500CY.pdf"]
[2798,null,"STEROWNICZE","S54530",null,"BiT 500","56G1","elastyczny przewód sterowniczy o żyłach numerowanych","Bitner","KMT",1,41730,"PLN",0.23,null,null,null,null,null,null,null,"BITNER n91",null,null,null,null,"http://katalog.bitner.kei.pl/pliki/6_BiT%20500_300_500.pdf","http://katalog.bitner.kei.pl/pliki/DS_019_BiT_500_BiT_500CY.pdf"]
[2817,null,"STEROWNICZE","S54552",null,"BiT 500","18G2,5","elastyczny przewód sterowniczy o żyłach numerowanych","Bitner","KMT",1,31630,"PLN",0.23,null,null,null,null,null,null,null,"BITNER n91",null,null,null,null,"http://katalog.bitner.kei.pl/pliki/6_BiT%20500_300_500.pdf","http://katalog.bitner.kei.pl/pliki/DS_019_BiT_500_BiT_500CY.pdf"]
[2832,null,"STEROWNICZE","S54568",null,"BiT 500 ","2x2x0,5","elastyczny przewód sterowniczy o żyłach numerowanych","Bitner","KMT",1,1970,"PLN",0.23,null,null,null,null,null,null,null,"BITNER n91",null,null,null,null,"http://katalog.bitner.kei.pl/pliki/6_BiT%20500_300_500.pdf","http://katalog.bitner.kei.pl/pliki/DS_019_BiT_500_BiT_500CY.pdf"]
[2863,null,"STEROWNICZE","S54599",null,"BiT 500 ","5x2x1,0","elastyczny przewód sterowniczy o żyłach numerowanych","Bitner","KMT",1,7810,"PLN",0.23,null,null,null,null,null,null,null,"BITNER n91",null,null,null,null,"http://katalog.bitner.kei.pl/pliki/6_BiT%20500_300_500.pdf","http://katalog.bitner.kei.pl/pliki/DS_019_BiT_500_BiT_500CY.pdf"]
[2886,null,"STEROWNICZE","S54622",null,"BiT 500 ","20x2x1,5","elastyczny przewód sterowniczy o żyłach numerowanych","Bitner","KMT",1,41940,"PLN",0.23,null,null,null,null,null,null,null,"BITNER n91",null,null,null,null,"http://katalog.bitner.kei.pl/pliki/6_BiT%20500_300_500.pdf","http://katalog.bitner.kei.pl/pliki/DS_019_BiT_500_BiT_500CY.pdf"]
[2901,null,"STEROWNICZE","SB0253",null,"BiT 500 (St)","4G0,5",null,"Bitner","KMT",1,2260,"PLN",0.23,null,null,null,null,null,null,null,"BITNER n91"]
[2920,null,"STEROWNICZE","SB0277",null,"BiT 500 (St)","50G0,5",null,"Bitner","KMT",1,21600,"PLN",0.23,null,null,null,null,null,null,null,"BITNER n91"]
[2938,null,"STEROWNICZE","SB0302",null,"BiT 500 (St)","27G0,75",null,"Bitner","KMT",1,16840,"PLN",0.23,null,null,null,null,null,null,null,"BITNER n91"]
[2970,null,"STEROWNICZE","SB0342",null,"BiT 500 (St)","61G1",null,"Bitner","KMT",1,47840,"PLN",0.23,null,null,null,null,null,null,null,"BITNER n91"]
[2989,null,"STEROWNICZE","SB0368",null,"BiT 500 (St)","37G1,5",null,"Bitner","KMT",1,41880,"PLN",0.23,null,null,null,null,null,null,null,"BITNER n91"]
[3004,null,"STEROWNICZE","SB0389",null,"BiT 500 (St)","18G2,5",null,"Bitner","KMT",1,33940,"PLN",0.23,null,null,null,null,null,null,null,"BITNER n91"]
[3023,null,"STEROWNICZE","SB0410",null,"BiT 500 (St)","6x2x0,5",null,"Bitner","KMT",1,5960,"PLN",0.23,null,null,null,null,null,null,null,"BITNER n91"]
[3039,null,"STEROWNICZE","SB0426",null,"BiT 500 (St)","8x2x0,75",null,"Bitner","KMT",1,10600,"PLN",0.23,null,null,null,null,null,null,null,"BITNER n91"]
[3073,null,"STEROWNICZE","SB0460",null,"BiT 500 (St)","20x2x1,5",null,"Bitner","KMT",1,45980,"PLN",0.23,null,null,null,null,null,null,null,"BITNER n91"]
[3092,null,"STEROWNICZE","S59088",null,"BiT 500 (St) BLACK","8G0,5",null,"Bitner","KMT",1,4530,"PLN",0.23,null,null,null,null,null,null,null,"BITNER n91"]
[3107,null,"STEROWNICZE","S59105",null,"BiT 500 (St) BLACK","50G0,5",null,"Bitner","KMT",1,22270,"PLN",0.23,null,null,null,null,null,null,null,"BITNER n91"]
[3138,null,"STEROWNICZE","S59146",null,"BiT 500 (St) BLACK","6G1",null,"Bitner","KMT",1,6000,"PLN",0.23,null,null,null,null,null,null,null,"BITNER n91"]
[3140,null,"STEROWNICZE","S59150",null,"BiT 500 (St) BLACK","8G1",null,"Bitner","KMT",1,7750,"PLN",0.23,null,null,null,null,null,null,null,"BITNER n91"]
[3176,null,"STEROWNICZE","S59196",null,"BiT 500 (St) BLACK","37G1,5",null,"Bitner","KMT",1,42280,"PLN",0.23,null,null,null,null,null,null,null,"BITNER n91"]
[3195,null,"STEROWNICZE","S59222",null,"BiT 500 (St) BLACK","34G2,5",null,"Bitner","KMT",1,63880,"PLN",0.23,null,null,null,null,null,null,null,"BITNER n91"]
[3210,null,"STEROWNICZE","S59238",null,"BiT 500 (St) BLACK","6x2x0,5",null,"Bitner","KMT",1,6460,"PLN",0.23,null,null,null,null,null,null,null,"BITNER n91"]
[3239,null,"STEROWNICZE","S59267",null,"BiT 500 (St) BLACK","7x2x1",null,"Bitner","KMT",1,12750,"PLN",0.23,null,null,null,null,null,null,null,"BITNER n91"]
[3243,null,"STEROWNICZE","S59271",null,"BiT 500 (St) BLACK","14x2x1",null,"Bitner","KMT",1,23870,"PLN",0.23,null,null,null,null,null,null,null,"BITNER n91"]
[3279,null,"STEROWNICZE","SB2410",null,"BiT 500 (St) BLACK FR","8G0,5",null,"Bitner","KMT",1,4980,"PLN",0.23,null,null,null,null,null,null,null,"BITNER n91"]
[3298,null,"STEROWNICZE","SB2431",null,"BiT 500 (St) BLACK FR","3G0,75",null,"Bitner","KMT",1,3190,"PLN",0.23,null,null,null,null,null,null,null,"BITNER n91"]
[3314,null,"STEROWNICZE","SB2454",null,"BiT 500 (St) BLACK FR","34G0,75",null,"Bitner","KMT",1,23780,"PLN",0.23,null,null,null,null,null,null,null,"BITNER n91"]
[3327,null,"STEROWNICZE","SB2472",null,"BiT 500 (St) BLACK FR","8G1",null,"Bitner","KMT",1,8530,"PLN",0.23,null,null,null,null,null,null,null,"BITNER n91"]
[3367,null,"STEROWNICZE","SB2522",null,"BiT 500 (St) BLACK FR","56G1,5",null,"Bitner","KMT",1,70070,"PLN",0.23,null,null,null,null,null,null,null,"BITNER n91"]
[3382,null,"STEROWNICZE","SB2544",null,"BiT 500 (St) BLACK FR","34G2,5",null,"Bitner","KMT",1,70270,"PLN",0.23,null,null,null,null,null,null,null,"BITNER n91"]
[3397,null,"STEROWNICZE","SB2560",null,"BiT 500 (St) BLACK FR","6x2x0,5",null,"Bitner","KMT",1,7110,"PLN",0.23,null,null,null,null,null,null,null,"BITNER n91"]
[3415,null,"STEROWNICZE","SB2578",null,"BiT 500 (St) BLACK FR","12x2x0,75",null,"Bitner","KMT",1,17740,"PLN",0.23,null,null,null,null,null,null,null,"BITNER n91"]
[3430,null,"STEROWNICZE","SB2593",null,"BiT 500 (St) BLACK FR","14x2x1",null,"Bitner","KMT",1,26260,"PLN",0.23,null,null,null,null,null,null,null,"BITNER n91"]
[3470,null,"STEROWNICZE","SB2666",null,"BiT 500 (St) BLACK OR","16G0,5",null,"Bitner","KMT",1,10360,"PLN",0.23,null,null,null,null,null,null,null,"BITNER n91"]
[3485,null,"STEROWNICZE","SB2681",null,"BiT 500 (St) BLACK OR","3G0,75",null,"Bitner","KMT",1,3990,"PLN",0.23,null,null,null,null,null,null,null,"BITNER n91"]
[3494,null,"STEROWNICZE","SB2697",null,"BiT 500 (St) BLACK OR","16G0,75",null,"Bitner","KMT",1,13480,"PLN",0.23,null,null,null,null,null,null,null,"BITNER n91"]
[3518,null,"STEROWNICZE","SB2728",null,"BiT 500 (St) BLACK OR","16G1",null,"Bitner","KMT",1,17090,"PLN",0.23,null,null,null,null,null,null,null,"BITNER n91"]
[3554,null,"STEROWNICZE","SB2772",null,"BiT 500 (St) BLACK OR","56G1,5",null,"Bitner","KMT",1,78350,"PLN",0.23,null,null,null,null,null,null,null,"BITNER n91"]
[3569,null,"STEROWNICZE","SB2794",null,"BiT 500 (St) BLACK OR","34G2,5",null,"Bitner","KMT",1,78570,"PLN",0.23,null,null,null,null,null,null,null,"BITNER n91"]
[3588,null,"STEROWNICZE","SB2814",null,"BiT 500 (St) BLACK OR","12x2x0,5",null,"Bitner","KMT",1,14760,"PLN",0.23,null,null,null,null,null,null,null,"BITNER n91"]
[3615,null,"STEROWNICZE","SB2841",null,"BiT 500 (St) BLACK OR","10x2x1",null,"Bitner","KMT",1,22250,"PLN",0.23,null,null,null,null,null,null,null,"BITNER n91"]
[3621,null,"STEROWNICZE","SB2847",null,"BiT 500 (St) BLACK OR","24x2x1",null,"Bitner","KMT",1,48500,"PLN",0.23,null,null,null,null,null,null,null,"BITNER n91"]
[3657,null,"STEROWNICZE","SB0616",null,"BiT 500 (St) FR","16G0,5",null,"Bitner","KMT",1,7970,"PLN",0.23,null,null,null,null,null,null,null,"BITNER n91"]
[3672,null,"STEROWNICZE","SB0631",null,"BiT 500 (St) FR","3G0,75",null,"Bitner","KMT",1,2580,"PLN",0.23,null,null,null,null,null,null,null,"BITNER n91"]
[3690,null,"STEROWNICZE","SB0656",null,"BiT 500 (St) FR","40G0,75",null,"Bitner","KMT",1,27020,"PLN",0.23,null,null,null,null,null,null,null,"BITNER n91"]
[3705,null,"STEROWNICZE","SB0678",null,"BiT 500 (St) FR","16G1",null,"Bitner","KMT",1,14730,"PLN",0.23,null,null,null,null,null,null,null,"BITNER n91"]
[3724,null,"STEROWNICZE","SB0702",null,"BiT 500 (St) FR","7G1,5",null,"Bitner","KMT",1,9370,"PLN",0.23,null,null,null,null,null,null,null,"BITNER n91"]
[3760,null,"STEROWNICZE","SB0748",null,"BiT 500 (St) FR","2x4",null,"Bitner","KMT",1,7840,"PLN",0.23,null,null,null,null,null,null,null,"BITNER n91"]
[3769,null,"STEROWNICZE","SB0758",null,"BiT 500 (St) FR","4x2x0,5",null,"Bitner","KMT",1,4630,"PLN",0.23,null,null,null,null,null,null,null,"BITNER n91"]
[3793,null,"STEROWNICZE","SB0782",null,"BiT 500 (St) FR","20x2x0,75",null,"Bitner","KMT",1,26920,"PLN",0.23,null,null,null,null,null,null,null,"BITNER n91"]
[3808,null,"STEROWNICZE","SB0797",null,"BiT 500 (St) FR","24x2x1",null,"Bitner","KMT",1,41420,"PLN",0.23,null,null,null,null,null,null,null,"BITNER n91"]
[3844,null,"STEROWNICZE","SB0966",null,"BiT 500 (St) OR","16G0,5",null,"Bitner","KMT",1,8860,"PLN",0.23,null,null,null,null,null,null,null,"BITNER n91"]
[3863,null,"STEROWNICZE","SB0989",null,"BiT 500 (St) OR","7G0,75",null,"Bitner","KMT",1,5760,"PLN",0.23,null,null,null,null,null,null,null,"BITNER n91"]
[3870,null,"STEROWNICZE","SB0999",null,"BiT 500 (St) OR","19G0,75",null,"Bitner","KMT",1,14470,"PLN",0.23,null,null,null,null,null,null,null,"BITNER n91"]
[3896,null,"STEROWNICZE","SB1033",null,"BiT 500 (St) OR","25G1",null,"Bitner","KMT",1,24800,"PLN",0.23,null,null,null,null,null,null,null,"BITNER n91"]
[3911,null,"STEROWNICZE","SB1052",null,"BiT 500 (St) OR","7G1,5",null,"Bitner","KMT",1,10420,"PLN",0.23,null,null,null,null,null,null,null,"BITNER n91"]
[3947,null,"STEROWNICZE","SB1098",null,"BiT 500 (St) OR","2x4",null,"Bitner","KMT",1,8710,"PLN",0.23,null,null,null,null,null,null,null,"BITNER n91"]
[3965,null,"STEROWNICZE","SB1117",null,"BiT 500 (St) OR","18x2x0,5",null,"Bitner","KMT",1,19530,"PLN",0.23,null,null,null,null,null,null,null,"BITNER n91"]
[3980,null,"STEROWNICZE","SB1132",null,"BiT 500 (St) OR","20x2x0,75",null,"Bitner","KMT",1,30410,"PLN",0.23,null,null,null,null,null,null,null,"BITNER n91"]
[3999,null,"STEROWNICZE","SB1151",null,"BiT 500 (St) OR","5x2x1,5",null,"Bitner","KMT",1,15370,"PLN",0.23,null,null,null,null,null,null,null,"BITNER n91"]
[4014,null,"STEROWNICZE","SB1166",null,"BiT 500 (St) OR","6x2x2,5",null,"Bitner","KMT",1,28290,"PLN",0.23,null,null,null,null,null,null,null,"BITNER n91"]
[4050,null,"STEROWNICZE","SB4289",null,"BiT 500 (St)H","7G0,75",null,"Bitner","KMT",1,5570,"PLN",0.23,null,null,null,null,null,null,null,"BITNER n91"]
[4066,null,"STEROWNICZE","SB4308",null,"BiT 500 (St)H","50G0,75",null,"Bitner","KMT",1,35480,"PLN",0.23,null,null,null,null,null,null,null,"BITNER n91"]
[4083,null,"STEROWNICZE","SB4333",null,"BiT 500 (St)H","25G1",null,"Bitner","KMT",1,23980,"PLN",0.23,null,null,null,null,null,null,null,"BITNER n91"]
[4098,null,"STEROWNICZE","SB4352",null,"BiT 500 (St)H","7G1,5",null,"Bitner","KMT",1,10070,"PLN",0.23,null,null,null,null,null,null,null,"BITNER n91"]
[4117,null,"STEROWNICZE","SB4374",null,"BiT 500 (St)H","2x2,5",null,"Bitner","KMT",1,5360,"PLN",0.23,null,null,null,null,null,null,null,"BITNER n91"]
[4145,null,"STEROWNICZE","SB4410",null,"BiT 500 (St)H","6x2x0,5",null,"Bitner","KMT",1,6910,"PLN",0.23,null,null,null,null,null,null,null,"BITNER n91"]
[4171,null,"STEROWNICZE","SB4436",null,"BiT 500 (St)H","4x2x1",null,"Bitner","KMT",1,8690,"PLN",0.23,null,null,null,null,null,null,null,"BITNER n91"]
[4186,null,"STEROWNICZE","SB4451",null,"BiT 500 (St)H","5x2x1,5",null,"Bitner","KMT",1,14620,"PLN",0.23,null,null,null,null,null,null,null,"BITNER n91"]
[4201,null,"STEROWNICZE","SB4466",null,"BiT 500 (St)H","6x2x2,5",null,"Bitner","KMT",1,27360,"PLN",0.23,null,null,null,null,null,null,null,"BITNER n91"]
[4220,null,"STEROWNICZE","SB6912",null,"BiT 500 (St)H BLACK","19G0,5",null,"Bitner","KMT",1,10470,"PLN",0.23,null,null,null,null,null,null,null,"BITNER n91"]
[4246,null,"STEROWNICZE","SB6938",null,"BiT 500 (St)H BLACK","25G0,75",null,"Bitner","KMT",1,18860,"PLN",0.23,null,null,null,null,null,null,null,"BITNER n91"]
[4270,null,"STEROWNICZE","SB6962",null,"BiT 500 (St)H BLACK","25G1",null,"Bitner","KMT",1,24770,"PLN",0.23,null,null,null,null,null,null,null,"BITNER n91"]
[4289,null,"STEROWNICZE","SB6981",null,"BiT 500 (St)H BLACK","14G1,5",null,"Bitner","KMT",1,19730,"PLN",0.23,null,null,null,null,null,null,null,"BITNER n91"]
[4304,null,"STEROWNICZE","SB6996",null,"BiT 500 (St)H BLACK","2x2,5",null,"Bitner","KMT",1,5860,"PLN",0.23,null,null,null,null,null,null,null,"BITNER n91"]
[4341,null,"STEROWNICZE","SB7063",null,"BiT 500 (St)H BLACK","24x2x0,5",null,"Bitner","KMT",1,25070,"PLN",0.23,null,null,null,null,null,null,null,"BITNER n91"]
[4358,null,"STEROWNICZE","SB7080",null,"BiT 500 (St)H BLACK","4x2x1",null,"Bitner","KMT",1,9460,"PLN",0.23,null,null,null,null,null,null,null,"BITNER n91"]
[4373,null,"STEROWNICZE","SB7095",null,"BiT 500 (St)H BLACK","5x2x1,5",null,"Bitner","KMT",1,15000,"PLN",0.23,null,null,null,null,null,null,null,"BITNER n91"]
[4392,null,"STEROWNICZE","SB7114",null,"BiT 500 (St)H BLACK","12x2x2,5",null,"Bitner","KMT",1,53410,"PLN",0.23,null,null,null,null,null,null,null,"BITNER n91"]
[4407,null,"STEROWNICZE","SB0512",null,"BiT 500 2(St)","20x2x0,5",null,"Bitner","KMT",1,26740,"PLN",0.23,null,null,null,null,null,null,null,"BITNER n91"]
[4442,null,"STEROWNICZE","SB0547",null,"BiT 500 2(St)","7x2x1,5",null,"Bitner","KMT",1,21690,"PLN",0.23,null,null,null,null,null,null,null,"BITNER n91"]
[4461,null,"STEROWNICZE","SB0566",null,"BiT 500 2(St)","16x2x2,5",null,"Bitner","KMT",1,70850,"PLN",0.23,null,null,null,null,null,null,null,"BITNER n91"]
[4476,null,"STEROWNICZE","SB2914",null,"BiT 500 2(St) BLACK","2x2x0,75",null,"Bitner","KMT",1,4700,"PLN",0.23,null,null,null,null,null,null,null,"BITNER n91"]
[4495,null,"STEROWNICZE","SB2933",null,"BiT 500 2(St) BLACK","7x2x1,0",null,"Bitner","KMT",1,16870,"PLN",0.23,null,null,null,null,null,null,null,"BITNER n91"]
[4521,null,"STEROWNICZE","SB2959",null,"BiT 500 2(St) BLACK","5x2x2,5",null,"Bitner","KMT",1,23610,"PLN",0.23,null,null,null,null,null,null,null,"BITNER n91"]
[4545,null,"STEROWNICZE","SB3016",null,"BiT 500 2(St) BLACK FR","4x2x0,75",null,"Bitner","KMT",1,8820,"PLN",0.23,null,null,null,null,null,null,null,"BITNER n91"]
[4564,null,"STEROWNICZE","SB3035",null,"BiT 500 2(St) BLACK FR","10x2x1,0",null,"Bitner","KMT",1,26070,"PLN",0.23,null,null,null,null,null,null,null,"BITNER n91"]
[4579,null,"STEROWNICZE","SB3050",null,"BiT 500 2(St) BLACK FR","12x2x1,5",null,"Bitner","KMT",1,40710,"PLN",0.23,null,null,null,null,null,null,null,"BITNER n91"]
[4598,null,"STEROWNICZE","SB3082",null,"BiT 500 2(St) BLACK OR","4x2x0,5",null,"Bitner","KMT",1,8610,"PLN",0.23,null,null,null,null,null,null,null,"BITNER n91"]
[4622,null,"STEROWNICZE","SB3106",null,"BiT 500 2(St) BLACK OR","20x2x0,75",null,"Bitner","KMT",1,43200,"PLN",0.23,null,null,null,null,null,null,null,"BITNER n91"]
[4648,null,"STEROWNICZE","SB3132",null,"BiT 500 2(St) BLACK OR","16x2x1,5",null,"Bitner","KMT",1,60300,"PLN",0.23,null,null,null,null,null,null,null,"BITNER n91"]
[4667,null,"STEROWNICZE","SB0854",null,"BiT 500 2(St) FR","6x2x0,5",null,"Bitner","KMT",1,9310,"PLN",0.23,null,null,null,null,null,null,null,"BITNER n91"]
[4682,null,"STEROWNICZE","SB0869",null,"BiT 500 2(St) FR","7x2x0,75",null,"Bitner","KMT",1,13780,"PLN",0.23,null,null,null,null,null,null,null,"BITNER n91"]
[4701,null,"STEROWNICZE","SB0888",null,"BiT 500 2(St) FR","16x2x1,0",null,"Bitner","KMT",1,39680,"PLN",0.23,null,null,null,null,null,null,null,"BITNER n91"]
[4736,null,"STEROWNICZE","SB1196",null,"BiT 500 2(St) OR","8x2x0,5",null,"Bitner","KMT",1,13620,"PLN",0.23,null,null,null,null,null,null,null,"BITNER n91"]
[4751,null,"STEROWNICZE","SB1211",null,"BiT 500 2(St) OR","10x2x0,75",null,"Bitner","KMT",1,21100,"PLN",0.23,null,null,null,null,null,null,null,"BITNER n91"]
[4770,null,"STEROWNICZE","SB1230",null,"BiT 500 2(St) OR","20x2x1,0",null,"Bitner","KMT",1,54500,"PLN",0.23,null,null,null,null,null,null,null,"BITNER n91"]
[4785,null,"STEROWNICZE","SB1245",null,"BiT 500 2(St) OR","24x2x1,5",null,"Bitner","KMT",1,84500,"PLN",0.23,null,null,null,null,null,null,null,"BITNER n91"]
[4802,null,"STEROWNICZE","SB4485",null,"BiT 500 2(St)H","7x2x0,5",null,"Bitner","KMT",1,11670,"PLN",0.23,null,null,null,null,null,null,null,"BITNER n91"]
[4839,null,"STEROWNICZE","SB4522",null,"BiT 500 2(St)H","2x2x1,5",null,"Bitner","KMT",1,8480,"PLN",0.23,null,null,null,null,null,null,null,"BITNER n91"]
[4854,null,"STEROWNICZE","SB4537",null,"BiT 500 2(St)H","3x2x2,5",null,"Bitner","KMT",1,16900,"PLN",0.23,null,null,null,null,null,null,null,"BITNER n91"]
[4873,null,"STEROWNICZE","SB7309",null,"BiT 500 2(St)H BLACK","14x2x0,5",null,"Bitner","KMT",1,22610,"PLN",0.23,null,null,null,null,null,null,null,"BITNER n91"]
[4897,null,"STEROWNICZE","SB7333",null,"BiT 500 2(St)H BLACK","7x2x1,0",null,"Bitner","KMT",1,19570,"PLN",0.23,null,null,null,null,null,null,null,"BITNER n91"]
[4923,null,"STEROWNICZE","SB7359",null,"BiT 500 2(St)H BLACK","5x2x2,5",null,"Bitner","KMT",1,27390,"PLN",0.23,null,null,null,null,null,null,null,"BITNER n91"]
[4942,null,"STEROWNICZE","S58317",null,"BiT 500 BLACK","18G0,5","giętki kabel sterowniczy do zastosowań zewnętrznych i układania w ziemi, żyły numerowane, 300/500 V","Bitner","KMT",1,8500,"PLN",0.23,null,null,null,null,null,null,null,"BITNER n91",null,null,null,null,"http://katalog.bitner.kei.pl/pliki/20_BiT%20500%20BLACK_300_500.pdf","http://katalog.bitner.kei.pl/pliki/D-S-161%20%20BiT%20500%20BLACK.pdf"]
[4957,null,"STEROWNICZE","S58341",null,"BiT 500 BLACK","16G0,75","giętki kabel sterowniczy do zastosowań zewnętrznych i układania w ziemi, żyły numerowane, 300/500 V","Bitner","KMT",1,10240,"PLN",0.23,null,null,null,null,null,null,null,"BITNER n91",null,null,null,null,"http://katalog.bitner.kei.pl/pliki/20_BiT%20500%20BLACK_300_500.pdf","http://katalog.bitner.kei.pl/pliki/D-S-161%20%20BiT%20500%20BLACK.pdf"]
[4976,null,"STEROWNICZE","S58371",null,"BiT 500 BLACK","25G1","giętki kabel sterowniczy do zastosowań zewnętrznych i układania w ziemi, żyły numerowane, 300/500 V","Bitner","KMT",1,20790,"PLN",0.23,null,null,null,null,null,null,null,"BITNER n91",null,null,null,null,"http://katalog.bitner.kei.pl/pliki/20_BiT%20500%20BLACK_300_500.pdf","http://katalog.bitner.kei.pl/pliki/D-S-161%20%20BiT%20500%20BLACK.pdf"]
[4990,null,"STEROWNICZE","S58388",null,"BiT 500 BLACK","7G1,5","giętki kabel sterowniczy do zastosowań zewnętrznych i układania w ziemi, żyły numerowane, 300/500 V","Bitner","KMT",1,8660,"PLN",0.23,null,null,null,null,null,null,null,"BITNER n91",null,null,null,null,"http://katalog.bitner.kei.pl/pliki/20_BiT%20500%20BLACK_300_500.pdf","http://katalog.bitner.kei.pl/pliki/D-S-161%20%20BiT%20500%20BLACK.pdf"]
[5026,null,"STEROWNICZE","S58435",null,"BiT 500 BLACK","30G1,5","giętki kabel sterowniczy do zastosowań zewnętrznych i układania w ziemi, żyły numerowane, 300/500 V","Bitner","KMT",1,34980,"PLN",0.23,null,null,null,null,null,null,null,"BITNER n91",null,null,null,null,"http://katalog.bitner.kei.pl/pliki/20_BiT%20500%20BLACK_300_500.pdf","http://katalog.bitner.kei.pl/pliki/D-S-161%20%20BiT%20500%20BLACK.pdf"]
[5045,null,"STEROWNICZE","S58455",null,"BiT 500 BLACK","3G4","giętki kabel sterowniczy do zastosowań zewnętrznych i układania w ziemi, żyły numerowane, 300/500 V","Bitner","KMT",1,10080,"PLN",0.23,null,null,null,null,null,null,null,"BITNER n91",null,null,null,null,"http://katalog.bitner.kei.pl/pliki/20_BiT%20500%20BLACK_300_500.pdf","http://katalog.bitner.kei.pl/pliki/D-S-161%20%20BiT%20500%20BLACK.pdf"]
[5060,null,"STEROWNICZE","S58473",null,"BiT 500 BLACK","7G10","giętki kabel sterowniczy do zastosowań zewnętrznych i układania w ziemi, żyły numerowane, 300/500 V","Bitner","KMT",1,54820,"PLN",0.23,null,null,null,null,null,null,null,"BITNER n91",null,null,null,null,"http://katalog.bitner.kei.pl/pliki/20_BiT%20500%20BLACK_300_500.pdf","http://katalog.bitner.kei.pl/pliki/D-S-161%20%20BiT%20500%20BLACK.pdf"]
[5077,null,"STEROWNICZE","S58498",null,"BiT 500 BLACK","5G70","giętki kabel sterowniczy do zastosowań zewnętrznych i układania w ziemi, żyły numerowane, 300/500 V","Bitner","KMT",1,264940,"PLN",0.23,null,null,null,null,null,null,null,"BITNER n91",null,null,null,null,"http://katalog.bitner.kei.pl/pliki/20_BiT%20500%20BLACK_300_500.pdf","http://katalog.bitner.kei.pl/pliki/D-S-161%20%20BiT%20500%20BLACK.pdf"]
[5093,null,"STEROWNICZE","S59405",null,"BiT 500 BLACK","3x2x0,75",null,"Bitner","KMT",1,4430,"PLN",0.23,null,null,null,null,null,null,null,"BITNER n91"]
[5129,null,"STEROWNICZE","S59441",null,"BiT 500 BLACK","14x2x1,5",null,"Bitner","KMT",1,31280,"PLN",0.23,null,null,null,null,null,null,null,"BITNER n91"]
[5148,null,"STEROWNICZE","SB1805",null,"BiT 500 BLACK FR","5G0,5",null,"Bitner","KMT",1,3190,"PLN",0.23,null,null,null,null,null,null,null,"BITNER n91"]
[5172,null,"STEROWNICZE","SB1835",null,"BiT 500 BLACK FR","5G0,75",null,"Bitner","KMT",1,4190,"PLN",0.23,null,null,null,null,null,null,null,"BITNER n91"]
[5177,null,"STEROWNICZE","SB1844",null,"BiT 500 BLACK FR","12G0,75",null,"Bitner","KMT",1,9020,"PLN",0.23,null,null,null,null,null,null,null,"BITNER n91"]
[5196,null,"STEROWNICZE","SB1866",null,"BiT 500 BLACK FR","5G1",null,"Bitner","KMT",1,5260,"PLN",0.23,null,null,null,null,null,null,null,"BITNER n91"]
[5232,null,"STEROWNICZE","SB1915",null,"BiT 500 BLACK FR","27G1,5",null,"Bitner","KMT",1,34660,"PLN",0.23,null,null,null,null,null,null,null,"BITNER n91"]
[5247,null,"STEROWNICZE","SB1936",null,"BiT 500 BLACK FR","12G2,5",null,"Bitner","KMT",1,25400,"PLN",0.23,null,null,null,null,null,null,null,"BITNER n91"]
[5273,null,"STEROWNICZE","SB1966",null,"BiT 500 BLACK FR","5G10",null,"Bitner","KMT",1,43880,"PLN",0.23,null,null,null,null,null,null,null,"BITNER n91"]
[5280,null,"STEROWNICZE","SB1974",null,"BiT 500 BLACK FR","3G25",null,"Bitner","KMT",1,63420,"PLN",0.23,null,null,null,null,null,null,null,"BITNER n91"]
[5320,null,"STEROWNICZE","SB2021",null,"BiT 500 BLACK FR","2x2x1,0",null,"Bitner","KMT",1,4290,"PLN",0.23,null,null,null,null,null,null,null,"BITNER n91"]
[5335,null,"STEROWNICZE","SB2036",null,"BiT 500 BLACK FR","3x2x1,5",null,"Bitner","KMT",1,8100,"PLN",0.23,null,null,null,null,null,null,null,"BITNER n91"]
[5352,null,"STEROWNICZE","SB2053",null,"BiT 500 BLACK FR","6x2x2,5",null,"Bitner","KMT",1,23990,"PLN",0.23,null,null,null,null,null,null,null,"BITNER n91"]
[5368,null,"STEROWNICZE","SB2115",null,"BiT 500 BLACK OR","14G0,5",null,"Bitner","KMT",1,9050,"PLN",0.23,null,null,null,null,null,null,null,"BITNER n91"]
[5383,null,"STEROWNICZE","SB2130",null,"BiT 500 BLACK OR","2x0,75",null,"Bitner","KMT",1,2790,"PLN",0.23,null,null,null,null,null,null,null,"BITNER n91"]
[5419,null,"STEROWNICZE","SB2181",null,"BiT 500 BLACK OR","19G1",null,"Bitner","KMT",1,19390,"PLN",0.23,null,null,null,null,null,null,null,"BITNER n91"]
[5438,null,"STEROWNICZE","SB2205",null,"BiT 500 BLACK OR","10G1,5",null,"Bitner","KMT",1,15710,"PLN",0.23,null,null,null,null,null,null,null,"BITNER n91"]
[5453,null,"STEROWNICZE","SB2222",null,"BiT 500 BLACK OR","56G1,5",null,"Bitner","KMT",1,78700,"PLN",0.23,null,null,null,null,null,null,null,"BITNER n91"]
[5471,null,"STEROWNICZE","SB2247",null,"BiT 500 BLACK OR","50G2,5",null,"Bitner","KMT",1,114010,"PLN",0.23,null,null,null,null,null,null,null,"BITNER n91"]
[5507,null,"STEROWNICZE","SB2294",null,"BiT 500 BLACK OR","3x2x0,5",null,"Bitner","KMT",1,4490,"PLN",0.23,null,null,null,null,null,null,null,"BITNER n91"]
[5522,null,"STEROWNICZE","SB2309",null,"BiT 500 BLACK OR","4x2x0,75",null,"Bitner","KMT",1,7250,"PLN",0.23,null,null,null,null,null,null,null,"BITNER n91"]
[5548,null,"STEROWNICZE","SB2335",null,"BiT 500 BLACK OR","2x2x1,5",null,"Bitner","KMT",1,7190,"PLN",0.23,null,null,null,null,null,null,null,"BITNER n91"]
[5555,null,"STEROWNICZE","SB2342",null,"BiT 500 BLACK OR","10x2x1,5",null,"Bitner","KMT",1,28410,"PLN",0.23,null,null,null,null,null,null,null,"BITNER n91"]
[5574,null,"STEROWNICZE","SB4021",null,"BiT 500 C","3G0,5",null,"Bitner","KMT",1,2270,"PLN",0.23,null,null,null,null,null,null,null,"BITNER n91"]
[5610,null,"STEROWNICZE","SB4070",null,"BiT 500 C","21G0,75",null,"Bitner","KMT",1,15630,"PLN",0.23,null,null,null,null,null,null,null,"BITNER n91"]
[5625,null,"STEROWNICZE","SB4088",null,"BiT 500 C","6G1",null,"Bitner","KMT",1,6980,"PLN",0.23,null,null,null,null,null,null,null,"BITNER n91"]
[5649,null,"STEROWNICZE","SB4120",null,"BiT 500 C","6G1,5",null,"Bitner","KMT",1,9420,"PLN",0.23,null,null,null,null,null,null,null,"BITNER n91"]
[5658,null,"STEROWNICZE","SB4133",null,"BiT 500 C","21G1,5",null,"Bitner","KMT",1,27300,"PLN",0.23,null,null,null,null,null,null,null,"BITNER n91"]
[5694,null,"STEROWNICZE","SB4177",null,"BiT 500 C","3x2x0,5",null,"Bitner","KMT",1,5050,"PLN",0.23,null,null,null,null,null,null,null,"BITNER n91"]
[5713,null,"STEROWNICZE","SB4196",null,"BiT 500 C","8x2x0,75",null,"Bitner","KMT",1,13480,"PLN",0.23,null,null,null,null,null,null,null,"BITNER n91"]
[5728,null,"STEROWNICZE","SB4211",null,"BiT 500 C","10x2x1",null,"Bitner","KMT",1,20130,"PLN",0.23,null,null,null,null,null,null,null,"BITNER n91"]
[5746,null,"STEROWNICZE","SB4229",null,"BiT 500 C","18x2x1,5",null,"Bitner","KMT",1,47180,"PLN",0.23,null,null,null,null,null,null,null,"BITNER n91"]
[5761,null,"STEROWNICZE","SB3171",null,"BiT 500 C BLACK","3G0,5",null,"Bitner","KMT",1,2620,"PLN",0.23,null,null,null,null,null,null,null,"BITNER n91"]
[5797,null,"STEROWNICZE","SB3220",null,"BiT 500 C BLACK","21G0,75",null,"Bitner","KMT",1,16150,"PLN",0.23,null,null,null,null,null,null,null,"BITNER n91"]
[5816,null,"STEROWNICZE","SB3245",null,"BiT 500 C BLACK","12G1",null,"Bitner","KMT",1,12680,"PLN",0.23,null,null,null,null,null,null,null,"BITNER n91"]
[5829,null,"STEROWNICZE","SB3260",null,"BiT 500 C BLACK","50G1",null,"Bitner","KMT",1,44790,"PLN",0.23,null,null,null,null,null,null,null,"BITNER n91"]
[5845,null,"STEROWNICZE","SB3283",null,"BiT 500 C BLACK","21G1,5",null,"Bitner","KMT",1,28060,"PLN",0.23,null,null,null,null,null,null,null,"BITNER n91"]
[5864,null,"STEROWNICZE","SB3309",null,"BiT 500 C BLACK","16G2,5",null,"Bitner","KMT",1,34080,"PLN",0.23,null,null,null,null,null,null,null,"BITNER n91"]
[5900,null,"STEROWNICZE","SB3346",null,"BiT 500 C BLACK","8x2x0,75",null,"Bitner","KMT",1,13890,"PLN",0.23,null,null,null,null,null,null,null,"BITNER n91"]
[5904,null,"STEROWNICZE","SB3350",null,"BiT 500 C BLACK","16x2x0,75",null,"Bitner","KMT",1,24850,"PLN",0.23,null,null,null,null,null,null,null,"BITNER n91"]
[5933,null,"STEROWNICZE","SB3379",null,"BiT 500 C BLACK","18x2x1,5",null,"Bitner","KMT",1,47900,"PLN",0.23,null,null,null,null,null,null,null,"BITNER n91"]
[5948,null,"STEROWNICZE","SB3411",null,"BiT 500 C BLACK FR","3G0,5",null,"Bitner","KMT",1,2880,"PLN",0.23,null,null,null,null,null,null,null,"BITNER n91"]
[5967,null,"STEROWNICZE","SB3436",null,"BiT 500 C BLACK FR","42G0,5",null,"Bitner","KMT",1,24120,"PLN",0.23,null,null,null,null,null,null,null,"BITNER n91"]
[6003,null,"STEROWNICZE","SB3485",null,"BiT 500 C BLACK FR","12G1",null,"Bitner","KMT",1,13690,"PLN",0.23,null,null,null,null,null,null,null,"BITNER n91"]
[6025,null,"STEROWNICZE","SB3514",null,"BiT 500 C BLACK FR","8G1,5",null,"Bitner","KMT",1,13270,"PLN",0.23,null,null,null,null,null,null,null,"BITNER n91"]
[6036,null,"STEROWNICZE","SB3527",null,"BiT 500 C BLACK FR","34G1,5",null,"Bitner","KMT",1,47640,"PLN",0.23,null,null,null,null,null,null,null,"BITNER n91"]
[6051,null,"STEROWNICZE","SB3549",null,"BiT 500 C BLACK FR","16G2,5",null,"Bitner","KMT",1,36810,"PLN",0.23,null,null,null,null,null,null,null,"BITNER n91"]
[6070,null,"STEROWNICZE","SB3569",null,"BiT 500 C BLACK FR","5x2x0,5",null,"Bitner","KMT",1,8310,"PLN",0.23,null,null,null,null,null,null,null,"BITNER n91"]
[6104,null,"STEROWNICZE","SB3603",null,"BiT 500 C BLACK FR","14x2x1",null,"Bitner","KMT",1,30650,"PLN",0.23,null,null,null,null,null,null,null,"BITNER n91"]
[6120,null,"STEROWNICZE","SB3619",null,"BiT 500 C BLACK FR","18x2x1,5",null,"Bitner","KMT",1,52690,"PLN",0.23,null,null,null,null,null,null,null,"BITNER n91"]
[6139,null,"STEROWNICZE","SB3658",null,"BiT 500 C BLACK OR","7G0,5",null,"Bitner","KMT",1,6010,"PLN",0.23,null,null,null,null,null,null,null,"BITNER n91"]
[6154,null,"STEROWNICZE","SB3676",null,"BiT 500 C BLACK OR","42G0,5",null,"Bitner","KMT",1,27910,"PLN",0.23,null,null,null,null,null,null,null,"BITNER n91"]
[6173,null,"STEROWNICZE","SB3702",null,"BiT 500 C BLACK OR","27G0,75",null,"Bitner","KMT",1,25110,"PLN",0.23,null,null,null,null,null,null,null,"BITNER n91"]
[6205,null,"STEROWNICZE","SB3742",null,"BiT 500 C BLACK OR","61G1",null,"Bitner","KMT",1,65520,"PLN",0.23,null,null,null,null,null,null,null,"BITNER n91"]
[6223,null,"STEROWNICZE","SB3767",null,"BiT 500 C BLACK OR","34G1,5",null,"Bitner","KMT",1,54260,"PLN",0.23,null,null,null,null,null,null,null,"BITNER n91"]
[6242,null,"STEROWNICZE","SB3793",null,"BiT 500 C BLACK OR","30G2,5",null,"Bitner","KMT",1,74940,"PLN",0.23,null,null,null,null,null,null,null,"BITNER n91"]
[6257,null,"STEROWNICZE","SB3809",null,"BiT 500 C BLACK OR","5x2x0,5",null,"Bitner","KMT",1,9970,"PLN",0.23,null,null,null,null,null,null,null,"BITNER n91"]
[6280,null,"STEROWNICZE","SB3832",null,"BiT 500 C BLACK OR","20x2x0,75",null,"Bitner","KMT",1,37290,"PLN",0.23,null,null,null,null,null,null,null,"BITNER n91"]
[6311,null,"STEROWNICZE","SB3863",null,"BiT 500 C BLACK OR","3x2x2,5",null,"Bitner","KMT",1,19330,"PLN",0.23,null,null,null,null,null,null,null,"BITNER n91"]
[6326,null,"STEROWNICZE","SB1461",null,"BiT 500 C FR","7x2x0,5",null,"Bitner","KMT",1,10030,"PLN",0.23,null,null,null,null,null,null,null,"BITNER n91"]
[6345,null,"STEROWNICZE","SB1480",null,"BiT 500 C FR","16x2x0,75",null,"Bitner","KMT",1,26440,"PLN",0.23,null,null,null,null,null,null,null,"BITNER n91"]
[6379,null,"STEROWNICZE","SB1514",null,"BiT 500 C FR","4x2x2,5",null,"Bitner","KMT",1,20670,"PLN",0.23,null,null,null,null,null,null,null,"BITNER n91"]
[6395,null,"STEROWNICZE","SB1312",null,"BiT 500 C FR ","10G0,5",null,"Bitner","KMT",1,7460,"PLN",0.23,null,null,null,null,null,null,null,"BITNER n91"]
[6414,null,"STEROWNICZE","SB1333",null,"BiT 500 C FR ","4G0,75",null,"Bitner","KMT",1,3900,"PLN",0.23,null,null,null,null,null,null,null,"BITNER n91"]
[6429,null,"STEROWNICZE","SB1354",null,"BiT 500 C FR ","34G0,75",null,"Bitner","KMT",1,26410,"PLN",0.23,null,null,null,null,null,null,null,"BITNER n91"]
[6448,null,"STEROWNICZE","SB1381",null,"BiT 500 C FR ","19G1",null,"Bitner","KMT",1,19300,"PLN",0.23,null,null,null,null,null,null,null,"BITNER n91"]
[6480,null,"STEROWNICZE","SB1420",null,"BiT 500 C FR ","42G1,5",null,"Bitner","KMT",1,56260,"PLN",0.23,null,null,null,null,null,null,null,"BITNER n91"]
[6498,null,"STEROWNICZE","SB1445",null,"BiT 500 C FR ","37G2,5",null,"Bitner","KMT",1,78060,"PLN",0.23,null,null,null,null,null,null,null,"BITNER n91"]
[6517,null,"STEROWNICZE","SB1565",null,"BiT 500 C OR ","14G0,5",null,"Bitner","KMT",1,10280,"PLN",0.23,null,null,null,null,null,null,null,"BITNER n91"]
[6532,null,"STEROWNICZE","SB1580",null,"BiT 500 C OR ","2x0,75",null,"Bitner","KMT",1,2860,"PLN",0.23,null,null,null,null,null,null,null,"BITNER n91"]
[6559,null,"STEROWNICZE","SB1616",null,"BiT 500 C OR ","5G1",null,"Bitner","KMT",1,7300,"PLN",0.23,null,null,null,null,null,null,null,"BITNER n91"]
[6586,null,"STEROWNICZE","SB1654",null,"BiT 500 C OR ","8G1,5",null,"Bitner","KMT",1,14490,"PLN",0.23,null,null,null,null,null,null,null,"BITNER n91"]
[6601,null,"STEROWNICZE","SB1671",null,"BiT 500 C OR ","50G1,5",null,"Bitner","KMT",1,74550,"PLN",0.23,null,null,null,null,null,null,null,"BITNER n91"]
[6620,null,"STEROWNICZE","SB1697",null,"BiT 500 C OR ","50G2,5",null,"Bitner","KMT",1,120190,"PLN",0.23,null,null,null,null,null,null,null,"BITNER n91"]
[6635,null,"STEROWNICZE","SB1713",null,"BiT 500 C OR ","10x2x0,5",null,"Bitner","KMT",1,15130,"PLN",0.23,null,null,null,null,null,null,null,"BITNER n91"]
[6660,null,"STEROWNICZE","SB1738",null,"BiT 500 C OR ","6x2x1,0",null,"Bitner","KMT",1,15890,"PLN",0.23,null,null,null,null,null,null,null,"BITNER n91"]
[6689,null,"STEROWNICZE","SB1767",null,"BiT 500 C OR ","7x2x2,5",null,"Bitner","KMT",1,38170,"PLN",0.23,null,null,null,null,null,null,null,"BITNER n91"]
[6704,null,"STEROWNICZE","SB5515",null,"BiT 500 CH ","14G0,5",null,"Bitner","KMT",1,9780,"PLN",0.23,null,null,null,null,null,null,null,"BITNER n91"]
[6723,null,"STEROWNICZE","SB5537",null,"BiT 500 CH ","6G0,75",null,"Bitner","KMT",1,6730,"PLN",0.23,null,null,null,null,null,null,null,"BITNER n91"]
[6735,null,"STEROWNICZE","SB5553",null,"BiT 500 CH ","30G0,75",null,"Bitner","KMT",1,25070,"PLN",0.23,null,null,null,null,null,null,null,"BITNER n91"]
[6773,null,"STEROWNICZE","SB5604",null,"BiT 500 CH ","8G1,5",null,"Bitner","KMT",1,13780,"PLN",0.23,null,null,null,null,null,null,null,"BITNER n91"]
[6792,null,"STEROWNICZE","SB5625",null,"BiT 500 CH ","3G2,5",null,"Bitner","KMT",1,9230,"PLN",0.23,null,null,null,null,null,null,null,"BITNER n91"]
[6807,null,"STEROWNICZE","SB5647",null,"BiT 500 CH ","50G2,5",null,"Bitner","KMT",1,114280,"PLN",0.23,null,null,null,null,null,null,null,"BITNER n91"]
[6822,null,"STEROWNICZE","SB5877",null,"BiT 500 CH ","10x2x0,5",null,"Bitner","KMT",1,14270,"PLN",0.23,null,null,null,null,null,null,null,"BITNER n91"]
[6856,null,"STEROWNICZE","SB5911",null,"BiT 500 CH ","24x2x1,0",null,"Bitner","KMT",1,50030,"PLN",0.23,null,null,null,null,null,null,null,"BITNER n91"]
[6876,null,"STEROWNICZE","SB5931",null,"BiT 500 CH ","7x2x2,5",null,"Bitner","KMT",1,36300,"PLN",0.23,null,null,null,null,null,null,null,"BITNER n91"]
[6895,null,"STEROWNICZE","SB6013",null,"BiT 500 CH BLACK","21G0,5",null,"Bitner","KMT",1,14160,"PLN",0.23,null,null,null,null,null,null,null,"BITNER n91"]
[6910,null,"STEROWNICZE","SB6028",null,"BiT 500 CH BLACK","6G0,75",null,"Bitner","KMT",1,6450,"PLN",0.23,null,null,null,null,null,null,null,"BITNER n91"]
[6935,null,"STEROWNICZE","SB6053",null,"BiT 500 CH BLACK","7G1",null,"Bitner","KMT",1,9440,"PLN",0.23,null,null,null,null,null,null,null,"BITNER n91"]
[6943,null,"STEROWNICZE","SB6061",null,"BiT 500 CH BLACK","21G1",null,"Bitner","KMT",1,23340,"PLN",0.23,null,null,null,null,null,null,null,"BITNER n91"]
[6979,null,"STEROWNICZE","SB6097",null,"BiT 500 CH BLACK","3G2,5",null,"Bitner","KMT",1,9550,"PLN",0.23,null,null,null,null,null,null,null,"BITNER n91"]
[6998,null,"STEROWNICZE","SB6116",null,"BiT 500 CH BLACK","5G4",null,"Bitner","KMT",1,22100,"PLN",0.23,null,null,null,null,null,null,null,"BITNER n91"]
[7013,null,"STEROWNICZE","SB6141",null,"BiT 500 CH BLACK","18x2x0,5",null,"Bitner","KMT",1,23430,"PLN",0.23,null,null,null,null,null,null,null,"BITNER n91"]
[7036,null,"STEROWNICZE","SB6164",null,"BiT 500 CH BLACK","8x2x1,0",null,"Bitner","KMT",1,19820,"PLN",0.23,null,null,null,null,null,null,null,"BITNER n91"]
[7046,null,"STEROWNICZE","SB6174",null,"BiT 500 CH BLACK","4x2x1,5",null,"Bitner","KMT",1,15140,"PLN",0.23,null,null,null,null,null,null,null,"BITNER n91"]
[7082,null,"STEROWNICZE","S54280",null,"BiT 500 CY","42G0,75","elastyczny, ekranowany przewód sterowniczy o żyłach numerowanych","Bitner","KMT",1,32700,"PLN",0.23,null,null,null,null,null,null,null,"BITNER n91",null,null,null,null,"http://katalog.bitner.kei.pl/pliki/8_BiT%20500%20CY_300_500.pdf","http://katalog.bitner.kei.pl/pliki/DS_019_BiT_500_BiT_500CY.pdf"]
[7097,null,"STEROWNICZE","S54301",null,"BiT 500 CY","3G0,5","elastyczny, ekranowany przewód sterowniczy o żyłach numerowanych","Bitner","KMT",1,2940,"PLN",0.23,null,null,null,null,null,null,null,"BITNER n91",null,null,null,null,"http://katalog.bitner.kei.pl/pliki/8_BiT%20500%20CY_300_500.pdf","http://katalog.bitner.kei.pl/pliki/DS_019_BiT_500_BiT_500CY.pdf"]
[7111,null,"STEROWNICZE","S54317",null,"BiT 500 CY","30G0,5","elastyczny, ekranowany przewód sterowniczy o żyłach numerowanych","Bitner","KMT",1,17900,"PLN",0.23,null,null,null,null,null,null,null,"BITNER n91",null,null,null,null,"http://katalog.bitner.kei.pl/pliki/8_BiT%20500%20CY_300_500.pdf","http://katalog.bitner.kei.pl/pliki/DS_019_BiT_500_BiT_500CY.pdf"]
[7130,null,"STEROWNICZE","S54338",null,"BiT 500 CY","5G1","elastyczny, ekranowany przewód sterowniczy o żyłach numerowanych","Bitner","KMT",1,7080,"PLN",0.23,null,null,null,null,null,null,null,"BITNER n91",null,null,null,null,"http://katalog.bitner.kei.pl/pliki/8_BiT%20500%20CY_300_500.pdf","http://katalog.bitner.kei.pl/pliki/DS_019_BiT_500_BiT_500CY.pdf"]
[7149,null,"STEROWNICZE","S54359",null,"BiT 500 CY","12G1,5","elastyczny, ekranowany przewód sterowniczy o żyłach numerowanych","Bitner","KMT",1,18530,"PLN",0.23,null,null,null,null,null,null,null,"BITNER n91",null,null,null,null,"http://katalog.bitner.kei.pl/pliki/8_BiT%20500%20CY_300_500.pdf","http://katalog.bitner.kei.pl/pliki/DS_019_BiT_500_BiT_500CY.pdf"]
[7185,null,"STEROWNICZE","S54655",null,"BiT 500 CY","5G4","elastyczny, ekranowany przewód sterowniczy o żyłach numerowanych","Bitner","KMT",1,20290,"PLN",0.23,null,null,null,null,null,null,null,"BITNER n91",null,null,null,null,"http://katalog.bitner.kei.pl/pliki/8_BiT%20500%20CY_300_500.pdf","http://katalog.bitner.kei.pl/pliki/DS_019_BiT_500_BiT_500CY.pdf"]
[7200,null,"STEROWNICZE","SB8661",null,"BiT 500 CY FR ","18G0,5",null,"Bitner","KMT",1,12590,"PLN",0.23,null,null,null,null,null,null,null,"BITNER n91"]
[7212,null,"STEROWNICZE","SB8673",null,"BiT 500 CY FR ","61G0,5",null,"Bitner","KMT",1,35070,"PLN",0.23,null,null,null,null,null,null,null,"BITNER n91"]
[7233,null,"STEROWNICZE","SB8694",null,"BiT 500 CY FR ","42G0,75",null,"Bitner","KMT",1,34990,"PLN",0.23,null,null,null,null,null,null,null,"BITNER n91"]
[7269,null,"STEROWNICZE","SB8730",null,"BiT 500 CY FR ","12G1,5",null,"Bitner","KMT",1,19830,"PLN",0.23,null,null,null,null,null,null,null,"BITNER n91"]
[7288,null,"STEROWNICZE","SB8749",null,"BiT 500 CY FR ","5G2,5",null,"Bitner","KMT",1,14180,"PLN",0.23,null,null,null,null,null,null,null,"BITNER n91"]
[7311,null,"STEROWNICZE","SB8802",null,"BiT 500 CY OR ","4G0,5",null,"Bitner","KMT",1,4260,"PLN",0.23,null,null,null,null,null,null,null,"BITNER n91"]
[7321,null,"STEROWNICZE","SB8812",null,"BiT 500 CY OR ","19G0,5",null,"Bitner","KMT",1,15010,"PLN",0.23,null,null,null,null,null,null,null,"BITNER n91"]
[7336,null,"STEROWNICZE","SB8827",null,"BiT 500 CY OR ","5G0,75",null,"Bitner","KMT",1,7390,"PLN",0.23,null,null,null,null,null,null,null,"BITNER n91"]
[7372,null,"STEROWNICZE","SB8863",null,"BiT 500 CY OR ","27G1",null,"Bitner","KMT",1,33110,"PLN",0.23,null,null,null,null,null,null,null,"BITNER n91"]
[7391,null,"STEROWNICZE","SB8882",null,"BiT 500 CY OR ","16G1,5",null,"Bitner","KMT",1,28340,"PLN",0.23,null,null,null,null,null,null,null,"BITNER n91"]
[7412,null,"STEROWNICZE","SB8903",null,"BiT 500 CY OR ","14G2,5",null,"Bitner","KMT",1,38870,"PLN",0.23,null,null,null,null,null,null,null,"BITNER n91"]
[7424,null,"STEROWNICZE","SB8915",null,"BiT 500 CY OR ","4G4",null,"Bitner","KMT",1,20180,"PLN",0.23,null,null,null,null,null,null,null,"BITNER n91"]
[7460,null,"STEROWNICZE","S58898",null,"BiT 500 FR","10G0,75","uniepalnione, giętkie kable sterownicze, żyły numerowane, 300/500 V","Bitner","KMT",1,6970,"PLN",0.23,null,null,null,null,null,null,null,"BITNER n91",null,null,null,null,"http://katalog.bitner.kei.pl/pliki/12_BiT%20500%20FR_300_500.pdf","http://katalog.bitner.kei.pl/pliki/D_S_020_2013_BiT_500_FR.pdf"]
[7475,null,"STEROWNICZE","S58914",null,"BiT 500 FR","56G0,75","uniepalnione, giętkie kable sterownicze, żyły numerowane, 300/500 V","Bitner","KMT",1,36400,"PLN",0.23,null,null,null,null,null,null,null,"BITNER n91",null,null,null,null,"http://katalog.bitner.kei.pl/pliki/12_BiT%20500%20FR_300_500.pdf","http://katalog.bitner.kei.pl/pliki/D_S_020_2013_BiT_500_FR.pdf"]
[7487,null,"STEROWNICZE","S58933",null,"BiT 500 FR","16G1","uniepalnione, giętkie kable sterownicze, żyły numerowane, 300/500 V","Bitner","KMT",1,13800,"PLN",0.23,null,null,null,null,null,null,null,"BITNER n91",null,null,null,null,"http://katalog.bitner.kei.pl/pliki/12_BiT%20500%20FR_300_500.pdf","http://katalog.bitner.kei.pl/pliki/D_S_020_2013_BiT_500_FR.pdf"]
[7508,null,"STEROWNICZE","S58960",null,"BiT 500 FR","10G1,5","uniepalnione, giętkie kable sterownicze, żyły numerowane, 300/500 V","Bitner","KMT",1,12560,"PLN",0.23,null,null,null,null,null,null,null,"BITNER n91",null,null,null,null,"http://katalog.bitner.kei.pl/pliki/12_BiT%20500%20FR_300_500.pdf","http://katalog.bitner.kei.pl/pliki/D_S_020_2013_BiT_500_FR.pdf"]
[7523,null,"STEROWNICZE","S58977",null,"BiT 500 FR","56G1,5","uniepalnione, giętkie kable sterownicze, żyły numerowane, 300/500 V","Bitner","KMT",1,67920,"PLN",0.23,null,null,null,null,null,null,null,"BITNER n91",null,null,null,null,"http://katalog.bitner.kei.pl/pliki/12_BiT%20500%20FR_300_500.pdf","http://katalog.bitner.kei.pl/pliki/D_S_020_2013_BiT_500_FR.pdf"]
[7563,null,"STEROWNICZE","S59025",null,"BiT 500 FR","2x2x0,75","uniepalnione, giętkie kable sterownicze, żyły numerowane, 300/500 V","Bitner","KMT",1,2920,"PLN",0.23,null,null,null,null,null,null,null,"BITNER n91",null,null,null,null,"http://katalog.bitner.kei.pl/pliki/12_BiT%20500%20FR_300_500.pdf","http://katalog.bitner.kei.pl/pliki/D_S_020_2013_BiT_500_FR.pdf"]
[7566,null,"STEROWNICZE","S59028",null,"BiT 500 FR","5x2x0,75","uniepalnione, giętkie kable sterownicze, żyły numerowane, 300/500 V","Bitner","KMT",1,6670,"PLN",0.23,null,null,null,null,null,null,null,"BITNER n91",null,null,null,null,"http://katalog.bitner.kei.pl/pliki/12_BiT%20500%20FR_300_500.pdf","http://katalog.bitner.kei.pl/pliki/D_S_020_2013_BiT_500_FR.pdf"]
[7596,null,"STEROWNICZE","S59058",null,"BiT 500 FR","7x2x1,5","uniepalnione, giętkie kable sterownicze, żyły numerowane, 300/500 V","Bitner","KMT",1,16320,"PLN",0.23,null,null,null,null,null,null,null,"BITNER n91",null,null,null,null,"http://katalog.bitner.kei.pl/pliki/12_BiT%20500%20FR_300_500.pdf","http://katalog.bitner.kei.pl/pliki/D_S_020_2013_BiT_500_FR.pdf"]
[7611,null,"STEROWNICZE","S59073",null,"BiT 500 FR","8x2x2,5","uniepalnione, giętkie kable sterownicze, żyły numerowane, 300/500 V","Bitner","KMT",1,29890,"PLN",0.23,null,null,null,null,null,null,null,"BITNER n91",null,null,null,null,"http://katalog.bitner.kei.pl/pliki/12_BiT%20500%20FR_300_500.pdf","http://katalog.bitner.kei.pl/pliki/D_S_020_2013_BiT_500_FR.pdf"]
[7647,null,"STEROWNICZE","H50049",null,"BiT 500 H","2x1","giętki, bezhalogenowy kabel sterowniczy, żyły numerowane, 300/500V","Bitner","KMT",1,2120,"PLN",0.23,null,null,null,null,null,null,null,"BITNER n91",null,null,null,null,"http://katalog.bitner.kei.pl/pliki/34_BiT%20500%20H_300_500.pdf","http://katalog.bitner.kei.pl/pliki/D-S-008-2013%20%20BiT%20500H,%20BiT500CH.pdf"]
[7666,null,"STEROWNICZE","H50082",null,"BiT 500 H","7G1,5","giętki, bezhalogenowy kabel sterowniczy, żyły numerowane, 300/500V","Bitner","KMT",1,9230,"PLN",0.23,null,null,null,null,null,null,null,"BITNER n91",null,null,null,null,"http://katalog.bitner.kei.pl/pliki/34_BiT%20500%20H_300_500.pdf","http://katalog.bitner.kei.pl/pliki/D-S-008-2013%20%20BiT%20500H,%20BiT500CH.pdf"]
[7687,null,"STEROWNICZE","H51821",null,"BiT 500 H","27G0,75","giętki, bezhalogenowy kabel sterowniczy, żyły numerowane, 300/500V","Bitner","KMT",1,19140,"PLN",0.23,null,null,null,null,null,null,null,"BITNER n91",null,null,null,null,"http://katalog.bitner.kei.pl/pliki/34_BiT%20500%20H_300_500.pdf","http://katalog.bitner.kei.pl/pliki/D-S-008-2013%20%20BiT%20500H,%20BiT500CH.pdf"]
[7695,null,"STEROWNICZE","H51829",null,"BiT 500 H","61G0,75","giętki, bezhalogenowy kabel sterowniczy, żyły numerowane, 300/500V","Bitner","KMT",1,42180,"PLN",0.23,null,null,null,null,null,null,null,"BITNER n91",null,null,null,null,"http://katalog.bitner.kei.pl/pliki/34_BiT%20500%20H_300_500.pdf","http://katalog.bitner.kei.pl/pliki/D-S-008-2013%20%20BiT%20500H,%20BiT500CH.pdf"]
[7714,null,"STEROWNICZE","H51848",null,"BiT 500 H","40G1,5","giętki, bezhalogenowy kabel sterowniczy, żyły numerowane, 300/500V","Bitner","KMT",1,51920,"PLN",0.23,null,null,null,null,null,null,null,"BITNER n91",null,null,null,null,"http://katalog.bitner.kei.pl/pliki/34_BiT%20500%20H_300_500.pdf","http://katalog.bitner.kei.pl/pliki/D-S-008-2013%20%20BiT%20500H,%20BiT500CH.pdf"]
[7750,null,"STEROWNICZE","H52014",null,"BiT 500 H","2x2x0,75","giętki, bezhalogenowy kabel sterowniczy, żyły numerowane, 300/500V","Bitner","KMT",1,3240,"PLN",0.23,null,null,null,null,null,null,null,"BITNER n91",null,null,null,null,"http://katalog.bitner.kei.pl/pliki/34_BiT%20500%20H_300_500.pdf","http://katalog.bitner.kei.pl/pliki/D-S-008-2013%20%20BiT%20500H,%20BiT500CH.pdf"]
[7762,null,"STEROWNICZE","H52026",null,"BiT 500 H","20x2x0,75","giętki, bezhalogenowy kabel sterowniczy, żyły numerowane, 300/500V","Bitner","KMT",1,26630,"PLN",0.23,null,null,null,null,null,null,null,"BITNER n91",null,null,null,null,"http://katalog.bitner.kei.pl/pliki/34_BiT%20500%20H_300_500.pdf","http://katalog.bitner.kei.pl/pliki/D-S-008-2013%20%20BiT%20500H,%20BiT500CH.pdf"]
[7783,null,"STEROWNICZE","H52047",null,"BiT 500 H","7x2x1,5","giętki, bezhalogenowy kabel sterowniczy, żyły numerowane, 300/500V","Bitner","KMT",1,17830,"PLN",0.23,null,null,null,null,null,null,null,"BITNER n91",null,null,null,null,"http://katalog.bitner.kei.pl/pliki/34_BiT%20500%20H_300_500.pdf","http://katalog.bitner.kei.pl/pliki/D-S-008-2013%20%20BiT%20500H,%20BiT500CH.pdf"]
[7798,null,"STEROWNICZE","H52062",null,"BiT 500 H","8x2x2,5","giętki, bezhalogenowy kabel sterowniczy, żyły numerowane, 300/500V","Bitner","KMT",1,32660,"PLN",0.23,null,null,null,null,null,null,null,"BITNER n91",null,null,null,null,"http://katalog.bitner.kei.pl/pliki/34_BiT%20500%20H_300_500.pdf","http://katalog.bitner.kei.pl/pliki/D-S-008-2013%20%20BiT%20500H,%20BiT500CH.pdf"]
[7817,null,"STEROWNICZE","SB6314",null,"BiT 500 H BLACK","25G0,5",null,"Bitner","KMT",1,13400,"PLN",0.23,null,null,null,null,null,null,null,"BITNER n91"]
[7853,null,"STEROWNICZE","SB6350",null,"BiT 500 H BLACK","4G1",null,"Bitner","KMT",1,4610,"PLN",0.23,null,null,null,null,null,null,null,"BITNER n91"]
[7863,null,"STEROWNICZE","SB6360",null,"BiT 500 H BLACK","19G1",null,"Bitner","KMT",1,18140,"PLN",0.23,null,null,null,null,null,null,null,"BITNER n91"]
[7886,null,"STEROWNICZE","SB6383",null,"BiT 500 H BLACK","18G1,5",null,"Bitner","KMT",1,24700,"PLN",0.23,null,null,null,null,null,null,null,"BITNER n91"]
[7901,null,"STEROWNICZE","SB6398",null,"BiT 500 H BLACK","4G2,5",null,"Bitner","KMT",1,9630,"PLN",0.23,null,null,null,null,null,null,null,"BITNER n91"]
[7920,null,"STEROWNICZE","SB6417",null,"BiT 500 H BLACK","7G4",null,"Bitner","KMT",1,25690,"PLN",0.23,null,null,null,null,null,null,null,"BITNER n91"]
[7942,null,"STEROWNICZE","SB6439",null,"BiT 500 H BLACK","4G35",null,"Bitner","KMT",1,122180,"PLN",0.23,null,null,null,null,null,null,null,"BITNER n91"]
[7970,null,"STEROWNICZE","SB6490",null,"BiT 500 H BLACK","8x2x0,75",null,"Bitner","KMT",1,11820,"PLN",0.23,null,null,null,null,null,null,null,"BITNER n91"]
[7989,null,"STEROWNICZE","SB6509",null,"BiT 500 H BLACK","18x2x1,0",null,"Bitner","KMT",1,32600,"PLN",0.23,null,null,null,null,null,null,null,"BITNER n91"]
[8004,null,"STEROWNICZE","SB6524",null,"BiT 500 H BLACK","20x2x1,5",null,"Bitner","KMT",1,51940,"PLN",0.23,null,null,null,null,null,null,null,"BITNER n91"]
[8023,null,"STEROWNICZE","SB5679",null,"BiT 500 HCH ","61G0,5",null,"Bitner","KMT",1,38680,"PLN",0.23,null,null,null,null,null,null,null,"BITNER n91"]
[8043,null,"STEROWNICZE","SB5699",null,"BiT 500 HCH ","61G1",null,"Bitner","KMT",1,66130,"PLN",0.23,null,null,null,null,null,null,null,"BITNER n91"]
[8073,null,"STEROWNICZE","SB5731",null,"BiT 500 HCH ","19G0,75",null,"Bitner","KMT",1,19030,"PLN",0.23,null,null,null,null,null,null,null,"BITNER n91"]
[8092,null,"STEROWNICZE","SB5754",null,"BiT 500 HCH ","5G1,5",null,"Bitner","KMT",1,10830,"PLN",0.23,null,null,null,null,null,null,null,"BITNER n91"]
[8107,null,"STEROWNICZE","SB5771",null,"BiT 500 HCH ","18G2,5",null,"Bitner","KMT",1,47290,"PLN",0.23,null,null,null,null,null,null,null,"BITNER n91"]
[8138,null,"STEROWNICZE","SB0002",null,"BiT 500 OR","3G0,5",null,"Bitner","KMT",1,1820,"PLN",0.23,null,null,null,null,null,null,null,"BITNER n91"]
[8161,null,"STEROWNICZE","SB0031",null,"BiT 500 OR","2x0,75",null,"Bitner","KMT",1,1830,"PLN",0.23,null,null,null,null,null,null,null,"BITNER n91"]
[8176,null,"STEROWNICZE","SB0053",null,"BiT 500 OR","27G0,75",null,"Bitner","KMT",1,20400,"PLN",0.23,null,null,null,null,null,null,null,"BITNER n91"]
[8195,null,"STEROWNICZE","SB0079",null,"BiT 500 OR","16G1",null,"Bitner","KMT",1,16020,"PLN",0.23,null,null,null,null,null,null,null,"BITNER n91"]
[8210,null,"STEROWNICZE","SB0095",null,"BiT 500 OR","3G1,5",null,"Bitner","KMT",1,4520,"PLN",0.23,null,null,null,null,null,null,null,"BITNER n91"]
[8243,null,"STEROWNICZE","SB0142",null,"BiT 500 OR","21G2,5",null,"Bitner","KMT",1,47920,"PLN",0.23,null,null,null,null,null,null,null,"BITNER n91"]
[8264,null,"STEROWNICZE","SB0164",null,"BiT 500 OR","10x2x0,5",null,"Bitner","KMT",1,10160,"PLN",0.23,null,null,null,null,null,null,null,"BITNER n91"]
[8279,null,"STEROWNICZE","SB0179",null,"BiT 500 OR","12x2x0,75",null,"Bitner","KMT",1,17260,"PLN",0.23,null,null,null,null,null,null,null,"BITNER n91"]
[8298,null,"STEROWNICZE","SB0198",null,"BiT 500 OR","24x2x1,0",null,"Bitner","KMT",1,42470,"PLN",0.23,null,null,null,null,null,null,null,"BITNER n91"]
[8318,null,"STEROWNICZE","SB0218",null,"BiT 500 OR","7x2x2,5",null,"Bitner","KMT",1,29720,"PLN",0.23,null,null,null,null,null,null,null,"BITNER n91"]
[8348,null,"STEROWNICZE","S61612",null,"BIT 750","18G2,5",null,"Bitner","KMT",1,33980,"PLN",0.23,null,null,null,null,null,null,null,"BITNER n93"]
[8367,null,"STEROWNICZE","S61635",null,"BIT 750","3G25 ",null,"Bitner","KMT",1,57900,"PLN",0.23,null,null,null,null,null,null,null,"BITNER n93"]
[8382,null,"STEROWNICZE","S61651",null,"BIT 750","4G120",null,"Bitner","KMT",1,349380,"PLN",0.23,null,null,null,null,null,null,null,"BITNER n93"]
[8397,null,"STEROWNICZE","S61668",null,"BIT 750","1x2,5",null,"Bitner","KMT",1,2090,"PLN",0.23,null,null,null,null,null,null,null,"BITNER n93"]
[8419,null,"STEROWNICZE","S62720",null,"BIT 750 CY","16G2,5",null,"Bitner","KMT",1,38750,"PLN",0.23,null,null,null,null,null,null,null,"BITNER n93"]
[8451,null,"STEROWNICZE","S62760",null,"BIT 750 CY","4G50 ",null,"Bitner","KMT",1,164940,"PLN",0.23,null,null,null,null,null,null,null,"BITNER n93"]
[8470,null,"STEROWNICZE","EM9004",null,"BiT CP","1x6,0",null,"Bitner","KMT",1,4810,"PLN",0.23,null,null,null,null,null,null,null,"BITNER n32E"]
[8485,null,"STEROWNICZE","S10551",null,"BiT KJAAM","4x(2+1)x0,5+0,5",null,"Bitner","KMT",1,7920,"PLN",0.23,null,null,null,null,null,null,null,"BITNER n82"]
[8518,null,"STEROWNICZE","S32808",null,"BiT LiHCH  300/300V ","12x0,14","ekranowany, bezhalogenowy przewód sterowniczy, żyły kolorowe, 300/300V","Bitner","KMT",1,3980,"PLN",0.23,null,null,null,null,null,null,null,"BITNER n83",null,null,null,null,"http://katalog.bitner.kei.pl/pliki/5_BiT%20LiHCH_-P_300_300.pdf","http://katalog.bitner.kei.pl/pliki/D-S-009-2013%20%20LiHH,%20LiHCH%20300-300-1.pdf"]
[8539,null,"STEROWNICZE","S32829",null,"BiT LiHCH  300/300V ","8x0,25","ekranowany, bezhalogenowy przewód sterowniczy, żyły kolorowe, 300/300V","Bitner","KMT",1,4000,"PLN",0.23,null,null,null,null,null,null,null,"BITNER n83",null,null,null,null,"http://katalog.bitner.kei.pl/pliki/5_BiT%20LiHCH_-P_300_300.pdf","http://katalog.bitner.kei.pl/pliki/D-S-009-2013%20%20LiHH,%20LiHCH%20300-300-1.pdf"]
[8554,null,"STEROWNICZE","S32844",null,"BiT LiHCH  300/300V ","56x0,25","ekranowany, bezhalogenowy przewód sterowniczy, żyły kolorowe, 300/300V","Bitner","KMT",1,"oferta","PLN",0.23,null,null,null,null,null,null,null,"BITNER n83",null,null,null,null,"http://katalog.bitner.kei.pl/pliki/5_BiT%20LiHCH_-P_300_300.pdf","http://katalog.bitner.kei.pl/pliki/D-S-009-2013%20%20LiHH,%20LiHCH%20300-300-1.pdf"]
[8573,null,"STEROWNICZE","S32863",null,"BiT LiHCH  300/300V ","40x0,34","ekranowany, bezhalogenowy przewód sterowniczy, żyły kolorowe, 300/300V","Bitner","KMT",1,21830,"PLN",0.23,null,null,null,null,null,null,null,"BITNER n83",null,null,null,null,"http://katalog.bitner.kei.pl/pliki/5_BiT%20LiHCH_-P_300_300.pdf","http://katalog.bitner.kei.pl/pliki/D-S-009-2013%20%20LiHH,%20LiHCH%20300-300-1.pdf"]
[8588,null,"STEROWNICZE","S32878",null,"BiT LiHCH  300/300V ","14x0,5","ekranowany, bezhalogenowy przewód sterowniczy, żyły kolorowe, 300/300V","Bitner","KMT",1,9000,"PLN",0.23,null,null,null,null,null,null,null,"BITNER n83",null,null,null,null,"http://katalog.bitner.kei.pl/pliki/5_BiT%20LiHCH_-P_300_300.pdf","http://katalog.bitner.kei.pl/pliki/D-S-009-2013%20%20LiHH,%20LiHCH%20300-300-1.pdf"]
[8619,null,"STEROWNICZE","S32909",null,"BiT LiHCH  300/300V ","40x0,75","ekranowany, bezhalogenowy przewód sterowniczy, żyły kolorowe, 300/300V","Bitner","KMT",1,"oferta","PLN",0.23,null,null,null,null,null,null,null,"BITNER n83",null,null,null,null,"http://katalog.bitner.kei.pl/pliki/5_BiT%20LiHCH_-P_300_300.pdf","http://katalog.bitner.kei.pl/pliki/D-S-009-2013%20%20LiHH,%20LiHCH%20300-300-1.pdf"]
[8642,null,"STEROWNICZE","S32932",null,"BiT LiHCH  300/300V ","7x1,5","ekranowany, bezhalogenowy przewód sterowniczy, żyły kolorowe, 300/300V","Bitner","KMT",1,11410,"PLN",0.23,null,null,null,null,null,null,null,"BITNER n83",null,null,null,null,"http://katalog.bitner.kei.pl/pliki/5_BiT%20LiHCH_-P_300_300.pdf","http://katalog.bitner.kei.pl/pliki/D-S-009-2013%20%20LiHH,%20LiHCH%20300-300-1.pdf"]
[8657,null,"STEROWNICZE","S32947",null,"BiT LiHCH  300/300V ","5x2,5","ekranowany, bezhalogenowy przewód sterowniczy, żyły kolorowe, 300/300V","Bitner","KMT",1,14920,"PLN",0.23,null,null,null,null,null,null,null,"BITNER n83",null,null,null,null,"http://katalog.bitner.kei.pl/pliki/5_BiT%20LiHCH_-P_300_300.pdf","http://katalog.bitner.kei.pl/pliki/D-S-009-2013%20%20LiHH,%20LiHCH%20300-300-1.pdf"]
[8672,null,"STEROWNICZE","S33204",null,"BiT LiHCH  300/300V ","6x2x0,14","ekranowany, bezhalogenowy przewód sterowniczy, żyły kolorowe, 300/300V","Bitner","KMT",1,3640,"PLN",0.23,null,null,null,null,null,null,null,"BITNER n83",null,null,null,null,"http://katalog.bitner.kei.pl/pliki/5_BiT%20LiHCH_-P_300_300.pdf","http://katalog.bitner.kei.pl/pliki/D-S-009-2013%20%20LiHH,%20LiHCH%20300-300-1.pdf"]
[8694,null,"STEROWNICZE","S33226",null,"BiT LiHCH  300/300V ","20x2x0,25","ekranowany, bezhalogenowy przewód sterowniczy, żyły kolorowe, 300/300V","Bitner","KMT",1,15930,"PLN",0.23,null,null,null,null,null,null,null,"BITNER n83",null,null,null,null,"http://katalog.bitner.kei.pl/pliki/5_BiT%20LiHCH_-P_300_300.pdf","http://katalog.bitner.kei.pl/pliki/D-S-009-2013%20%20LiHH,%20LiHCH%20300-300-1.pdf"]
[8726,null,"STEROWNICZE","S33258",null,"BiT LiHCH  300/300V ","4x2x0,75","ekranowany, bezhalogenowy przewód sterowniczy, żyły kolorowe, 300/300V","Bitner","KMT",1,8410,"PLN",0.23,null,null,null,null,null,null,null,"BITNER n83",null,null,null,null,"http://katalog.bitner.kei.pl/pliki/5_BiT%20LiHCH_-P_300_300.pdf","http://katalog.bitner.kei.pl/pliki/D-S-009-2013%20%20LiHH,%20LiHCH%20300-300-1.pdf"]
[8745,null,"STEROWNICZE","S33283",null,"BiT LiHCH  300/300V ","3x2x1,5","ekranowany, bezhalogenowy przewód sterowniczy, żyły kolorowe, 300/300V","Bitner","KMT",1,12760,"PLN",0.23,null,null,null,null,null,null,null,"BITNER n83",null,null,null,null,"http://katalog.bitner.kei.pl/pliki/5_BiT%20LiHCH_-P_300_300.pdf","http://katalog.bitner.kei.pl/pliki/D-S-009-2013%20%20LiHH,%20LiHCH%20300-300-1.pdf"]
[8760,null,"STEROWNICZE","SB5107",null,"BiT LiHCH  300/500V ","10x0,5",null,"Bitner","KMT",1,8410,"PLN",0.23,null,null,null,null,null,null,null,"BITNER n83"]
[8775,null,"STEROWNICZE","SB5122",null,"BiT LiHCH  300/500V ","56x0,5",null,"Bitner","KMT",1,"oferta","PLN",0.23,null,null,null,null,null,null,null,"BITNER n83"]
[8795,null,"STEROWNICZE","SB5142",null,"BiT LiHCH  300/500V ","37x0,75",null,"Bitner","KMT",1,"oferta","PLN",0.23,null,null,null,null,null,null,null,"BITNER n83"]
[8829,null,"STEROWNICZE","SB5176",null,"BiT LiHCH  300/500V ","6x1,5",null,"Bitner","KMT",1,12550,"PLN",0.23,null,null,null,null,null,null,null,"BITNER n83"]
[8848,null,"STEROWNICZE","SB5195",null,"BiT LiHCH  300/500V ","61x1,5",null,"Bitner","KMT",1,"oferta","PLN",0.23,null,null,null,null,null,null,null,"BITNER n83"]
[8863,null,"STEROWNICZE","SB5210",null,"BiT LiHCH  300/500V ","34x2,5",null,"Bitner","KMT",1,"oferta","PLN",0.23,null,null,null,null,null,null,null,"BITNER n83"]
[8874,null,"STEROWNICZE","SB5229",null,"BiT LiHCH  300/500V ","10x2x0,5",null,"Bitner","KMT",1,15310,"PLN",0.23,null,null,null,null,null,null,null,"BITNER n83"]
[8896,null,"STEROWNICZE","SB5251",null,"BiT LiHCH  300/500V ","3x2x1,0",null,"Bitner","KMT",1,10430,"PLN",0.23,null,null,null,null,null,null,null,"BITNER n83"]
[8932,null,"STEROWNICZE","SB5287",null,"BiT LiHCH  300/500V ","14x2x2,5",null,"Bitner","KMT",1,74120,"PLN",0.23,null,null,null,null,null,null,null,"BITNER n83"]
[8947,null,"STEROWNICZE","S33013",null,"BiT LiHH  300/300V","21x0,14","bezhalogenowy przewód sterowniczy, żyły kolorowe, 300/300V","Bitner","KMT",1,3630,"PLN",0.23,null,null,null,null,null,null,null,"BITNER n84",null,null,null,null,"http://katalog.bitner.kei.pl/pliki/4_BiT%20LiHH_-P_300_300.pdf","http://katalog.bitner.kei.pl/pliki/D-S-009-2013%20%20LiHH,%20LiHCH%20300-300-1.pdf"]
[8969,null,"STEROWNICZE","S33035",null,"BiT LiHH  300/300V","20x0,25","bezhalogenowy przewód sterowniczy, żyły kolorowe, 300/300V","Bitner","KMT",1,5570,"PLN",0.23,null,null,null,null,null,null,null,"BITNER n84",null,null,null,null,"http://katalog.bitner.kei.pl/pliki/4_BiT%20LiHH_-P_300_300.pdf","http://katalog.bitner.kei.pl/pliki/D-S-009-2013%20%20LiHH,%20LiHCH%20300-300-1.pdf"]
[8980,null,"STEROWNICZE","S33046",null,"BiT LiHH  300/300V","2x0,34","bezhalogenowy przewód sterowniczy, żyły kolorowe, 300/300V","Bitner","KMT",1,1120,"PLN",0.23,null,null,null,null,null,null,null,"BITNER n84",null,null,null,null,"http://katalog.bitner.kei.pl/pliki/4_BiT%20LiHH_-P_300_300.pdf","http://katalog.bitner.kei.pl/pliki/D-S-009-2013%20%20LiHH,%20LiHCH%20300-300-1.pdf"]
[8999,null,"STEROWNICZE","S33065",null,"BiT LiHH  300/300V","48x0,34","bezhalogenowy przewód sterowniczy, żyły kolorowe, 300/300V","Bitner","KMT",1,"oferta","PLN",0.23,null,null,null,null,null,null,null,"BITNER n84",null,null,null,null,"http://katalog.bitner.kei.pl/pliki/4_BiT%20LiHH_-P_300_300.pdf","http://katalog.bitner.kei.pl/pliki/D-S-009-2013%20%20LiHH,%20LiHCH%20300-300-1.pdf"]
[9035,null,"STEROWNICZE","S33101",null,"BiT LiHH  300/300V","14x0,75","bezhalogenowy przewód sterowniczy, żyły kolorowe, 300/300V","Bitner","KMT",1,9760,"PLN",0.23,null,null,null,null,null,null,null,"BITNER n84",null,null,null,null,"http://katalog.bitner.kei.pl/pliki/4_BiT%20LiHH_-P_300_300.pdf","http://katalog.bitner.kei.pl/pliki/D-S-009-2013%20%20LiHH,%20LiHCH%20300-300-1.pdf"]
[9050,null,"STEROWNICZE","S33116",null,"BiT LiHH  300/300V","8x1","bezhalogenowy przewód sterowniczy, żyły kolorowe, 300/300V","Bitner","KMT",1,8030,"PLN",0.23,null,null,null,null,null,null,null,"BITNER n84",null,null,null,null,"http://katalog.bitner.kei.pl/pliki/4_BiT%20LiHH_-P_300_300.pdf","http://katalog.bitner.kei.pl/pliki/D-S-009-2013%20%20LiHH,%20LiHCH%20300-300-1.pdf"]
[9070,null,"STEROWNICZE","S33136",null,"BiT LiHH  300/300V","2x2,5","bezhalogenowy przewód sterowniczy, żyły kolorowe, 300/300V","Bitner","KMT",1,5030,"PLN",0.23,null,null,null,null,null,null,null,"BITNER n84",null,null,null,null,"http://katalog.bitner.kei.pl/pliki/4_BiT%20LiHH_-P_300_300.pdf","http://katalog.bitner.kei.pl/pliki/D-S-009-2013%20%20LiHH,%20LiHCH%20300-300-1.pdf"]
[9083,null,"STEROWNICZE","S33404",null,"BiT LiHH  300/300V","6x2x0,14","bezhalogenowy przewód sterowniczy, żyły kolorowe, 300/300V","Bitner","KMT",1,2190,"PLN",0.23,null,null,null,null,null,null,null,"BITNER n84",null,null,null,null,"http://katalog.bitner.kei.pl/pliki/4_BiT%20LiHH_-P_300_300.pdf","http://katalog.bitner.kei.pl/pliki/D-S-009-2013%20%20LiHH,%20LiHCH%20300-300-1.pdf"]
[9119,null,"STEROWNICZE","S33440",null,"BiT LiHH  300/300V","20x2x0,34","bezhalogenowy przewód sterowniczy, żyły kolorowe, 300/300V","Bitner","KMT",1,15260,"PLN",0.23,null,null,null,null,null,null,null,"BITNER n84",null,null,null,null,"http://katalog.bitner.kei.pl/pliki/4_BiT%20LiHH_-P_300_300.pdf","http://katalog.bitner.kei.pl/pliki/D-S-009-2013%20%20LiHH,%20LiHCH%20300-300-1.pdf"]
[9138,null,"STEROWNICZE","S33459",null,"BiT LiHH  300/300V","5x2x0,75","bezhalogenowy przewód sterowniczy, żyły kolorowe, 300/300V","Bitner","KMT",1,7590,"PLN",0.23,null,null,null,null,null,null,null,"BITNER n84",null,null,null,null,"http://katalog.bitner.kei.pl/pliki/4_BiT%20LiHH_-P_300_300.pdf","http://katalog.bitner.kei.pl/pliki/D-S-009-2013%20%20LiHH,%20LiHCH%20300-300-1.pdf"]
[9149,null,"STEROWNICZE","S33470",null,"BiT LiHH  300/300V","7x2x1","bezhalogenowy przewód sterowniczy, żyły kolorowe, 300/300V","Bitner","KMT",1,13980,"PLN",0.23,null,null,null,null,null,null,null,"BITNER n84",null,null,null,null,"http://katalog.bitner.kei.pl/pliki/4_BiT%20LiHH_-P_300_300.pdf","http://katalog.bitner.kei.pl/pliki/D-S-009-2013%20%20LiHH,%20LiHCH%20300-300-1.pdf"]
[9171,null,"STEROWNICZE","SB4907",null,"BiT LiHH  300/500V","12x0,5",null,"Bitner","KMT",1,5820,"PLN",0.23,null,null,null,null,null,null,null,"BITNER n84"]
[9186,null,"STEROWNICZE","SB4922",null,"BiT LiHH  300/500V","61x0,5",null,"Bitner","KMT",1,"oferta","PLN",0.23,null,null,null,null,null,null,null,"BITNER n84"]
[9222,null,"STEROWNICZE","SB4958",null,"BiT LiHH  300/500V","18x1,0",null,"Bitner","KMT",1,15370,"PLN",0.23,null,null,null,null,null,null,null,"BITNER n84"]
[9241,null,"STEROWNICZE","SB4977",null,"BiT LiHH  300/500V","8x1,5",null,"Bitner","KMT",1,9950,"PLN",0.23,null,null,null,null,null,null,null,"BITNER n84"]
[9250,null,"STEROWNICZE","SB4986",null,"BiT LiHH  300/500V","27x1,5",null,"Bitner","KMT",1,"oferta","PLN",0.23,null,null,null,null,null,null,null,"BITNER n84"]
[9274,null,"STEROWNICZE","SB5028",null,"BiT LiHH  300/500V ","10x2x0,5",null,"Bitner","KMT",1,9440,"PLN",0.23,null,null,null,null,null,null,null,"BITNER n84"]
[9289,null,"STEROWNICZE","SB5043",null,"BiT LiHH  300/500V ","12x2x0,75",null,"Bitner","KMT",1,16760,"PLN",0.23,null,null,null,null,null,null,null,"BITNER n84"]
[9325,null,"STEROWNICZE","SB5079",null,"BiT LiHH  300/500V ","4x2x2,5",null,"Bitner","KMT",1,16990,"PLN",0.23,null,null,null,null,null,null,null,"BITNER n84"]
[9345,null,"STEROWNICZE","S30511",null,"BiT LiYCY  300/300V","18x0,14","elastyczny przewód sterowniczy ekranowany o żyłach kolorowych","Bitner","KMT",1,5230,"PLN",0.23,null,null,null,null,null,null,null,"BITNER n83",null,null,null,null,"http://katalog.bitner.kei.pl/pliki/3_BiT%20LiYCY_300_300.pdf","http://katalog.bitner.kei.pl/pliki/DS_015_LiYCY_LiYCY_P_300_300.pdf"]
[9358,null,"STEROWNICZE","S30530",null,"BiT LiYCY  300/300V","3x0,25","elastyczny przewód sterowniczy ekranowany o żyłach kolorowych","Bitner","KMT",1,1650,"PLN",0.23,null,null,null,null,null,null,null,"BITNER n83",null,null,null,null,"http://katalog.bitner.kei.pl/pliki/3_BiT%20LiYCY_300_300.pdf","http://katalog.bitner.kei.pl/pliki/DS_015_LiYCY_LiYCY_P_300_300.pdf"]
[9373,null,"STEROWNICZE","S30548",null,"BiT LiYCY  300/300V","37x0,25","elastyczny przewód sterowniczy ekranowany o żyłach kolorowych","Bitner","KMT",1,"oferta","PLN",0.23,null,null,null,null,null,null,null,"BITNER n83",null,null,null,null,"http://katalog.bitner.kei.pl/pliki/3_BiT%20LiYCY_300_300.pdf","http://katalog.bitner.kei.pl/pliki/DS_015_LiYCY_LiYCY_P_300_300.pdf"]
[9413,null,"STEROWNICZE","S30597",null,"BiT LiYCY  300/300V","16x0,5","elastyczny przewód sterowniczy ekranowany o żyłach kolorowych","Bitner","KMT",1,8420,"PLN",0.23,null,null,null,null,null,null,null,"BITNER n83",null,null,null,null,"http://katalog.bitner.kei.pl/pliki/3_BiT%20LiYCY_300_300.pdf","http://katalog.bitner.kei.pl/pliki/DS_015_LiYCY_LiYCY_P_300_300.pdf"]
[9428,null,"STEROWNICZE","S30617",null,"BiT LiYCY  300/300V","4x0,75","elastyczny przewód sterowniczy ekranowany o żyłach kolorowych","Bitner","KMT",1,3530,"PLN",0.23,null,null,null,null,null,null,null,"BITNER n83",null,null,null,null,"http://katalog.bitner.kei.pl/pliki/3_BiT%20LiYCY_300_300.pdf","http://katalog.bitner.kei.pl/pliki/DS_015_LiYCY_LiYCY_P_300_300.pdf"]
[9446,null,"STEROWNICZE","S30639",null,"BiT LiYCY  300/300V","4x1","elastyczny przewód sterowniczy ekranowany o żyłach kolorowych","Bitner","KMT",1,4450,"PLN",0.23,null,null,null,null,null,null,null,"BITNER n83",null,null,null,null,"http://katalog.bitner.kei.pl/pliki/3_BiT%20LiYCY_300_300.pdf","http://katalog.bitner.kei.pl/pliki/DS_015_LiYCY_LiYCY_P_300_300.pdf"]
[9461,null,"STEROWNICZE","S30657",null,"BiT LiYCY  300/300V","2x1,5","elastyczny przewód sterowniczy ekranowany o żyłach kolorowych","Bitner","KMT",1,3470,"PLN",0.23,null,null,null,null,null,null,null,"BITNER n83",null,null,null,null,"http://katalog.bitner.kei.pl/pliki/3_BiT%20LiYCY_300_300.pdf","http://katalog.bitner.kei.pl/pliki/DS_015_LiYCY_LiYCY_P_300_300.pdf"]
[9476,null,"STEROWNICZE","S30674",null,"BiT LiYCY  300/300V","30x1,5","elastyczny przewód sterowniczy ekranowany o żyłach kolorowych","Bitner","KMT",1,39400,"PLN",0.23,null,null,null,null,null,null,null,"BITNER n83",null,null,null,null,"http://katalog.bitner.kei.pl/pliki/3_BiT%20LiYCY_300_300.pdf","http://katalog.bitner.kei.pl/pliki/DS_015_LiYCY_LiYCY_P_300_300.pdf"]
[9516,null,"STEROWNICZE","S30827",null,"BiT LiYCY  300/300V","16x2x0,25","elastyczny przewód sterowniczy ekranowany o żyłach kolorowych","Bitner","KMT",1,10680,"PLN",0.23,null,null,null,null,null,null,null,"BITNER n83",null,null,null,null,"http://katalog.bitner.kei.pl/pliki/3_BiT%20LiYCY_300_300.pdf","http://katalog.bitner.kei.pl/pliki/DS_015_LiYCY_LiYCY_P_300_300.pdf"]
[9525,null,"STEROWNICZE","S30839",null,"BiT LiYCY  300/300V","7x2x0,34","elastyczny przewód sterowniczy ekranowany o żyłach kolorowych","Bitner","KMT",1,6930,"PLN",0.23,null,null,null,null,null,null,null,"BITNER n83",null,null,null,null,"http://katalog.bitner.kei.pl/pliki/3_BiT%20LiYCY_300_300.pdf","http://katalog.bitner.kei.pl/pliki/DS_015_LiYCY_LiYCY_P_300_300.pdf"]
[9545,null,"STEROWNICZE","S30860",null,"BiT LiYCY  300/300V","18x2x0,5","elastyczny przewód sterowniczy ekranowany o żyłach kolorowych","Bitner","KMT",1,19720,"PLN",0.23,null,null,null,null,null,null,null,"BITNER n83",null,null,null,null,"http://katalog.bitner.kei.pl/pliki/3_BiT%20LiYCY_300_300.pdf","http://katalog.bitner.kei.pl/pliki/DS_015_LiYCY_LiYCY_P_300_300.pdf"]
[9564,null,"STEROWNICZE","S30885",null,"BiT LiYCY  300/300V","12x2x1","elastyczny przewód sterowniczy ekranowany o żyłach kolorowych","Bitner","KMT",1,26190,"PLN",0.23,null,null,null,null,null,null,null,"BITNER n83",null,null,null,null,"http://katalog.bitner.kei.pl/pliki/3_BiT%20LiYCY_300_300.pdf","http://katalog.bitner.kei.pl/pliki/DS_015_LiYCY_LiYCY_P_300_300.pdf"]
[9600,null,"STEROWNICZE","S53804",null,"BiT LiYCY  300/500V","5x0,5","Elastyczne przewody sterownicze ekranowane, żyły kolorowe, 300/500 V","Bitner","KMT",1,3990,"PLN",0.23,null,null,null,null,null,null,null,"BITNER n83",null,null,null,null,"http://katalog.bitner.kei.pl/pliki/2_BiT%20LiYCY_-P_300_500.pdf","http://katalog.bitner.kei.pl/pliki/DS_025_LiYCY_LiYCY_P_300_500.pdf"]
[9619,null,"STEROWNICZE","S53832",null,"BiT LiYCY  300/500V","5x0,75","Elastyczne przewody sterownicze ekranowane, żyły kolorowe, 300/500 V","Bitner","KMT",1,5490,"PLN",0.23,null,null,null,null,null,null,null,"BITNER n83",null,null,null,null,"http://katalog.bitner.kei.pl/pliki/2_BiT%20LiYCY_-P_300_500.pdf","http://katalog.bitner.kei.pl/pliki/DS_025_LiYCY_LiYCY_P_300_500.pdf"]
[9626,null,"STEROWNICZE","S53839",null,"BiT LiYCY  300/500V","16x0,75","Elastyczne przewody sterownicze ekranowane, żyły kolorowe, 300/500 V","Bitner","KMT",1,13830,"PLN",0.23,null,null,null,null,null,null,null,"BITNER n83",null,null,null,null,"http://katalog.bitner.kei.pl/pliki/2_BiT%20LiYCY_-P_300_500.pdf","http://katalog.bitner.kei.pl/pliki/DS_025_LiYCY_LiYCY_P_300_500.pdf"]
[9648,null,"STEROWNICZE","S53866",null,"BiT LiYCY  300/500V","25x1,0","Elastyczne przewody sterownicze ekranowane, żyły kolorowe, 300/500 V","Bitner","KMT",1,27420,"PLN",0.23,null,null,null,null,null,null,null,"BITNER n83",null,null,null,null,"http://katalog.bitner.kei.pl/pliki/2_BiT%20LiYCY_-P_300_500.pdf","http://katalog.bitner.kei.pl/pliki/DS_025_LiYCY_LiYCY_P_300_500.pdf"]
[9667,null,"STEROWNICZE","S53890",null,"BiT LiYCY  300/500V","37x1,5","Elastyczne przewody sterownicze ekranowane, żyły kolorowe, 300/500 V","Bitner","KMT",1,"oferta","PLN",0.23,null,null,null,null,null,null,null,"BITNER n83",null,null,null,null,"http://katalog.bitner.kei.pl/pliki/2_BiT%20LiYCY_-P_300_500.pdf","http://katalog.bitner.kei.pl/pliki/DS_025_LiYCY_LiYCY_P_300_500.pdf"]
[9703,null,"STEROWNICZE","S53937",null,"BiT LiYCY  300/500V","20x2x0,5","Elastyczne przewody sterownicze ekranowane, żyły kolorowe, 300/500 V","Bitner","KMT",1,21970,"PLN",0.23,null,null,null,null,null,null,null,"BITNER n83",null,null,null,null,"http://katalog.bitner.kei.pl/pliki/2_BiT%20LiYCY_-P_300_500.pdf","http://katalog.bitner.kei.pl/pliki/DS_025_LiYCY_LiYCY_P_300_500.pdf"]
[9721,null,"STEROWNICZE","S53955",null,"BiT LiYCY  300/500V","4x2x1,0","Elastyczne przewody sterownicze ekranowane, żyły kolorowe, 300/500 V","Bitner","KMT",1,9980,"PLN",0.23,null,null,null,null,null,null,null,"BITNER n83",null,null,null,null,"http://katalog.bitner.kei.pl/pliki/2_BiT%20LiYCY_-P_300_500.pdf","http://katalog.bitner.kei.pl/pliki/DS_025_LiYCY_LiYCY_P_300_500.pdf"]
[9736,null,"STEROWNICZE","S53970",null,"BiT LiYCY  300/500V","5x2x1,5","Elastyczne przewody sterownicze ekranowane, żyły kolorowe, 300/500 V","Bitner","KMT",1,16000,"PLN",0.23,null,null,null,null,null,null,null,"BITNER n83",null,null,null,null,"http://katalog.bitner.kei.pl/pliki/2_BiT%20LiYCY_-P_300_500.pdf","http://katalog.bitner.kei.pl/pliki/DS_025_LiYCY_LiYCY_P_300_500.pdf"]
[9751,null,"STEROWNICZE","S53985",null,"BiT LiYCY  300/500V","6x2x2,5","Elastyczne przewody sterownicze ekranowane, żyły kolorowe, 300/500 V","Bitner","KMT",1,27940,"PLN",0.23,null,null,null,null,null,null,null,"BITNER n83",null,null,null,null,"http://katalog.bitner.kei.pl/pliki/2_BiT%20LiYCY_-P_300_500.pdf","http://katalog.bitner.kei.pl/pliki/DS_025_LiYCY_LiYCY_P_300_500.pdf"]
[9770,null,"STEROWNICZE","S32612",null,"BiT LiYCYn  300/300V","20x0,14",null,"Bitner","KMT",1,6120,"PLN",0.23,null,null,null,null,null,null,null,"BITNER n83"]
[9806,null,"STEROWNICZE","S32648",null,"BiT LiYCYn  300/300V","4x0,34",null,"Bitner","KMT",1,2790,"PLN",0.23,null,null,null,null,null,null,null,"BITNER n83"]
[9826,null,"STEROWNICZE","S32668",null,"BiT LiYCYn  300/300V","61x0,34",null,"Bitner","KMT",1,"oferta","PLN",0.23,null,null,null,null,null,null,null,"BITNER n83"]
[9839,null,"STEROWNICZE","S32681",null,"BiT LiYCYn  300/300V","20x0,5",null,"Bitner","KMT",1,11420,"PLN",0.23,null,null,null,null,null,null,null,"BITNER n83"]
[9854,null,"STEROWNICZE","S32696",null,"BiT LiYCYn  300/300V","6x0,75",null,"Bitner","KMT",1,5500,"PLN",0.23,null,null,null,null,null,null,null,"BITNER n83"]
[9873,null,"STEROWNICZE","S32715",null,"BiT LiYCYn  300/300V","7x1",null,"Bitner","KMT",1,7760,"PLN",0.23,null,null,null,null,null,null,null,"BITNER n83"]
[9901,null,"STEROWNICZE","S32743",null,"BiT LiYCYn  300/300V","37x1,5",null,"Bitner","KMT",1,51980,"PLN",0.23,null,null,null,null,null,null,null,"BITNER n83"]
[9923,null,"STEROWNICZE","S34457",null,"BiT LiYCYn  300/300V","10x2x0,14",null,"Bitner","KMT",1,5690,"PLN",0.23,null,null,null,null,null,null,null,"BITNER n83"]
[9942,null,"STEROWNICZE","S34476",null,"BiT LiYCYn  300/300V","20x2x0,25",null,"Bitner","KMT",1,14010,"PLN",0.23,null,null,null,null,null,null,null,"BITNER n83"]
[9957,null,"STEROWNICZE","S34491",null,"BiT LiYCYn  300/300V","24x2x0,34",null,"Bitner","KMT",1,20780,"PLN",0.23,null,null,null,null,null,null,null,"BITNER n83"]
[9976,null,"STEROWNICZE","S34510",null,"BiT LiYCYn  300/300V","7x2x0,75",null,"Bitner","KMT",1,13300,"PLN",0.23,null,null,null,null,null,null,null,"BITNER n83"]
[10002,null,"STEROWNICZE","SB8051",null,"BiT LiYCYn  300/500V","3x0,5",null,"Bitner","KMT",1,3300,"PLN",0.23,null,null,null,null,null,null,null,"BITNER n83"]
[10026,null,"STEROWNICZE","SB8075",null,"BiT LiYCYn  300/500V","3x0,75",null,"Bitner","KMT",1,4090,"PLN",0.23,null,null,null,null,null,null,null,"BITNER n83"]
[10045,null,"STEROWNICZE","SB8094",null,"BiT LiYCYn  300/500V","42x0,75",null,"Bitner","KMT",1,"oferta","PLN",0.23,null,null,null,null,null,null,null,"BITNER n83"]
[10060,null,"STEROWNICZE","SB8109",null,"BiT LiYCYn  300/500V","18x1,0",null,"Bitner","KMT",1,20940,"PLN",0.23,null,null,null,null,null,null,null,"BITNER n83"]
[10081,null,"STEROWNICZE","SB8130",null,"BiT LiYCYn  300/500V","12x1,5",null,"Bitner","KMT",1,20030,"PLN",0.23,null,null,null,null,null,null,null,"BITNER n83"]
[10114,null,"STEROWNICZE","SB8163",null,"BiT LiYCYn  300/500V","50x2,5",null,"Bitner","KMT",1,"oferta","PLN",0.23,null,null,null,null,null,null,null,"BITNER n83"]
[10129,null,"STEROWNICZE","SB8214",null,"BiT LiYCYn  300/500V","2x2x0,75",null,"Bitner","KMT",1,5760,"PLN",0.23,null,null,null,null,null,null,null,"BITNER n83"]
[10148,null,"STEROWNICZE","SB8233",null,"BiT LiYCYn  300/500V","7x2x1,0",null,"Bitner","KMT",1,17470,"PLN",0.23,null,null,null,null,null,null,null,"BITNER n83"]
[10176,null,"STEROWNICZE","SB8261",null,"BiT LiYCYn  300/500V","7x2x2,5",null,"Bitner","KMT",1,35830,"PLN",0.23,null,null,null,null,null,null,null,"BITNER n83"]
[10198,null,"STEROWNICZE","S34716",null,"BiT LiYCYo  300/300V","37x0,14",null,"Bitner","KMT",1,"oferta","PLN",0.23,null,null,null,null,null,null,null,"BITNER n83"]
[10217,null,"STEROWNICZE","S34735",null,"BiT LiYCYo  300/300V","20x0,25",null,"Bitner","KMT",1,10540,"PLN",0.23,null,null,null,null,null,null,null,"BITNER n83"]
[10232,null,"STEROWNICZE","S34750",null,"BiT LiYCYo  300/300V","6x0,34",null,"Bitner","KMT",1,4610,"PLN",0.23,null,null,null,null,null,null,null,"BITNER n83"]
[10247,null,"STEROWNICZE","S34765",null,"BiT LiYCYo  300/300V","48x0,34",null,"Bitner","KMT",1,"oferta","PLN",0.23,null,null,null,null,null,null,null,"BITNER n83"]
[10277,null,"STEROWNICZE","S34795",null,"BiT LiYCYo  300/300V","5x0,75",null,"Bitner","KMT",1,5280,"PLN",0.23,null,null,null,null,null,null,null,"BITNER n83"]
[10301,null,"STEROWNICZE","S34819",null,"BiT LiYCYo  300/300V","14x1",null,"Bitner","KMT",1,17710,"PLN",0.23,null,null,null,null,null,null,null,"BITNER n83"]
[10320,null,"STEROWNICZE","S34838",null,"BiT LiYCYo  300/300V","18x1,5",null,"Bitner","KMT",1,28580,"PLN",0.23,null,null,null,null,null,null,null,"BITNER n83"]
[10335,null,"STEROWNICZE","S34853",null,"BiT LiYCYo  300/300V","14x2,5",null,"Bitner","KMT",1,37700,"PLN",0.23,null,null,null,null,null,null,null,"BITNER n83"]
[10356,null,"STEROWNICZE","S35016",null,"BiT LiYCYo  300/300V","4x2x0,25",null,"Bitner","KMT",1,4170,"PLN",0.23,null,null,null,null,null,null,null,"BITNER n83"]
[10389,null,"STEROWNICZE","S35049",null,"BiT LiYCYo  300/300V","10x2x0,5",null,"Bitner","KMT",1,15440,"PLN",0.23,null,null,null,null,null,null,null,"BITNER n83"]
[10404,null,"STEROWNICZE","S35064",null,"BiT LiYCYo  300/300V","16x2x0,75",null,"Bitner","KMT",1,30490,"PLN",0.23,null,null,null,null,null,null,null,"BITNER n83"]
[10423,null,"STEROWNICZE","S35083",null,"BiT LiYCYo  300/300V","14x2x1,5",null,"Bitner","KMT",1,46690,"PLN",0.23,null,null,null,null,null,null,null,"BITNER n83"]
[10438,null,"STEROWNICZE","SB8363",null,"BiT LiYCYo  300/500V","21x0,5",null,"Bitner","KMT",1,15230,"PLN",0.23,null,null,null,null,null,null,null,"BITNER n83"]
[10457,null,"STEROWNICZE","SB8382",null,"BiT LiYCYo  300/500V","12x0,75",null,"Bitner","KMT",1,13620,"PLN",0.23,null,null,null,null,null,null,null,"BITNER n83"]
[10492,null,"STEROWNICZE","SB8417",null,"BiT LiYCYo  300/500V","40x1,0",null,"Bitner","KMT",1,"oferta","PLN",0.23,null,null,null,null,null,null,null,"BITNER n83"]
[10507,null,"STEROWNICZE","SB8432",null,"BiT LiYCYo  300/500V","16x1,5",null,"Bitner","KMT",1,28260,"PLN",0.23,null,null,null,null,null,null,null,"BITNER n83"]
[10522,null,"STEROWNICZE","SB8447",null,"BiT LiYCYo  300/500V","3x2,5",null,"Bitner","KMT",1,10650,"PLN",0.23,null,null,null,null,null,null,null,"BITNER n83"]
[10552,null,"STEROWNICZE","SB8513",null,"BiT LiYCYo  300/500V","24x2x0,5",null,"Bitner","KMT",1,31660,"PLN",0.23,null,null,null,null,null,null,null,"BITNER n83"]
[10576,null,"STEROWNICZE","SB8537",null,"BiT LiYCYo  300/500V","14x2x1,0",null,"Bitner","KMT",1,35400,"PLN",0.23,null,null,null,null,null,null,null,"BITNER n83"]
[10595,null,"STEROWNICZE","SB8556",null,"BiT LiYCYo  300/500V","2x2x2,5",null,"Bitner","KMT",1,15000,"PLN",0.23,null,null,null,null,null,null,null,"BITNER n83"]
[10610,null,"STEROWNICZE","S30005",null,"BiT LiYY  300/300V","6x0,14","elastyczny przewód sterowniczy o żyłach kolorowych, wielożyłowy i parowany","Bitner","KMT",1,1060,"PLN",0.23,null,null,null,null,null,null,null,"BITNER n84",null,null,null,null,"http://katalog.bitner.kei.pl/pliki/1_BiT_LiYY_300_300.pdf","http://katalog.bitner.kei.pl/pliki/DS_016_LiYY_LiYY_P_300_300.pdf"]
[10625,null,"STEROWNICZE","S30022",null,"BiT LiYY  300/300V","48x0,14","elastyczny przewód sterowniczy o żyłach kolorowych, wielożyłowy i parowany","Bitner","KMT",1,"oferta","PLN",0.23,null,null,null,null,null,null,null,"BITNER n84",null,null,null,null,"http://katalog.bitner.kei.pl/pliki/1_BiT_LiYY_300_300.pdf","http://katalog.bitner.kei.pl/pliki/DS_016_LiYY_LiYY_P_300_300.pdf"]
[10653,null,"STEROWNICZE","S30054",null,"BiT LiYY  300/300V","3x0,34","elastyczny przewód sterowniczy o żyłach kolorowych, wielożyłowy i parowany","Bitner","KMT",1,1050,"PLN",0.23,null,null,null,null,null,null,null,"BITNER n84",null,null,null,null,"http://katalog.bitner.kei.pl/pliki/1_BiT_LiYY_300_300.pdf","http://katalog.bitner.kei.pl/pliki/DS_016_LiYY_LiYY_P_300_300.pdf"]
[10679,null,"STEROWNICZE","S30083",null,"BiT LiYY  300/300V","6x0,5","elastyczny przewód sterowniczy o żyłach kolorowych, wielożyłowy i parowany","Bitner","KMT",1,2650,"PLN",0.23,null,null,null,null,null,null,null,"BITNER n84",null,null,null,null,"http://katalog.bitner.kei.pl/pliki/1_BiT_LiYY_300_300.pdf","http://katalog.bitner.kei.pl/pliki/DS_016_LiYY_LiYY_P_300_300.pdf"]
[10694,null,"STEROWNICZE","S30101",null,"BiT LiYY  300/300V","48x0,5","elastyczny przewód sterowniczy o żyłach kolorowych, wielożyłowy i parowany","Bitner","KMT",1,"oferta","PLN",0.23,null,null,null,null,null,null,null,"BITNER n84",null,null,null,null,"http://katalog.bitner.kei.pl/pliki/1_BiT_LiYY_300_300.pdf","http://katalog.bitner.kei.pl/pliki/DS_016_LiYY_LiYY_P_300_300.pdf"]
[10713,null,"STEROWNICZE","S30121",null,"BiT LiYY  300/300V","30x0,75","elastyczny przewód sterowniczy o żyłach kolorowych, wielożyłowy i parowany","Bitner","KMT",1,17350,"PLN",0.23,null,null,null,null,null,null,null,"BITNER n84",null,null,null,null,"http://katalog.bitner.kei.pl/pliki/1_BiT_LiYY_300_300.pdf","http://katalog.bitner.kei.pl/pliki/DS_016_LiYY_LiYY_P_300_300.pdf"]
[10732,null,"STEROWNICZE","S30152",null,"BiT LiYY  300/300V","5x1,5","elastyczny przewód sterowniczy o żyłach kolorowych, wielożyłowy i parowany","Bitner","KMT",1,5760,"PLN",0.23,null,null,null,null,null,null,null,"BITNER n84",null,null,null,null,"http://katalog.bitner.kei.pl/pliki/1_BiT_LiYY_300_300.pdf","http://katalog.bitner.kei.pl/pliki/DS_016_LiYY_LiYY_P_300_300.pdf"]
[10746,null,"STEROWNICZE","S30175",null,"BiT LiYY  300/300V","6x2,5","elastyczny przewód sterowniczy o żyłach kolorowych, wielożyłowy i parowany","Bitner","KMT",1,11280,"PLN",0.23,null,null,null,null,null,null,null,"BITNER n84",null,null,null,null,"http://katalog.bitner.kei.pl/pliki/1_BiT_LiYY_300_300.pdf","http://katalog.bitner.kei.pl/pliki/DS_016_LiYY_LiYY_P_300_300.pdf"]
[10782,null,"STEROWNICZE","S30331",null,"BiT LiYY  300/300V","5x2x0,34","elastyczny przewód sterowniczy o żyłach kolorowych, wielożyłowy i parowany","Bitner","KMT",1,3240,"PLN",0.23,null,null,null,null,null,null,null,"BITNER n84",null,null,null,null,"http://katalog.bitner.kei.pl/pliki/1_BiT_LiYY_300_300.pdf","http://katalog.bitner.kei.pl/pliki/DS_016_LiYY_LiYY_P_300_300.pdf"]
[10797,null,"STEROWNICZE","S30346",null,"BiT LiYY  300/300V","6x2x0,5","elastyczny przewód sterowniczy o żyłach kolorowych, wielożyłowy i parowany","Bitner","KMT",1,4990,"PLN",0.23,null,null,null,null,null,null,null,"BITNER n84",null,null,null,null,"http://katalog.bitner.kei.pl/pliki/1_BiT_LiYY_300_300.pdf","http://katalog.bitner.kei.pl/pliki/DS_016_LiYY_LiYY_P_300_300.pdf"]
[10816,null,"STEROWNICZE","S30371",null,"BiT LiYY  300/300V","18x2x0,75","elastyczny przewód sterowniczy o żyłach kolorowych, wielożyłowy i parowany","Bitner","KMT",1,21110,"PLN",0.23,null,null,null,null,null,null,null,"BITNER n84",null,null,null,null,"http://katalog.bitner.kei.pl/pliki/1_BiT_LiYY_300_300.pdf","http://katalog.bitner.kei.pl/pliki/DS_016_LiYY_LiYY_P_300_300.pdf"]
[10833,null,"STEROWNICZE","S30402",null,"BiT LiYY  300/300V","12x2x1,5","elastyczny przewód sterowniczy o żyłach kolorowych, wielożyłowy i parowany","Bitner","KMT",1,26260,"PLN",0.23,null,null,null,null,null,null,null,"BITNER n84",null,null,null,null,"http://katalog.bitner.kei.pl/pliki/1_BiT_LiYY_300_300.pdf","http://katalog.bitner.kei.pl/pliki/DS_016_LiYY_LiYY_P_300_300.pdf"]
[10849,null,"STEROWNICZE","S53616",null,"BiT LiYY  300/500V","30x0,5","elastyczne, przewody sterownicze, żyły kolorowe, 300/500V","Bitner","KMT",1,11010,"PLN",0.23,null,null,null,null,null,null,null,"BITNER n84",null,null,null,null,"http://katalog.bitner.kei.pl/pliki/1_BiT%20LiYY_-P_300_500.pdf","http://katalog.bitner.kei.pl/pliki/D_S_022_2013_LiYY_300_500.pdf"]
[10885,null,"STEROWNICZE","S53666",null,"BiT LiYY  300/500V","37x1,0","elastyczne, przewody sterownicze, żyły kolorowe, 300/500V","Bitner","KMT",1,26240,"PLN",0.23,null,null,null,null,null,null,null,"BITNER n84",null,null,null,null,"http://katalog.bitner.kei.pl/pliki/1_BiT%20LiYY_-P_300_500.pdf","http://katalog.bitner.kei.pl/pliki/D_S_022_2013_LiYY_300_500.pdf"]
[10900,null,"STEROWNICZE","S53685",null,"BiT LiYY  300/500V","27x1,5","elastyczne, przewody sterownicze, żyły kolorowe, 300/500V","Bitner","KMT",1,"oferta","PLN",0.23,null,null,null,null,null,null,null,"BITNER n84",null,null,null,null,"http://katalog.bitner.kei.pl/pliki/1_BiT%20LiYY_-P_300_500.pdf","http://katalog.bitner.kei.pl/pliki/D_S_022_2013_LiYY_300_500.pdf"]
[10928,null,"STEROWNICZE","S53728",null,"BiT LiYY  300/500V","42x1,0","elastyczne, przewody sterownicze, żyły kolorowe, 300/500V","Bitner","KMT",1,"oferta","PLN",0.23,null,null,null,null,null,null,null,"BITNER n84",null,null,null,null,"http://katalog.bitner.kei.pl/pliki/1_BiT%20LiYY_-P_300_500.pdf","http://katalog.bitner.kei.pl/pliki/D_S_022_2013_LiYY_300_500.pdf"]
[10933,null,"STEROWNICZE","S53733",null,"BiT LiYY  300/500V","25x1,5","elastyczne, przewody sterownicze, żyły kolorowe, 300/500V","Bitner","KMT",1,25730,"PLN",0.23,null,null,null,null,null,null,null,"BITNER n84",null,null,null,null,"http://katalog.bitner.kei.pl/pliki/1_BiT%20LiYY_-P_300_500.pdf","http://katalog.bitner.kei.pl/pliki/D_S_022_2013_LiYY_300_500.pdf"]
[10969,null,"STEROWNICZE","SB4830",null,"BiT LiYY  300/500V","4x2x1,0",null,"Bitner","KMT",1,6200,"PLN",0.23,null,null,null,null,null,null,null,"BITNER n84"]
[10988,null,"STEROWNICZE","SB4849",null,"BiT LiYY  300/500V","10x2x1,5",null,"Bitner","KMT",1,20790,"PLN",0.23,null,null,null,null,null,null,null,"BITNER n84"]
[11003,null,"STEROWNICZE","SB4864",null,"BiT LiYY  300/500V","12x2x2,5",null,"Bitner","KMT",1,40110,"PLN",0.23,null,null,null,null,null,null,null,"BITNER n84"]
[11029,null,"STEROWNICZE","S32423",null,"BiT LiYYn  300/300V","2x0,25",null,"Bitner","KMT",1,680,"PLN",0.23,null,null,null,null,null,null,null,"BITNER n84"]
[11036,null,"STEROWNICZE","S32430",null,"BiT LiYYn  300/300V","10x0,25",null,"Bitner","KMT",1,2530,"PLN",0.23,null,null,null,null,null,null,null,"BITNER n84"]
[11072,null,"STEROWNICZE","S32466",null,"BiT LiYYn  300/300V","52x0,34",null,"Bitner","KMT",1,"oferta","PLN",0.23,null,null,null,null,null,null,null,"BITNER n84"]
[11091,null,"STEROWNICZE","S32485",null,"BiT LiYYn  300/300V","37x0,5",null,"Bitner","KMT",1,16290,"PLN",0.23,null,null,null,null,null,null,null,"BITNER n84"]
[11108,null,"STEROWNICZE","S32502",null,"BiT LiYYn  300/300V","16x0,75",null,"Bitner","KMT",1,10520,"PLN",0.23,null,null,null,null,null,null,null,"BITNER n84"]
[11124,null,"STEROWNICZE","S32518",null,"BiT LiYYn  300/300V","12x1",null,"Bitner","KMT",1,10430,"PLN",0.23,null,null,null,null,null,null,null,"BITNER n84"]
[11139,null,"STEROWNICZE","S32533",null,"BiT LiYYn  300/300V","16x1,5",null,"Bitner","KMT",1,19180,"PLN",0.23,null,null,null,null,null,null,null,"BITNER n84"]
[11175,null,"STEROWNICZE","S34024",null,"BiT LiYYn  300/300V","16x2x0,25",null,"Bitner","KMT",1,8000,"PLN",0.23,null,null,null,null,null,null,null,"BITNER n84"]
[11194,null,"STEROWNICZE","S34043",null,"BiT LiYYn  300/300V","3x2x0,5",null,"Bitner","KMT",1,2880,"PLN",0.23,null,null,null,null,null,null,null,"BITNER n84"]
[11209,null,"STEROWNICZE","S34058",null,"BiT LiYYn  300/300V","4x2x0,75",null,"Bitner","KMT",1,5300,"PLN",0.23,null,null,null,null,null,null,null,"BITNER n84"]
[11223,null,"STEROWNICZE","S34072",null,"BiT LiYYn  300/300V","12x2x1",null,"Bitner","KMT",1,20680,"PLN",0.23,null,null,null,null,null,null,null,"BITNER n84"]
[11242,null,"STEROWNICZE","SB7506",null,"BiT LiYYn  300/500V","10x0,5",null,"Bitner","KMT",1,4420,"PLN",0.23,null,null,null,null,null,null,null,"BITNER n84"]
[11278,null,"STEROWNICZE","SB7542",null,"BiT LiYYn  300/500V","40x0,75",null,"Bitner","KMT",1,24330,"PLN",0.23,null,null,null,null,null,null,null,"BITNER n84"]
[11284,null,"STEROWNICZE","SB7548",null,"BiT LiYYn  300/500V","3x1,0",null,"Bitner","KMT",1,2760,"PLN",0.23,null,null,null,null,null,null,null,"BITNER n84"]
[11311,null,"STEROWNICZE","SB7575",null,"BiT LiYYn  300/500V","6x1,5",null,"Bitner","KMT",1,7360,"PLN",0.23,null,null,null,null,null,null,null,"BITNER n84"]
[11326,null,"STEROWNICZE","SB7590",null,"BiT LiYYn  300/500V","40x1,5",null,"Bitner","KMT",1,44530,"PLN",0.23,null,null,null,null,null,null,null,"BITNER n84"]
[11366,null,"STEROWNICZE","SB7677",null,"BiT LiYYn  300/500V","24x2x0,75",null,"Bitner","KMT",1,29140,"PLN",0.23,null,null,null,null,null,null,null,"BITNER n84"]
[11381,null,"STEROWNICZE","SB7692",null,"BiT LiYYn  300/500V","2x2x1,5",null,"Bitner","KMT",1,5200,"PLN",0.23,null,null,null,null,null,null,null,"BITNER n84"]
[11389,null,"STEROWNICZE","SB7700",null,"BiT LiYYn  300/500V","12x2x1,5",null,"Bitner","KMT",1,27350,"PLN",0.23,null,null,null,null,null,null,null,"BITNER n84"]
[11414,null,"STEROWNICZE","S33748",null,"BiT LiYYo  300/300V","12x0,14",null,"Bitner","KMT",1,2240,"PLN",0.23,null,null,null,null,null,null,null,"BITNER n84"]
[11429,null,"STEROWNICZE","S33763",null,"BiT LiYYo  300/300V","2x0,25",null,"Bitner","KMT",1,930,"PLN",0.23,null,null,null,null,null,null,null,"BITNER n84"]
[11469,null,"STEROWNICZE","S33803",null,"BiT LiYYo  300/300V","40x0,34",null,"Bitner","KMT",1,"oferta","PLN",0.23,null,null,null,null,null,null,null,"BITNER n84"]
[11484,null,"STEROWNICZE","S33818",null,"BiT LiYYo  300/300V","14x0,5",null,"Bitner","KMT",1,7180,"PLN",0.23,null,null,null,null,null,null,null,"BITNER n84"]
[11498,null,"STEROWNICZE","S33832",null,"BiT LiYYo  300/300V","2x0,75",null,"Bitner","KMT",1,1940,"PLN",0.23,null,null,null,null,null,null,null,"BITNER n84"]
[11517,null,"STEROWNICZE","S33851",null,"BiT LiYYo  300/300V","3x1",null,"Bitner","KMT",1,3370,"PLN",0.23,null,null,null,null,null,null,null,"BITNER n84"]
[11553,null,"STEROWNICZE","S34202",null,"BiT LiYYo  300/300V","4x2x0,14",null,"Bitner","KMT",1,1690,"PLN",0.23,null,null,null,null,null,null,null,"BITNER n84"]
[11559,null,"STEROWNICZE","S34208",null,"BiT LiYYo  300/300V","12x2x0,14",null,"Bitner","KMT",1,4310,"PLN",0.23,null,null,null,null,null,null,null,"BITNER n84"]
[11586,null,"STEROWNICZE","S34235",null,"BiT LiYYo  300/300V","10x2x0,34",null,"Bitner","KMT",1,7790,"PLN",0.23,null,null,null,null,null,null,null,"BITNER n84"]
[11601,null,"STEROWNICZE","S34250",null,"BiT LiYYo  300/300V","12x2x0,5",null,"Bitner","KMT",1,12570,"PLN",0.23,null,null,null,null,null,null,null,"BITNER n84"]
[11620,null,"STEROWNICZE","S34269",null,"BiT LiYYo  300/300V","5x2x1",null,"Bitner","KMT",1,10220,"PLN",0.23,null,null,null,null,null,null,null,"BITNER n84"]
[11656,null,"STEROWNICZE","SB7820",null,"BiT LiYYo  300/500V","50x0,5",null,"Bitner","KMT",1,"oferta","PLN",0.23,null,null,null,null,null,null,null,"BITNER n84"]
[11664,null,"STEROWNICZE","SB7828",null,"BiT LiYYo  300/500V","7x0,75",null,"Bitner","KMT",1,5150,"PLN",0.23,null,null,null,null,null,null,null,"BITNER n84"]
[11689,null,"STEROWNICZE","SB7853",null,"BiT LiYYo  300/500V","8x1,0",null,"Bitner","KMT",1,7590,"PLN",0.23,null,null,null,null,null,null,null,"BITNER n84"]
[11704,null,"STEROWNICZE","SB7868",null,"BiT LiYYo  300/500V","50x1,0",null,"Bitner","KMT",1,"oferta","PLN",0.23,null,null,null,null,null,null,null,"BITNER n84"]
[11723,null,"STEROWNICZE","SB7887",null,"BiT LiYYo  300/500V","30x1,5",null,"Bitner","KMT",1,37060,"PLN",0.23,null,null,null,null,null,null,null,"BITNER n84"]
[11759,null,"STEROWNICZE","SB7970",null,"BiT LiYYo  300/500V","8x2x0,75",null,"Bitner","KMT",1,11480,"PLN",0.23,null,null,null,null,null,null,null,"BITNER n84"]
[11773,null,"STEROWNICZE","SB7984",null,"BiT LiYYo  300/500V","8x2x1,0",null,"Bitner","KMT",1,14910,"PLN",0.23,null,null,null,null,null,null,null,"BITNER n84"]
[11792,null,"STEROWNICZE","SB8003",null,"BiT LiYYo  300/500V","18x2x1,5",null,"Bitner","KMT",1,46250,"PLN",0.23,null,null,null,null,null,null,null,"BITNER n84"]
[11807,null,"STEROWNICZE","S10671",null,"BiT NOVAK","4x2x0,5+0,5",null,"Bitner","KMT",1,5270,"PLN",0.23,null,null,null,null,null,null,null,"BITNER n82"]
[11826,null,"STEROWNICZE","IP1858",null,"BiTservo 2XSLCH-J","4G50","giętki, bezhalogenowy kabel przyłączeniowy silników do przetwornic częstotliwości, o podwyższonej obciążalności, 0,6/1kV","Bitner","KMT",1,182960,"PLN",0.23,null,null,null,null,null,null,null,"BITNER n89",null,null,null,null,"http://katalog.bitner.kei.pl/pliki/12_BiTservo_2XSLCH.pdf","http://katalog.bitner.kei.pl/pliki/DS_072_2XSLCH_J_3plus2XSLCH_J.pdf"]
[11860,null,"STEROWNICZE","IP2112",null,"BiTservo 2XSLCYn-J","4G150","giętki, uniepalniony kabel przyłączeniowy silników do przetwornic częstotliwości, o podwyższonej obciążalności, 0,6/1kV","Bitner","KMT",1,498010,"PLN",0.23,null,null,null,null,null,null,null,"BITNER n89",null,null,null,null,"http://katalog.bitner.kei.pl/pliki/10_BiTservo_2XSLCYn-J.pdf","http://katalog.bitner.kei.pl/pliki/DS_066_2XSLCYn_J_3plus2XSLCYn_J.pdf"]
[11876,null,"STEROWNICZE","IP1814",null,"BiTservo 2YSLCH-J","4G240","giętki, bezhalogenowy kabel przyłączeniowy silników do przetwornic częstotliwości, 0,6/1kV","Bitner","KMT",1,845710,"PLN",0.23,null,null,null,null,null,null,null,"BITNER n89",null,null,null,null,"http://katalog.bitner.kei.pl/pliki/4_BiTservo_2YSLCH-J.pdf","http://katalog.bitner.kei.pl/pliki/DS_071_2YSLCH_J_3plus2YSLCH_J.pdf"]
[11895,null,"STEROWNICZE","IP2002",null,"BiTservo 2YSLCYn-J","4G4","giętki, uniepalniony kabel przyłączeniowy silników do przetwornic częstotliwości, 0,6/1kV","Bitner","KMT",1,18930,"PLN",0.23,null,null,null,null,null,null,null,"BITNER n89",null,null,null,null,"http://katalog.bitner.kei.pl/pliki/2_BiTservo_2YSLCYn-J.pdf","http://katalog.bitner.kei.pl/pliki/DS_065_2YSLCYn_J_3plus2YSLCYn_J.pdf"]
[11910,null,"STEROWNICZE","IP2402",null,"BiTservo 3plus 2XSLCH-J ","3X4+3G0,75","giętki, bezhalogenowy kabel przyłączeniowy silników do przetwornic częstotliwości, o podwyższonej obciążalności prądowej, symetryczny, 0,6/1kV","Bitner","KMT",1,18340,"PLN",0.23,null,null,null,null,null,null,null,"BITNER n89",null,null,null,null,"http://katalog.bitner.kei.pl/pliki/16_BiTservo_3plus2XSLCH-J.pdf","http://katalog.bitner.kei.pl/pliki/DS_072_2XSLCH_J_3plus2XSLCH_J.pdf"]
[11939,null,"STEROWNICZE","IP2201",null,"BiTservo 3plus 2XSLCYn-J ","3X2,5+3G0,5","giętki, uniepalniony kabel przyłączeniowy silników do przetwornic częstotliwości, o podwyższonej obciążalności prądowej, symetryczny, 0,6/1kV","Bitner","KMT",1,12290,"PLN",0.23,null,null,null,null,null,null,null,"BITNER n89",null,null,null,null,"http://katalog.bitner.kei.pl/pliki/14_BiTservo_3plus2XSLCYn-J.pdf","http://katalog.bitner.kei.pl/pliki/DS_066_2XSLCYn_J_3plus2XSLCYn_J.pdf"]
[11964,null,"STEROWNICZE","IP2311",null,"BiTservo 3plus 2YSLCH-J","3x120+3G16","giętki, bezhalogenowy kabel przyłączeniowy silników do przetwornic częstotliwości, symetryczny, 0,6/1 kV","Bitner","KMT",1,362340,"PLN",0.23,null,null,null,null,null,null,null,"BITNER n89",null,null,null,null,"http://katalog.bitner.kei.pl/pliki/8_BiTservo_3plus2YSLCH-J.pdf","http://katalog.bitner.kei.pl/pliki/DS_071_2YSLCH_J_3plus2YSLCH_J.pdf"]
[11979,null,"STEROWNICZE","IP0111",null,"BiTservo 3plus 2YSLCY-J","3x120+3G16","giętki kabel przyłączeniowy silników do przetwornic częstotliwości, symetryczny, 0,6/1kV","Bitner","KMT",1,312360,"PLN",0.23,null,null,null,null,null,null,null,"BITNER n89",null,null,null,null,"http://katalog.bitner.kei.pl/pliki/5_BiTservo_3plus2YSLCY-J.pdf","http://katalog.bitner.kei.pl/pliki/D028_2YSLCY_2XSLCY.pdf"]
[11998,null,"STEROWNICZE","IP1600",null,"BiTservo UV 2XSLCYK-J","4G1,5","giętki kabel przyłączeniowy silników do przetwornic częstotliwości, do zastosowań zewnętrznych i układania bezpośrednio w ziemi, o podwyższonej obciążalności prądowej, odporny na UV, 0,6/1kV","Bitner","KMT",1,8970,"PLN",0.23,null,null,null,null,null,null,null,"BITNER n89",null,null,null,null,"http://katalog.bitner.kei.pl/pliki/11_BiTservo_UV_2XSLCYK-J.pdf","http://katalog.bitner.kei.pl/pliki/D028_2YSLCY_2XSLCY.pdf"]
[12013,null,"STEROWNICZE","IP2120",null,"BiTservo UV 2XSLCYK-J FR","4G1,5",null,"Bitner","KMT",1,9060,"PLN",0.23,null,null,null,null,null,null,null,"BITNER n89"]
[12040,null,"STEROWNICZE","IP1662",null,"BiTservo UV 2YSLCYK-J","4G150","giętki kabel przyłączeniowy silników do przetwornicy częstotliwości, odporny na UV, 0,6/1kV","Bitner","KMT",1,449990,"PLN",0.23,null,null,null,null,null,null,null,"BITNER n89",null,null,null,null,"http://katalog.bitner.kei.pl/pliki/3_BiTservo_UV_2YSLCYK-J.pdf","http://katalog.bitner.kei.pl/pliki/D028_2YSLCY_2XSLCY.pdf"]
[12067,null,"STEROWNICZE","IP1759",null,"BiTservo UV 3plus 2YSLCK-J","3x70+3G10","giętki, symetryczny kabel przyłączeniowy silników do przetwornic częstotliwości, do zastosowań zewnętrznych i układania bezpośrednio w ziemi, UV odporny, 0,6/1kV","Bitner","KMT",1,190650,"PLN",0.23,null,null,null,null,null,null,null,"BITNER n89",null,null,null,null,"http://katalog.bitner.kei.pl/pliki/7_BiTservo_UV_3plus2YSLCYK-J.pdf","http://katalog.bitner.kei.pl/pliki/D028_2YSLCY_2XSLCY.pdf"]
[12082,null,"STEROWNICZE","IP2229",null,"BiTservo UV 3PLUS-2XSLCYK-J FR","3x70+3G10",null,"Bitner","KMT",1,193160,"PLN",0.23,null,null,null,null,null,null,null,"BITNER n89"]
[12097,null,"STEROWNICZE","S52959",null,"H05 VVH6-F 300/500V","6G1,0",null,"Bitner","KMT",1,7360,"PLN",0.23,null,null,null,null,null,null,null,"BITNER n31"]
[12115,null,"STEROWNICZE","S52777",null,"H05VV5-F  300/500V","18G0,75",null,"Bitner","KMT",1,18200,"PLN",0.23,null,null,null,null,null,null,null,"BITNER n88E"]
[12151,null,"STEROWNICZE","S52813",null,"H05VV5-F  300/500V","34G1,5",null,"Bitner","KMT",1,"oferta","PLN",0.23,null,null,null,null,null,null,null,"BITNER n88E"]
[12170,null,"STEROWNICZE","S52754",null,"H05VV5-F 300/500V","6G0,5",null,"Bitner","KMT",1,4890,"PLN",0.23,null,null,null,null,null,null,null,"BITNER n88E"]
[12185,null,"STEROWNICZE","S52853",null,"H05VVC4V5-K 300/500V","5G0,5",null,"Bitner","KMT",1,9230,"PLN",0.23,null,null,null,null,null,null,null,"BITNER n88E"]
[12200,null,"STEROWNICZE","S52868",null,"H05VVC4V5-K 300/500V","5G0,75",null,"Bitner","KMT",1,10790,"PLN",0.23,null,null,null,null,null,null,null,"BITNER n88E"]
[12236,null,"STEROWNICZE","S52904",null,"H05VVC4V5-K 300/500V","12G1,5 ",null,"Bitner","KMT",1,33640,"PLN",0.23,null,null,null,null,null,null,null,"BITNER n88E"]
[12254,null,"STEROWNICZE","S52922",null,"H05VVC4V5-K 300/500V","25G2,5",null,"Bitner","KMT",1,"oferta","PLN",0.23,null,null,null,null,null,null,null,"BITNER n88E"]
[12273,null,"STEROWNICZE","S61815",null,"H07 VVH6-F 450/750V","5x6",null,"Bitner","KMT",1,31520,"PLN",0.23,null,null,null,null,null,null,null,"BITNER n31"]
[12288,null,"STEROWNICZE","IB0008",null,"IB-BiT 1000","12G0,5",null,"Bitner","KMT",1,8860,"PLN",0.23,null,null,null,null,null,null,null,"BITNER n87E"]
[12315,null,"STEROWNICZE","IB0035",null,"IB-BiT 1000","61G0,75",null,"Bitner","KMT",1,47390,"PLN",0.23,null,null,null,null,null,null,null,"BITNER n87E"]
[12342,null,"STEROWNICZE","IB0062",null,"IB-BiT 1000","8G1,5",null,"Bitner","KMT",1,12990,"PLN",0.23,null,null,null,null,null,null,null,"BITNER n87E"]
[12357,null,"STEROWNICZE","IB0077",null,"IB-BiT 1000","3G2,5",null,"Bitner","KMT",1,9160,"PLN",0.23,null,null,null,null,null,null,null,"BITNER n87E"]
[12372,null,"STEROWNICZE","IB0092",null,"IB-BiT 1000","2x4",null,"Bitner","KMT",1,10650,"PLN",0.23,null,null,null,null,null,null,null,"BITNER n87E"]
[12391,null,"STEROWNICZE","IB0111",null,"IB-BiT 1000","3G16",null,"Bitner","KMT",1,44980,"PLN",0.23,null,null,null,null,null,null,null,"BITNER n87E"]
[12416,null,"STEROWNICZE","IB0136",null,"IB-BiT 1000","4G120",null,"Bitner","KMT",1,424980,"PLN",0.23,null,null,null,null,null,null,null,"BITNER n87E"]
[12445,null,"STEROWNICZE","IB0219",null,"IB-BiT 1000","7x2x0,75",null,"Bitner","KMT",1,12480,"PLN",0.23,null,null,null,null,null,null,null,"BITNER n87E"]
[12460,null,"STEROWNICZE","IB0234",null,"IB-BiT 1000","8x2x1",null,"Bitner","KMT",1,17730,"PLN",0.23,null,null,null,null,null,null,null,"BITNER n87E"]
[12475,null,"STEROWNICZE","IB0249",null,"IB-BiT 1000","10x2x1,5",null,"Bitner","KMT",1,30530,"PLN",0.23,null,null,null,null,null,null,null,"BITNER n87E"]
[12491,null,"STEROWNICZE","IB0265",null,"IB-BiT 1000","14x2x2,5",null,"Bitner","KMT",1,63510,"PLN",0.23,null,null,null,null,null,null,null,"BITNER n87E"]
[12529,null,"STEROWNICZE","IB0336",null,"IB-BiT 1000 (St)","2x1",null,"Bitner","KMT",1,4820,"PLN",0.23,null,null,null,null,null,null,null,"BITNER n87E"]
[12544,null,"STEROWNICZE","IB0351",null,"IB-BiT 1000 (St)","34x1",null,"Bitner","KMT",1,36290,"PLN",0.23,null,null,null,null,null,null,null,"BITNER n87E"]
[12563,null,"STEROWNICZE","IB0370",null,"IB-BiT 1000 (St)","30x1,5",null,"Bitner","KMT",1,44280,"PLN",0.23,null,null,null,null,null,null,null,"BITNER n87E"]
[12578,null,"STEROWNICZE","IB0385",null,"IB-BiT 1000 (St)","14x2,5",null,"Bitner","KMT",1,34090,"PLN",0.23,null,null,null,null,null,null,null,"BITNER n87E"]
[12612,null,"STEROWNICZE","IB0478",null,"IB-BiT 1000 (St)","2x2x1",null,"Bitner","KMT",1,7360,"PLN",0.23,null,null,null,null,null,null,null,"BITNER n87E"]
[12632,null,"STEROWNICZE","IB0498",null,"IB-BiT 1000 (St)","8x2x1,5",null,"Bitner","KMT",1,25960,"PLN",0.23,null,null,null,null,null,null,null,"BITNER n87E"]
[12647,null,"STEROWNICZE","IB0513",null,"IB-BiT 1000 (St)","10x2x2,5",null,"Bitner","KMT",1,47320,"PLN",0.23,null,null,null,null,null,null,null,"BITNER n87E"]
[12666,null,"STEROWNICZE","IB0615",null,"IB-BiT 1000 2(St)","3x2x0,75",null,"Bitner","KMT",1,9590,"PLN",0.23,null,null,null,null,null,null,null,"BITNER n87E"]
[12691,null,"STEROWNICZE","IB0640",null,"IB-BiT 1000 2(St)","20x2x1",null,"Bitner","KMT",1,58530,"PLN",0.23,null,null,null,null,null,null,null,"BITNER n87E"]
[12699,null,"STEROWNICZE","IB0648",null,"IB-BiT 1000 2(St)","8x2x1,5",null,"Bitner","KMT",1,33360,"PLN",0.23,null,null,null,null,null,null,null,"BITNER n87E"]
[12735,null,"STEROWNICZE","IB0917",null,"IB-BiT 1000 C","5x2x0,75",null,"Bitner","KMT",1,14410,"PLN",0.23,null,null,null,null,null,null,null,"BITNER n87E"]
[12750,null,"STEROWNICZE","IB0932",null,"IB-BiT 1000 C","6x2x1",null,"Bitner","KMT",1,19100,"PLN",0.23,null,null,null,null,null,null,null,"BITNER n87E"]
[12766,null,"STEROWNICZE","IB0948",null,"IB-BiT 1000 C","8x2x1,5",null,"Bitner","KMT",1,32150,"PLN",0.23,null,null,null,null,null,null,null,"BITNER n87E"]
[12783,null,"STEROWNICZE","IB0965",null,"IB-BiT 1000 C","14x2x2,5",null,"Bitner","KMT",1,77260,"PLN",0.23,null,null,null,null,null,null,null,"BITNER n87E"]
[12819,null,"STEROWNICZE","IB0734",null,"IB-BiT 1000 CY","52G0,75",null,"Bitner","KMT",1,54240,"PLN",0.23,null,null,null,null,null,null,null,"BITNER n87E"]
[12838,null,"STEROWNICZE","IB0753",null,"IB-BiT 1000 CY","42G1,0",null,"Bitner","KMT",1,56350,"PLN",0.23,null,null,null,null,null,null,null,"BITNER n87E"]
[12853,null,"STEROWNICZE","IB0768",null,"IB-BiT 1000 CY","21G1,5",null,"Bitner","KMT",1,42140,"PLN",0.23,null,null,null,null,null,null,null,"BITNER n87E"]
[12867,null,"STEROWNICZE","IB0782",null,"IB-BiT 1000 CY","8G2,5",null,"Bitner","KMT",1,26760,"PLN",0.23,null,null,null,null,null,null,null,"BITNER n87E"]
[12886,null,"STEROWNICZE","IB0801",null,"IB-BiT 1000 CY","7G6",null,"Bitner","KMT",1,47850,"PLN",0.23,null,null,null,null,null,null,null,"BITNER n87E"]
[12922,null,"STEROWNICZE","S55101",null,"IB-BIT 500","3x0,5","giętki kabel sterowniczy do obwodów iskrobezpiecznych, 300/500V","Bitner","KMT",1,1820,"PLN",0.23,null,null,null,null,null,null,null,"BITNER n87E",null,null,null,null,"http://katalog.bitner.kei.pl/pliki/1_IB-BiT%20500.pdf","http://katalog.bitner.kei.pl/pliki/D_S_162_IB_BiT_500_500CY.pdf"]
[12941,null,"STEROWNICZE","S55122",null,"IB-BIT 500","4x1","giętki kabel sterowniczy do obwodów iskrobezpiecznych, 300/500V","Bitner","KMT",1,4010,"PLN",0.23,null,null,null,null,null,null,null,"BITNER n87E",null,null,null,null,"http://katalog.bitner.kei.pl/pliki/1_IB-BiT%20500.pdf","http://katalog.bitner.kei.pl/pliki/D_S_162_IB_BiT_500_500CY.pdf"]
[12946,null,"STEROWNICZE","S55127",null,"IB-BIT 500","18x1","giętki kabel sterowniczy do obwodów iskrobezpiecznych, 300/500V","Bitner","KMT",1,17400,"PLN",0.23,null,null,null,null,null,null,null,"BITNER n87E",null,null,null,null,"http://katalog.bitner.kei.pl/pliki/1_IB-BiT%20500.pdf","http://katalog.bitner.kei.pl/pliki/D_S_162_IB_BiT_500_500CY.pdf"]
[12974,null,"STEROWNICZE","S55157",null,"IB-BIT 500","25x0,75","giętki kabel sterowniczy do obwodów iskrobezpiecznych, 300/500V","Bitner","KMT",1,18710,"PLN",0.23,null,null,null,null,null,null,null,"BITNER n87E",null,null,null,null,"http://katalog.bitner.kei.pl/pliki/1_IB-BiT%20500.pdf","http://katalog.bitner.kei.pl/pliki/D_S_162_IB_BiT_500_500CY.pdf"]
[12989,null,"STEROWNICZE","S55172",null,"IB-BIT 500","6x1,5","giętki kabel sterowniczy do obwodów iskrobezpiecznych, 300/500V","Bitner","KMT",1,8440,"PLN",0.23,null,null,null,null,null,null,null,"BITNER n87E",null,null,null,null,"http://katalog.bitner.kei.pl/pliki/1_IB-BiT%20500.pdf","http://katalog.bitner.kei.pl/pliki/D_S_162_IB_BiT_500_500CY.pdf"]
[13025,null,"STEROWNICZE","S55208",null,"IB-BIT 500","37x1","giętki kabel sterowniczy do obwodów iskrobezpiecznych, 300/500V","Bitner","KMT",1,36010,"PLN",0.23,null,null,null,null,null,null,null,"BITNER n87E",null,null,null,null,"http://katalog.bitner.kei.pl/pliki/1_IB-BiT%20500.pdf","http://katalog.bitner.kei.pl/pliki/D_S_162_IB_BiT_500_500CY.pdf"]
[13044,null,"STEROWNICZE","S59523",null,"IB-BiT 500","5x2x0,5",null,"Bitner","KMT",1,5500,"PLN",0.23,null,null,null,null,null,null,null,"BITNER n87E"]
[13067,null,"STEROWNICZE","S59546",null,"IB-BiT 500","20x2x0,75",null,"Bitner","KMT",1,27760,"PLN",0.23,null,null,null,null,null,null,null,"BITNER n87E"]
[13073,null,"STEROWNICZE","S59552",null,"IB-BiT 500","6x2x1,0",null,"Bitner","KMT",1,11220,"PLN",0.23,null,null,null,null,null,null,null,"BITNER n87E"]
[13092,null,"STEROWNICZE","S59571",null,"IB-BiT 500","4x2x2,5",null,"Bitner","KMT",1,17230,"PLN",0.23,null,null,null,null,null,null,null,"BITNER n87E"]
[13128,null,"STEROWNICZE","SI0020",null,"IB-BiT 500 (St)","4x1",null,"Bitner","KMT",1,4770,"PLN",0.23,null,null,null,null,null,null,null,"BITNER n87E"]
[13142,null,"STEROWNICZE","SI0034",null,"IB-BiT 500 (St)","3x1,5",null,"Bitner","KMT",1,5070,"PLN",0.23,null,null,null,null,null,null,null,"BITNER n87E"]
[13161,null,"STEROWNICZE","SI0053",null,"IB-BiT 500 (St)","18x0,75",null,"Bitner","KMT",1,14000,"PLN",0.23,null,null,null,null,null,null,null,"BITNER n87E"]
[13176,null,"STEROWNICZE","SI0068",null,"IB-BiT 500 (St)","5x2,5",null,"Bitner","KMT",1,12200,"PLN",0.23,null,null,null,null,null,null,null,"BITNER n87E"]
[13195,null,"STEROWNICZE","SI0093",null,"IB-BiT 500 (St)","24x2x0,5",null,"Bitner","KMT",1,25390,"PLN",0.23,null,null,null,null,null,null,null,"BITNER n87E"]
[13231,null,"STEROWNICZE","SI0129",null,"IB-BiT 500 (St)","2x2x2,5",null,"Bitner","KMT",1,10730,"PLN",0.23,null,null,null,null,null,null,null,"BITNER n87E"]
[13247,null,"STEROWNICZE","SI0145",null,"IB-BiT 500 (St)","14x2x2,5",null,"Bitner","KMT",1,61880,"PLN",0.23,null,null,null,null,null,null,null,"BITNER n87E"]
[13264,null,"STEROWNICZE","SI1015",null,"IB-BiT 500 (St)","40x1",null,"Bitner","KMT",1,38650,"PLN",0.23,null,null,null,null,null,null,null,"BITNER n87E"]
[13279,null,"STEROWNICZE","SI1030",null,"IB-BiT 500 (St)","61x1,5",null,"Bitner","KMT",1,82610,"PLN",0.23,null,null,null,null,null,null,null,"BITNER n87E"]
[13319,null,"STEROWNICZE","SI0274",null,"IB-BiT 500 2(St)","16x2x0,75",null,"Bitner","KMT",1,33140,"PLN",0.23,null,null,null,null,null,null,null,"BITNER n87E"]
[13322,null,"STEROWNICZE","SI0277",null,"IB-BiT 500 2(St)","24x2x0,75",null,"Bitner","KMT",1,48360,"PLN",0.23,null,null,null,null,null,null,null,"BITNER n87E"]
[13348,null,"STEROWNICZE","SI0303",null,"IB-BiT 500 2(St)","18x2x1,5",null,"Bitner","KMT",1,63400,"PLN",0.23,null,null,null,null,null,null,null,"BITNER n87E"]
[13367,null,"STEROWNICZE","S59598",null,"IB-BiT 500 C","18x2x1,5",null,"Bitner","KMT",1,57090,"PLN",0.23,null,null,null,null,null,null,null,"BITNER n87E"]
[13382,null,"STEROWNICZE","S59613",null,"IB-BiT 500 C","24x2x0,5",null,"Bitner","KMT",1,30230,"PLN",0.23,null,null,null,null,null,null,null,"BITNER n87E"]
[13422,null,"STEROWNICZE","S59653",null,"IB-BiT 500 C","6x2x2,5",null,"Bitner","KMT",1,32460,"PLN",0.23,null,null,null,null,null,null,null,"BITNER n87E"]
[13443,null,"STEROWNICZE","S59674",null,"IB-BiT 500 C","27x0,5",null,"Bitner","KMT",1,17550,"PLN",0.23,null,null,null,null,null,null,null,"BITNER n87E"]
[13451,null,"STEROWNICZE","S59682",null,"IB-BiT 500 C","4x0,75",null,"Bitner","KMT",1,4370,"PLN",0.23,null,null,null,null,null,null,null,"BITNER n87E"]
[13470,null,"STEROWNICZE","S59701",null,"IB-BiT 500 C","4x1",null,"Bitner","KMT",1,5350,"PLN",0.23,null,null,null,null,null,null,null,"BITNER n87E"]
[13506,null,"STEROWNICZE","S59738",null,"IB-BiT 500 C","21x2,5",null,"Bitner","KMT",1,51560,"PLN",0.23,null,null,null,null,null,null,null,"BITNER n87E"]
[13522,null,"STEROWNICZE","S59754",null,"IB-BiT 500 C","19x1",null,"Bitner","KMT",1,21620,"PLN",0.23,null,null,null,null,null,null,null,"BITNER n87E"]
[13539,null,"STEROWNICZE","S59771",null,"IB-BiT 500 C","50x1,5",null,"Bitner","KMT",1,73940,"PLN",0.23,null,null,null,null,null,null,null,"BITNER n87E"]
[13554,null,"STEROWNICZE","SI0155",null,"IB-BiT 500 CY ","7x0,5",null,"Bitner","KMT",1,7120,"PLN",0.23,null,null,null,null,null,null,null,"BITNER n87E"]
[13573,null,"STEROWNICZE","SI0176",null,"IB-BiT 500 CY ","10x0,75",null,"Bitner","KMT",1,12580,"PLN",0.23,null,null,null,null,null,null,null,"BITNER n87E"]
[13609,null,"STEROWNICZE","SI0218",null,"IB-BiT 500 CY ","12x2,5",null,"Bitner","KMT",1,33230,"PLN",0.23,null,null,null,null,null,null,null,"BITNER n87E"]
[13623,null,"STEROWNICZE","SI0234",null,"IB-BiT 500 CY ","5x4",null,"Bitner","KMT",1,24750,"PLN",0.23,null,null,null,null,null,null,null,"BITNER n87E"]
[13642,null,"STEROWNICZE","SI1158",null,"IB-BiT 500 CY ","56x0,75",null,"Bitner","KMT",1,49110,"PLN",0.23,null,null,null,null,null,null,null,"BITNER n87E"]
[13657,null,"STEROWNICZE","SI1173",null,"IB-BiT 500 CY ","19x1,5",null,"Bitner","KMT",1,32290,"PLN",0.23,null,null,null,null,null,null,null,"BITNER n87E"]
[13693,null,"STEROWNICZE","S31974",null,"IB-BiT LiYCY  300/300V","3x0,25","giętki kabel sterowniczy ekranowany do systemów iskrobezpiecznych, żyły kolorowe, 300/300V","Bitner","KMT",1,2210,"PLN",0.23,null,null,null,null,null,null,null,"BITNER n87E",null,null,null,null,"http://katalog.bitner.kei.pl/pliki/7_IB-BiT%20LiYCY.pdf","http://katalog.bitner.kei.pl/pliki/D_S_133_IB_LiYY_LiYCY_LiYCY_P_300_300.pdf"]
[13698,null,"STEROWNICZE","S31979",null,"IB-BiT LiYCY  300/300V","8x0,25","giętki kabel sterowniczy ekranowany do systemów iskrobezpiecznych, żyły kolorowe, 300/300V","Bitner","KMT",1,4460,"PLN",0.23,null,null,null,null,null,null,null,"BITNER n87E",null,null,null,null,"http://katalog.bitner.kei.pl/pliki/7_IB-BiT%20LiYCY.pdf","http://katalog.bitner.kei.pl/pliki/D_S_133_IB_LiYY_LiYCY_LiYCY_P_300_300.pdf"]
[13726,null,"STEROWNICZE","S32188",null,"IB-BiT LiYCY  300/300V","18x0,34","giętki kabel sterowniczy ekranowany do systemów iskrobezpiecznych, żyły kolorowe, 300/300V","Bitner","KMT",1,12100,"PLN",0.23,null,null,null,null,null,null,null,"BITNER n87E",null,null,null,null,"http://katalog.bitner.kei.pl/pliki/7_IB-BiT%20LiYCY.pdf","http://katalog.bitner.kei.pl/pliki/D_S_133_IB_LiYY_LiYCY_LiYCY_P_300_300.pdf"]
[13745,null,"STEROWNICZE","S32207",null,"IB-BiT LiYCY  300/300V","12x0,5","giętki kabel sterowniczy ekranowany do systemów iskrobezpiecznych, żyły kolorowe, 300/300V","Bitner","KMT",1,9010,"PLN",0.23,null,null,null,null,null,null,null,"BITNER n87E",null,null,null,null,"http://katalog.bitner.kei.pl/pliki/7_IB-BiT%20LiYCY.pdf","http://katalog.bitner.kei.pl/pliki/D_S_133_IB_LiYY_LiYCY_LiYCY_P_300_300.pdf"]
[13760,null,"STEROWNICZE","S32222",null,"IB-BiT LiYCY  300/300V","7x0,75","giętki kabel sterowniczy ekranowany do systemów iskrobezpiecznych, żyły kolorowe, 300/300V","Bitner","KMT",1,6820,"PLN",0.23,null,null,null,null,null,null,null,"BITNER n87E",null,null,null,null,"http://katalog.bitner.kei.pl/pliki/7_IB-BiT%20LiYCY.pdf","http://katalog.bitner.kei.pl/pliki/D_S_133_IB_LiYY_LiYCY_LiYCY_P_300_300.pdf"]
[13796,null,"STEROWNICZE","S32258",null,"IB-BiT LiYCY  300/300V","18x1,5","giętki kabel sterowniczy ekranowany do systemów iskrobezpiecznych, żyły kolorowe, 300/300V","Bitner","KMT",1,28350,"PLN",0.23,null,null,null,null,null,null,null,"BITNER n87E",null,null,null,null,"http://katalog.bitner.kei.pl/pliki/7_IB-BiT%20LiYCY.pdf","http://katalog.bitner.kei.pl/pliki/D_S_133_IB_LiYY_LiYCY_LiYCY_P_300_300.pdf"]
[13799,null,"STEROWNICZE","S32261",null,"IB-BiT LiYCY  300/300V","30x1,5","giętki kabel sterowniczy ekranowany do systemów iskrobezpiecznych, żyły kolorowe, 300/300V","Bitner","KMT",1,46890,"PLN",0.23,null,null,null,null,null,null,null,"BITNER n87E",null,null,null,null,"http://katalog.bitner.kei.pl/pliki/7_IB-BiT%20LiYCY.pdf","http://katalog.bitner.kei.pl/pliki/D_S_133_IB_LiYY_LiYCY_LiYCY_P_300_300.pdf"]
[13829,null,"STEROWNICZE","S32302",null,"IB-BiT LiYCY  300/300V","4x2x0,5","giętki kabel sterowniczy ekranowany do systemów iskrobezpiecznych, żyły kolorowe, 300/300V","Bitner","KMT",1,7380,"PLN",0.23,null,null,null,null,null,null,null,"BITNER n87E",null,null,null,null,"http://katalog.bitner.kei.pl/pliki/7_IB-BiT%20LiYCY.pdf","http://katalog.bitner.kei.pl/pliki/D_S_133_IB_LiYY_LiYCY_LiYCY_P_300_300.pdf"]
[13848,null,"STEROWNICZE","S32321",null,"IB-BiT LiYCY  300/300V","2x2x1","giętki kabel sterowniczy ekranowany do systemów iskrobezpiecznych, żyły kolorowe, 300/300V","Bitner","KMT",1,7530,"PLN",0.23,null,null,null,null,null,null,null,"BITNER n87E",null,null,null,null,"http://katalog.bitner.kei.pl/pliki/7_IB-BiT%20LiYCY.pdf","http://katalog.bitner.kei.pl/pliki/D_S_133_IB_LiYY_LiYCY_LiYCY_P_300_300.pdf"]
[13863,null,"STEROWNICZE","S32337",null,"IB-BiT LiYCY  300/300V","3x2x0,14","giętki kabel sterowniczy ekranowany do systemów iskrobezpiecznych, żyły kolorowe, 300/300V","Bitner","KMT",1,2380,"PLN",0.23,null,null,null,null,null,null,null,"BITNER n87E",null,null,null,null,"http://katalog.bitner.kei.pl/pliki/7_IB-BiT%20LiYCY.pdf","http://katalog.bitner.kei.pl/pliki/D_S_133_IB_LiYY_LiYCY_LiYCY_P_300_300.pdf"]
[13898,null,"STEROWNICZE","S32372",null,"IB-BiT LiYCY  300/300V","12x2x0,34","giętki kabel sterowniczy ekranowany do systemów iskrobezpiecznych, żyły kolorowe, 300/300V","Bitner","KMT",1,13460,"PLN",0.23,null,null,null,null,null,null,null,"BITNER n87E",null,null,null,null,"http://katalog.bitner.kei.pl/pliki/7_IB-BiT%20LiYCY.pdf","http://katalog.bitner.kei.pl/pliki/D_S_133_IB_LiYY_LiYCY_LiYCY_P_300_300.pdf"]
[13917,null,"STEROWNICZE","SI0545",null,"IB-BiT LiYCY  300/500V","7x0,5",null,"Bitner","KMT",1,6490,"PLN",0.23,null,null,null,null,null,null,null,"BITNER n87E"]
[13932,null,"STEROWNICZE","SI0560",null,"IB-BiT LiYCY  300/500V","42x0,5",null,"Bitner","KMT",1,"oferta","PLN",0.23,null,null,null,null,null,null,null,"BITNER n87E"]
[13947,null,"STEROWNICZE","SI0575",null,"IB-BiT LiYCY  300/500V","18x0,75",null,"Bitner","KMT",1,18650,"PLN",0.23,null,null,null,null,null,null,null,"BITNER n87E"]
[13966,null,"STEROWNICZE","SI0594",null,"IB-BiT LiYCY  300/500V","8x1,0",null,"Bitner","KMT",1,11520,"PLN",0.23,null,null,null,null,null,null,null,"BITNER n87E"]
[13999,null,"STEROWNICZE","SI0627",null,"IB-BiT LiYCY  300/500V","27x1,5",null,"Bitner","KMT",1,"oferta","PLN",0.23,null,null,null,null,null,null,null,"BITNER n87E"]
[14020,null,"STEROWNICZE","SI0648",null,"IB-BiT LiYCY  300/500V","25x2,5",null,"Bitner","KMT",1,68250,"PLN",0.23,null,null,null,null,null,null,null,"BITNER n87E"]
[14035,null,"STEROWNICZE","SI0670",null,"IB-BiT LiYCY  300/500V","14x2x0,5",null,"Bitner","KMT",1,20480,"PLN",0.23,null,null,null,null,null,null,null,"BITNER n87E"]
[14050,null,"STEROWNICZE","SI0685",null,"IB-BiT LiYCY  300/500V","16x2x0,75",null,"Bitner","KMT",1,32050,"PLN",0.23,null,null,null,null,null,null,null,"BITNER n87E"]
[14074,null,"STEROWNICZE","SI0709",null,"IB-BiT LiYCY  300/500V","8x2x1,5",null,"Bitner","KMT",1,29760,"PLN",0.23,null,null,null,null,null,null,null,"BITNER n87E"]
[14104,null,"STEROWNICZE","S32011",null,"IB-BiT LiYY  300/300V","21x0,5","elastyczny kabel sterowniczy do systemów iskrobezpiecznych, żyły kolorowe, 300/300V","Bitner","KMT",1,10260,"PLN",0.23,null,null,null,null,null,null,null,"BITNER n87E",null,null,null,null,"http://katalog.bitner.kei.pl/pliki/6_IB-BiT%20LiYY.pdf","http://katalog.bitner.kei.pl/pliki/D_S_133_IB_LiYY_LiYCY_LiYCY_P_300_300.pdf"]
[14123,null,"STEROWNICZE","S32030",null,"IB-BiT LiYY  300/300V","2x1","elastyczny kabel sterowniczy do systemów iskrobezpiecznych, żyły kolorowe, 300/300V","Bitner","KMT",1,2360,"PLN",0.23,null,null,null,null,null,null,null,"BITNER n87E",null,null,null,null,"http://katalog.bitner.kei.pl/pliki/6_IB-BiT%20LiYY.pdf","http://katalog.bitner.kei.pl/pliki/D_S_133_IB_LiYY_LiYCY_LiYCY_P_300_300.pdf"]
[14138,null,"STEROWNICZE","S32045",null,"IB-BiT LiYY  300/300V","5x1,5","elastyczny kabel sterowniczy do systemów iskrobezpiecznych, żyły kolorowe, 300/300V","Bitner","KMT",1,7140,"PLN",0.23,null,null,null,null,null,null,null,"BITNER n87E",null,null,null,null,"http://katalog.bitner.kei.pl/pliki/6_IB-BiT%20LiYY.pdf","http://katalog.bitner.kei.pl/pliki/D_S_133_IB_LiYY_LiYCY_LiYCY_P_300_300.pdf"]
[14153,null,"STEROWNICZE","S32060",null,"IB-BiT LiYY  300/300V","10x2,5","elastyczny kabel sterowniczy do systemów iskrobezpiecznych, żyły kolorowe, 300/300V","Bitner","KMT",1,21600,"PLN",0.23,null,null,null,null,null,null,null,"BITNER n87E",null,null,null,null,"http://katalog.bitner.kei.pl/pliki/6_IB-BiT%20LiYY.pdf","http://katalog.bitner.kei.pl/pliki/D_S_133_IB_LiYY_LiYCY_LiYCY_P_300_300.pdf"]
[14171,null,"STEROWNICZE","S33916",null,"IB-BiT LiYY  300/300V","37x0,14","elastyczny kabel sterowniczy do systemów iskrobezpiecznych, żyły kolorowe, 300/300V","Bitner","KMT",1,6200,"PLN",0.23,null,null,null,null,null,null,null,"BITNER n87E",null,null,null,null,"http://katalog.bitner.kei.pl/pliki/6_IB-BiT%20LiYY.pdf","http://katalog.bitner.kei.pl/pliki/D_S_133_IB_LiYY_LiYCY_LiYCY_P_300_300.pdf"]
[14207,null,"STEROWNICZE","S33952",null,"IB-BiT LiYY  300/300V","8x0,34","elastyczny kabel sterowniczy do systemów iskrobezpiecznych, żyły kolorowe, 300/300V","Bitner","KMT",1,3320,"PLN",0.23,null,null,null,null,null,null,null,"BITNER n87E",null,null,null,null,"http://katalog.bitner.kei.pl/pliki/6_IB-BiT%20LiYY.pdf","http://katalog.bitner.kei.pl/pliki/D_S_133_IB_LiYY_LiYCY_LiYCY_P_300_300.pdf"]
[14222,null,"STEROWNICZE","S33967",null,"IB-BiT LiYY  300/300V","56x0,34","elastyczny kabel sterowniczy do systemów iskrobezpiecznych, żyły kolorowe, 300/300V","Bitner","KMT",1,"oferta","PLN",0.23,null,null,null,null,null,null,null,"BITNER n87E",null,null,null,null,"http://katalog.bitner.kei.pl/pliki/6_IB-BiT%20LiYY.pdf","http://katalog.bitner.kei.pl/pliki/D_S_133_IB_LiYY_LiYCY_LiYCY_P_300_300.pdf"]
[14241,null,"STEROWNICZE","S34303",null,"IB-BiT LiYY  300/300V","5x2x0,14","elastyczny kabel sterowniczy do systemów iskrobezpiecznych, żyły kolorowe, 300/300V","Bitner","KMT",1,2090,"PLN",0.23,null,null,null,null,null,null,null,"BITNER n87E",null,null,null,null,"http://katalog.bitner.kei.pl/pliki/6_IB-BiT%20LiYY.pdf","http://katalog.bitner.kei.pl/pliki/D_S_133_IB_LiYY_LiYCY_LiYCY_P_300_300.pdf"]
[14274,null,"STEROWNICZE","S34336",null,"IB-BiT LiYY  300/300V","12x2x0,34","elastyczny kabel sterowniczy do systemów iskrobezpiecznych, żyły kolorowe, 300/300V","Bitner","KMT",1,9290,"PLN",0.23,null,null,null,null,null,null,null,"BITNER n87E",null,null,null,null,"http://katalog.bitner.kei.pl/pliki/6_IB-BiT%20LiYY.pdf","http://katalog.bitner.kei.pl/pliki/D_S_133_IB_LiYY_LiYCY_LiYCY_P_300_300.pdf"]
[14295,null,"STEROWNICZE","S34357",null,"IB-BiT LiYY  300/300V","3x2x0,75","elastyczny kabel sterowniczy do systemów iskrobezpiecznych, żyły kolorowe, 300/300V","Bitner","KMT",1,4650,"PLN",0.23,null,null,null,null,null,null,null,"BITNER n87E",null,null,null,null,"http://katalog.bitner.kei.pl/pliki/6_IB-BiT%20LiYY.pdf","http://katalog.bitner.kei.pl/pliki/D_S_133_IB_LiYY_LiYCY_LiYCY_P_300_300.pdf"]
[14310,null,"STEROWNICZE","S34372",null,"IB-BiT LiYY  300/300V","12x2x1","elastyczny kabel sterowniczy do systemów iskrobezpiecznych, żyły kolorowe, 300/300V","Bitner","KMT",1,23310,"PLN",0.23,null,null,null,null,null,null,null,"BITNER n87E",null,null,null,null,"http://katalog.bitner.kei.pl/pliki/6_IB-BiT%20LiYY.pdf","http://katalog.bitner.kei.pl/pliki/D_S_133_IB_LiYY_LiYCY_LiYCY_P_300_300.pdf"]
[14325,null,"STEROWNICZE","SI0342",null,"IB-BiT LiYY  300/500V","4x0,5",null,"Bitner","KMT",1,2240,"PLN",0.23,null,null,null,null,null,null,null,"BITNER n87E"]
[14349,null,"STEROWNICZE","SI0366",null,"IB-BiT LiYY  300/500V","5x0,75",null,"Bitner","KMT",1,3820,"PLN",0.23,null,null,null,null,null,null,null,"BITNER n87E"]
[14358,null,"STEROWNICZE","SI0375",null,"IB-BiT LiYY  300/500V","19x0,75",null,"Bitner","KMT",1,12520,"PLN",0.23,null,null,null,null,null,null,null,"BITNER n87E"]
[14394,null,"STEROWNICZE","SI0411",null,"IB-BiT LiYY  300/500V","2x1,5",null,"Bitner","KMT",1,3280,"PLN",0.23,null,null,null,null,null,null,null,"BITNER n87E"]
[14413,null,"STEROWNICZE","SI0430",null,"IB-BiT LiYY  300/500V","40x1,5",null,"Bitner","KMT",1,48980,"PLN",0.23,null,null,null,null,null,null,null,"BITNER n87E"]
[14428,null,"STEROWNICZE","SI0462",null,"IB-BiT LiYY  300/500V","4x2x0,5",null,"Bitner","KMT",1,4230,"PLN",0.23,null,null,null,null,null,null,null,"BITNER n87E"]
[14450,null,"STEROWNICZE","SI0484",null,"IB-BiT LiYY  300/500V","16x2x0,75",null,"Bitner","KMT",1,22570,"PLN",0.23,null,null,null,null,null,null,null,"BITNER n87E"]
[14482,null,"STEROWNICZE","SI0516",null,"IB-BiT LiYY  300/500V","2x2x2,5",null,"Bitner","KMT",1,9110,"PLN",0.23,null,null,null,null,null,null,null,"BITNER n87E"]
[14497,null,"STEROWNICZE","S31714",null,"Li2YCY-P(St)","10x2x0,5","przewód do transmisji danych, parowany, o obniżonej pojemności","Bitner","KMT",1,19410,"PLN",0.23,null,null,null,null,null,null,null,"BITNER n83",null,null,null,null,"http://katalog.bitner.kei.pl/pliki/7_Li2YCY-P(St).pdf","http://katalog.bitner.kei.pl/pliki/DS_052_Li2YCY_P_St_300_300.pdf"]
[14516,null,"STEROWNICZE","S10058",null,"RD-H(St)HBd","32x2x0,5",null,"Bitner","KMT",1,36170,"PLN",0.23,null,null,null,null,null,null,null,"BITNER n82"]
[14529,null,"STEROWNICZE","S10006",null,"RD-Y(St)Y Bd","20x2x0,5",null,"Bitner","KMT",1,19610,"PLN",0.23,null,null,null,null,null,null,null,"BITNER n82"]
[14549,null,"STEROWNICZE","S10409",null,"RD-Y(St)Yv Bd","40x2x0,5",null,"Bitner","KMT",1,"oferta","PLN",0.23,null,null,null,null,null,null,null,"BITNER n82"]
[14585,null,"STEROWNICZE","S10161",null,"RE-2Y(St)Yv-P(St)","16x2x1,3",null,"Bitner","KMT",1,46180,"PLN",0.23,null,null,null,null,null,null,null,"BITNER n82"]
[14600,null,"BEZPIECZNE","B60409",null,"(N)HXCH FE180/E30 ","4x1,5RE/1,5",null,"Bitner","KMT",1,11770,"PLN",0.23,null,null,null,null,null,null,null,"BITNER n01"]
[14619,null,"BEZPIECZNE","B60428",null,"(N)HXCH FE180/E30 ","2x10RE/10",null,"Bitner","KMT",1,27680,"PLN",0.23,null,null,null,null,null,null,null,"BITNER n01"]
[14630,null,"BEZPIECZNE","B60439",null,"(N)HXCH FE180/E30 ","19x1,5RE/4",null,"Bitner","KMT",1,37970,"PLN",0.23,null,null,null,null,null,null,null,"BITNER n01"]
[14669,null,"BEZPIECZNE","B60622",null,"(N)HXCH FE180/E90","12x1,5RE/2,5",null,"Bitner","KMT",1,27530,"PLN",0.23,null,null,null,null,null,null,null,"BITNER n01"]
[14688,null,"BEZPIECZNE","B60652",null,"(N)HXCH FE180/E90","14x2,5RE/4",null,"Bitner","KMT",1,41600,"PLN",0.23,null,null,null,null,null,null,null,"BITNER n01"]
[14703,null,"BEZPIECZNE","B60023",null,"(N)HXH-J FE180/E30","3x1,5 RE",null,"Bitner","KMT",1,6480,"PLN",0.23,null,null,null,null,null,null,null,"BITNER n01"]
[14725,null,"BEZPIECZNE","B60045",null,"(N)HXH-J FE180/E30","4x35 RM",null,"Bitner","KMT",1,104910,"PLN",0.23,null,null,null,null,null,null,null,"BITNER n01"]
[14736,null,"BEZPIECZNE","B60056",null,"(N)HXH-J FE180/E30","5x6 RE",null,"Bitner","KMT",1,26680,"PLN",0.23,null,null,null,null,null,null,null,"BITNER n01"]
[14772,null,"BEZPIECZNE","B60106",null,"(N)HXH-J FE180/E30","3x50+1x25RM",null,"Bitner","KMT",1,133210,"PLN",0.23,null,null,null,null,null,null,null,"BITNER n01"]
[14791,null,"BEZPIECZNE","B60234",null,"(N)HXH-J FE180/E90","3x150 RM",null,"Bitner","KMT",1,330780,"PLN",0.23,null,null,null,null,null,null,null,"BITNER n01"]
[14806,null,"BEZPIECZNE","B60249",null,"(N)HXH-J FE180/E90","4x150 RM",null,"Bitner","KMT",1,436680,"PLN",0.23,null,null,null,null,null,null,null,"BITNER n01"]
[14826,null,"BEZPIECZNE","B60269",null,"(N)HXH-J FE180/E90","  10x2,5 RE",null,"Bitner","KMT",1,26610,"PLN",0.23,null,null,null,null,null,null,null,"BITNER n01"]
[14839,null,"BEZPIECZNE","B60291",null,"(N)HXH-J FE180/E90","3x25+1x16RM",null,"Bitner","KMT",1,74980,"PLN",0.23,null,null,null,null,null,null,null,"BITNER n01"]
[14875,null,"BEZPIECZNE","B60100",null,"(N)HXH-O FE180/E30","2x120 RM",null,"Bitner","KMT",1,175140,"PLN",0.23,null,null,null,null,null,null,null,"BITNER n01"]
[14894,null,"BEZPIECZNE","B60218",null,"(N)HXH-O FE180/E90","2x6RE",null,"Bitner","KMT",1,12450,"PLN",0.23,null,null,null,null,null,null,null,"BITNER n01"]
[14905,null,"BEZPIECZNE","S63704",null,"BiT HDHX 450/750V","2x1,5",null,"Bitner","KMT",1,3680,"PLN",0.23,null,null,null,null,null,null,null,"BITNER n03"]
[14923,null,"BEZPIECZNE","B50001",null,"HDGs FE180/PH90/E90","2x1",null,"Bitner","KMT",1,2370,"PLN",0.23,null,null,null,null,null,null,null,"BITNER n05"]
[14942,null,"BEZPIECZNE","B50215",null,"HDGsekwfżo FE180/PH90/E90","5x4",null,"Bitner","KMT",1,18090,"PLN",0.23,null,null,null,null,null,null,null,"BITNER n05c"]
[14978,null,"BEZPIECZNE","B50010",null,"HDGsżo FE180/PH90/E90","4x1,5",null,"Bitner","KMT",1,6110,"PLN",0.23,null,null,null,null,null,null,null,"BITNER n05c"]
[14997,null,"BEZPIECZNE","B50029",null,"HDGsżo FE180/PH90/E90","20x1",null,"Bitner","KMT",1,20970,"PLN",0.23,null,null,null,null,null,null,null,"BITNER n05c"]
[15006,null,"BEZPIECZNE","B50038",null,"HDGsżo FE180/PH90/E90","37x1",null,"Bitner","KMT",1,37920,"PLN",0.23,null,null,null,null,null,null,null,"BITNER n05c"]
[15026,null,"BEZPIECZNE","B50607",null,"HLGsekwfżo FE180/PH90/E90","3x4",null,"Bitner","KMT",1,11550,"PLN",0.23,null,null,null,null,null,null,null,"BITNER n05c"]
[15045,null,"BEZPIECZNE","B50626",null,"HLGsekwfżo FE180/PH90/E90","16x1,5",null,"Bitner","KMT",1,23670,"PLN",0.23,null,null,null,null,null,null,null,"BITNER n05c"]
[15081,null,"BEZPIECZNE","B50420",null,"HLGsżo FE180/PH90/E90","10x1,5",null,"Bitner","KMT",1,14300,"PLN",0.23,null,null,null,null,null,null,null,"BITNER n05c"]
[15105,null,"BEZPIECZNE","B50445",null,"HLGsżo FE180/PH90/E90","19x1,5",null,"Bitner","KMT",1,26670,"PLN",0.23,null,null,null,null,null,null,null,"BITNER n05c"]
[15114,null,"BEZPIECZNE","TN0207",null,"HTKSH","2x2x1",null,"Bitner","KMT",1,3120,"PLN",0.23,null,null,null,null,null,null,null,"BITNER n04A"]
[15129,null,"BEZPIECZNE","TN0252",null,"HTKSH","7x2x0,5",null,"Bitner","KMT",1,2520,"PLN",0.23,null,null,null,null,null,null,null,"BITNER n04A"]
[15148,null,"BEZPIECZNE","B10009",null,"HTKSH FE180/PH90/E90","1x2x1,4","HTKSH(ekw)FE 180/PH90 (E90) bezhalogenowy przewód telekomunikacyjny, ekranowany z podtrzymaniem funkcji elektrycznych przez 90 minut PH90","Bitner","KMT",1,3350,"PLN",0.23,null,null,null,null,null,null,null,"BITNER n04",null,null,null,null,"http://katalog.bitner.kei.pl/pliki/1_HTKSH_ekw_FE180_PH90_E90.pdf","http://katalog.bitner.kei.pl/pliki/DB_101_HTKSH_PH90_HTKSHekw_PH90.pdf","http://katalog.bitner.kei.pl/pliki/AT_HTKSH_str1.pdf","http://katalog.bitner.kei.pl/pliki/Cert_HTKSH_2010.pdf","http://katalog.bitner.kei.pl/pliki/Dop_CNBOP_HTKSH_2018"]
[15184,null,"BEZPIECZNE","B10046",null,"HTKSH FE180/PH90/E90","10x2x2,3","HTKSH(ekw)FE 180/PH90 (E90) bezhalogenowy przewód telekomunikacyjny, ekranowany z podtrzymaniem funkcji elektrycznych przez 90 minut PH90","Bitner","KMT",1,73720,"PLN",0.23,null,null,null,null,null,null,null,"BITNER n04",null,null,null,null,"http://katalog.bitner.kei.pl/pliki/1_HTKSH_ekw_FE180_PH90_E90.pdf","http://katalog.bitner.kei.pl/pliki/DB_101_HTKSH_PH90_HTKSHekw_PH90.pdf","http://katalog.bitner.kei.pl/pliki/AT_HTKSH_str1.pdf","http://katalog.bitner.kei.pl/pliki/Cert_HTKSH_2010.pdf","http://katalog.bitner.kei.pl/pliki/Dop_CNBOP_HTKSH_2054"]
[15206,null,"BEZPIECZNE","TN0317",null,"HTKSHekw","10x2x1",null,"Bitner","KMT",1,14050,"PLN",0.23,null,null,null,null,null,null,null,"BITNER n04A"]
[15217,null,"BEZPIECZNE","TN0356",null,"HTKSHekw","12x2x0,8",null,"Bitner","KMT",1,10730,"PLN",0.23,null,null,null,null,null,null,null,"BITNER n04A"]
[15232,null,"BEZPIECZNE","B10108",null,"HTKSHekw FE180/PH90/E90","1x2x1,4","HTKSH(ekw)FE 180/PH90 (E90) bezhalogenowy przewód telekomunikacyjny, ekranowany z podtrzymaniem funkcji elektrycznych przez 90 minut PH90","Bitner","KMT",1,3900,"PLN",0.23,null,null,null,null,null,null,null,"BITNER n04A",null,null,null,null,"http://katalog.bitner.kei.pl/pliki/1_HTKSH_ekw_FE180_PH90_E90.pdf","http://katalog.bitner.kei.pl/pliki/DB_101_HTKSH_PH90_HTKSHekw_PH90.pdf","http://katalog.bitner.kei.pl/pliki/AT_HTKSH_str1.pdf","http://katalog.bitner.kei.pl/pliki/Cert_HTKSH_2010.pdf","http://katalog.bitner.kei.pl/pliki/Dop_CNBOP_HTKSH_2069"]
[15272,null,"BEZPIECZNE","B10152",null,"HTKSHekw FE180/PH90/E90","2x2x2,8","HTKSH(ekw)FE 180/PH90 (E90) bezhalogenowy przewód telekomunikacyjny, ekranowany z podtrzymaniem funkcji elektrycznych przez 90 minut PH90","Bitner","KMT",1,23860,"PLN",0.23,null,null,null,null,null,null,null,"BITNER n04A",null,null,null,null,"http://katalog.bitner.kei.pl/pliki/1_HTKSH_ekw_FE180_PH90_E90.pdf","http://katalog.bitner.kei.pl/pliki/DB_101_HTKSH_PH90_HTKSHekw_PH90.pdf","http://katalog.bitner.kei.pl/pliki/AT_HTKSH_str1.pdf","http://katalog.bitner.kei.pl/pliki/Cert_HTKSH_2010.pdf","http://katalog.bitner.kei.pl/pliki/Dop_CNBOP_HTKSH_2109"]
[15281,null,"BEZPIECZNE","B10406",null,"JE-H(St)H  FE180/E90 CERAMIC "," 3x2x1",null,"Bitner","KMT",1,"oferta","PLN",0.23,null,null,null,null,null,null,null,"BITNER n04C"]
[15301,null,"BEZPIECZNE","B10426",null,"JE-H(St)H  FE180/E90 CERAMIC ","32x2x1",null,"Bitner","KMT",1,56160,"PLN",0.23,null,null,null,null,null,null,null,"BITNER n04C"]
[15320,null,"BEZPIECZNE","B10303",null,"JE-H(St)H FE180/E30 CERAMIC"," 4x2x0,8",null,"Bitner","KMT",1,7520,"PLN",0.23,null,null,null,null,null,null,null,"BITNER n04C"]
[15335,null,"BEZPIECZNE","B10318",null,"JE-H(St)H FE180/E30 CERAMIC","16x2x0,8",null,"Bitner","KMT",1,21120,"PLN",0.23,null,null,null,null,null,null,null,"BITNER n04C"]
[15360,null,"BEZPIECZNE","B10501",null,"JE-H(St)H FE180/E30 MICA"," 2x2x0,8",null,"Bitner","KMT",1,6930,"PLN",0.23,null,null,null,null,null,null,null,"BITNER n04C"]
[15389,null,"BEZPIECZNE","B10530",null,"JE-H(St)H FE180/E30 MICA","24x2x0,8",null,"Bitner","KMT",1,38640,"PLN",0.23,null,null,null,null,null,null,null,"BITNER n04C"]
[15404,null,"BEZPIECZNE","B10603",null,"JE-H(St)H FE180/E90 MICA"," 4x2x0,8",null,"Bitner","KMT",1,10720,"PLN",0.23,null,null,null,null,null,null,null,"BITNER n04C"]
[15423,null,"BEZPIECZNE","B10622",null,"JE-H(St)H FE180/E90 MICA","52x2x0,8",null,"Bitner","KMT",1,80000,"PLN",0.23,null,null,null,null,null,null,null,"BITNER n04C"]
[15459,null,"BEZPIECZNE","B61816",null,"N2XCH 0,6/1kV","3x2,5RE/2,5",null,"Bitner","KMT",1,9880,"PLN",0.23,null,null,null,null,null,null,null,"BITNER n02"]
[15461,null,"BEZPIECZNE","B61818",null,"N2XCH 0,6/1kV","3x6RE/6",null,"Bitner","KMT",1,19190,"PLN",0.23,null,null,null,null,null,null,null,"BITNER n02C"]
[15492,null,"BEZPIECZNE","B61849",null,"N2XCH 0,6/1kV","14x2,5/6",null,"Bitner","KMT",1,"oferta","PLN",0.23,null,null,null,null,null,null,null,"BITNER n02C"]
[15507,null,"BEZPIECZNE","B61865",null,"N2XCH 0,6/1kV","4x150RM/70",null,"Bitner","KMT",1,459880,"PLN",0.23,null,null,null,null,null,null,null,"BITNER n02C"]
[15522,null,"BEZPIECZNE","B61634",null,"N2XH-J 0,6/1kV","3x120RM",null,"Bitner","KMT",1,227850,"PLN",0.23,null,null,null,null,null,null,null,"BITNER n02C"]
[15556,null,"BEZPIECZNE","B61675",null,"N2XH-J 0,6/1kV","40x1,5RE",null,"Bitner","KMT",1,43920,"PLN",0.23,null,null,null,null,null,null,null,"BITNER n02C"]
[15576,null,"BEZPIECZNE","B61723",null,"N2XH-J 0,6/1kV","5x120RM",null,"Bitner","KMT",1,374760,"PLN",0.23,null,null,null,null,null,null,null,"BITNER n02C"]
[15595,null,"BEZPIECZNE","B61613",null,"N2XH-O 0,6/1kV","  1x185RM",null,"Bitner","KMT",1,114720,"PLN",0.23,null,null,null,null,null,null,null,"BITNER n02C"]
[15610,null,"BEZPIECZNE","B61201",null,"NHXCH FE180/E30","3x2,5RE/2,5",null,"Bitner","KMT",1,12980,"PLN",0.23,null,null,null,null,null,null,null,"BITNER n01"]
[15646,null,"BEZPIECZNE","B61237",null,"NHXCH FE180/E30","4x120RM/70",null,"Bitner","KMT",1,390180,"PLN",0.23,null,null,null,null,null,null,null,"BITNER n01"]
[15657,null,"BEZPIECZNE","B61254",null,"NHXCH FE180/E30","14x2,5RE/4",null,"Bitner","KMT",1,40100,"PLN",0.23,null,null,null,null,null,null,null,"BITNER n01"]
[15679,null,"BEZPIECZNE","B61413",null,"NHXCH FE180/E90 ","4x10RE/10",null,"Bitner","KMT",1,42480,"PLN",0.23,null,null,null,null,null,null,null,"BITNER n01"]
[15698,null,"BEZPIECZNE","B61432",null,"NHXCH FE180/E90 ","19x1,5RE/4",null,"Bitner","KMT",1,39520,"PLN",0.23,null,null,null,null,null,null,null,"BITNER n01"]
[15713,null,"BEZPIECZNE","B61451",null,"NHXCH FE180/E90 ","12x4RE/6",null,"Bitner","KMT",1,51040,"PLN",0.23,null,null,null,null,null,null,null,"BITNER n01"]
[15736,null,"BEZPIECZNE","B60837",null,"NHXH-J FE180/E30 ","4x1,5RE",null,"Bitner","KMT",1,8980,"PLN",0.23,null,null,null,null,null,null,null,"BITNER n01"]
[15767,null,"BEZPIECZNE","B60871",null,"NHXH-J FE180/E30 ","10x1,5RE",null,"Bitner","KMT",1,19840,"PLN",0.23,null,null,null,null,null,null,null,"BITNER n01"]
[15782,null,"BEZPIECZNE","B60886",null,"NHXH-J FE180/E30 ","37x2,5 RE",null,"Bitner","KMT",1,"oferta","PLN",0.23,null,null,null,null,null,null,null,"BITNER n01"]
[15797,null,"BEZPIECZNE","B60978",null,"NHXH-J FE180/E30 ","3x240+1x120RM",null,"Bitner","KMT",1,611790,"PLN",0.23,null,null,null,null,null,null,null,"BITNER n01"]
[15816,null,"BEZPIECZNE","B61039",null,"NHXH-J FE180/E90 ","4x4RE",null,"Bitner","KMT",1,17600,"PLN",0.23,null,null,null,null,null,null,null,"BITNER n01"]
[15837,null,"BEZPIECZNE","B61060",null,"NHXH-J FE180/E90 ","5x50RM",null,"Bitner","KMT",1,198390,"PLN",0.23,null,null,null,null,null,null,null,"BITNER n01"]
[15870,null,"BEZPIECZNE","B61105",null,"NHXH-J FE180/E90 ","3x240+1x120RM",null,"Bitner","KMT",1,630800,"PLN",0.23,null,null,null,null,null,null,null,"BITNER n01"]
[15885,null,"BEZPIECZNE","B60814",null,"NHXH-O FE180/E30 ","1x240 RE",null,"Bitner","KMT",1,164280,"PLN",0.23,null,null,null,null,null,null,null,"BITNER n01"]
[15900,null,"BEZPIECZNE","B61003",null,"NHXH-O FE180/E90 ","1x6 RE",null,"Bitner","KMT",1,6250,"PLN",0.23,null,null,null,null,null,null,null,"BITNER n01"]
[15932,null,"BEZPIECZNE","B50823",null,"NHXMH-J 300/500V","4x2,5RE",null,"Bitner","KMT",1,7980,"PLN",0.23,null,null,null,null,null,null,null,"BITNER n03"]
[15954,null,"BEZPIECZNE","B50803",null,"NHXMH-O 300/500V","1x6RE",null,"Bitner","KMT",1,4300,"PLN",0.23,null,null,null,null,null,null,null,"BITNER n03"]
[15973,null,"BEZPIECZNE","B62206",null,"NKGs  FE180/PH90","1x25 RM",null,"Bitner","KMT",1,19900,"PLN",0.23,null,null,null,null,null,null,null,"BITNER n01"]
[15988,null,"BEZPIECZNE","B62221",null,"NKGs  FE180/PH90","2x16 RE",null,"Bitner","KMT",1,28660,"PLN",0.23,null,null,null,null,null,null,null,"BITNER n01"]
[16003,null,"BEZPIECZNE","B62197",null,"NKGsżo  FE180/PH90","3x95+1x50RM",null,"Bitner","KMT",1,248670,"PLN",0.23,null,null,null,null,null,null,null,"BITNER n01"]
[16033,null,"BEZPIECZNE","B62255",null,"NKGsżo  FE180/PH90","4x150  RM",null,"Bitner","KMT",1,432500,"PLN",0.23,null,null,null,null,null,null,null,"BITNER n01"]
[16057,null,"BEZPIECZNE","B62282",null,"NKGsżo  FE180/PH90","  12x2,5 RE",null,"Bitner","KMT",1,30210,"PLN",0.23,null,null,null,null,null,null,null,"BITNER n01"]
[16072,null,"BEZPIECZNE","B62297",null,"NKGsżo  FE180/PH90","61x2,5 RE",null,"Bitner","KMT",1,"oferta","PLN",0.23,null,null,null,null,null,null,null,"BITNER n01"]
[16091,null,"BEZPIECZNE","TN0104",null,"YnTKSYekw","4x2x0,8",null,"Bitner","KMT",1,3690,"PLN",0.23,null,null,null,null,null,null,null,"BITNER n64"]
[16112,null,"ENERGETYCZNE I SYGNALIZACYJNE","IP0214",null," H07RN-F","1x240",null,"Bitner","KMT",1,181750,"PLN",0.23,null,null,null,null,null,null,null,"BITNER n25"]
[16124,null,"ENERGETYCZNE I SYGNALIZACYJNE","IP0225",null," H07RN-F ","2x25",null,"Bitner","KMT",1,"oferta","PLN",0.23,null,null,null,null,null,null,null,"BITNER n25"]
[16160,null,"ENERGETYCZNE I SYGNALIZACYJNE","IP0261",null," H07RN-F ","5x16",null,"Bitner","KMT",1,78960,"PLN",0.23,null,null,null,null,null,null,null,"BITNER n25"]
[16175,null,"ENERGETYCZNE I SYGNALIZACYJNE","IP0276",null," H07RN-F ","18x1,5",null,"Bitner","KMT",1,"oferta","PLN",0.23,null,null,null,null,null,null,null,"BITNER n25"]
[16194,null,"ENERGETYCZNE I SYGNALIZACYJNE","IP0295",null," H07RN-F ","3x240",null,"Bitner","KMT",1,"oferta","PLN",0.23,null,null,null,null,null,null,null,"BITNER n25"]
[16213,null,"ENERGETYCZNE I SYGNALIZACYJNE","EA0715",null,"AsXSn 0,6/1kV","  4x50+1x35",null,"Bitner","KMT",1,29170,"PLN",0.23,null,null,null,null,null,null,null,"BITNER n11C"]
[16244,null,"ENERGETYCZNE I SYGNALIZACYJNE","IS0014",null,"BiT GsLGs  450/750V ","5x1",null,"Bitner","KMT",1,11180,"PLN",0.23,null,null,null,null,null,null,null,"BITNER n27"]
[16263,null,"ENERGETYCZNE I SYGNALIZACYJNE","IS0033",null,"BiT GsLGs  450/750V ","2x16",null,"Bitner","KMT",1,"oferta","PLN",0.23,null,null,null,null,null,null,null,"BITNER n27"]
[16278,null,"ENERGETYCZNE I SYGNALIZACYJNE","IS0202",null,"BiT LGs 450/750V ",1,null,"Bitner","KMT",1,1370,"PLN",0.23,null,null,null,null,null,null,null,"BITNER n27"]
[16308,null,"ENERGETYCZNE I SYGNALIZACYJNE","IP1013 ",null,"BiT NSHTÖU","4x1,5",null,"Bitner","KMT",1,11610,"PLN",0.23,null,null,null,null,null,null,null,"BITNER n31E"]
[16311,null,"ENERGETYCZNE I SYGNALIZACYJNE","IP1016 ",null,"BiT NSHTÖU","4x6 ",null,"Bitner","KMT",1,32810,"PLN",0.23,null,null,null,null,null,null,null,"BITNER n31E"]
[16347,null,"ENERGETYCZNE I SYGNALIZACYJNE","EM0517",null,"BiT YKSXS 0,6/1kV ","14G2,5",null,"Bitner","KMT",1,25080,"PLN",0.23,null,null,null,null,null,null,null,"BITNER n51"]
[16366,null,"ENERGETYCZNE I SYGNALIZACYJNE","EM8300",null,"BiT YKSY 0,6/1kV ","7G1,0",null,"Bitner","KMT",1,5510,"PLN",0.23,null,null,null,null,null,null,null,"BITNER n51"]
[16381,null,"ENERGETYCZNE I SYGNALIZACYJNE","EM8315",null,"BiT YKSY 0,6/1kV ","12G1,5",null,"Bitner","KMT",1,12700,"PLN",0.23,null,null,null,null,null,null,null,"BITNER n51"]
[16409,null,"ENERGETYCZNE I SYGNALIZACYJNE","EM8557",null,"BiT YKSYektmy 0,6/1kV","24G1,0",null,"Bitner","KMT",1,31150,"PLN",0.23,null,null,null,null,null,null,null,"BITNER n51G"]
[16435,null,"ENERGETYCZNE I SYGNALIZACYJNE","EM8587",null,"BiT YKSYektmy 0,6/1kV","10G6",null,"Bitner","KMT",1,54260,"PLN",0.23,null,null,null,null,null,null,null,"BITNER n51G"]
[16450,null,"ENERGETYCZNE I SYGNALIZACYJNE","EM8462",null,"BiT YKSYFtZny 0,6/1kV","14G1,0",null,"Bitner","KMT",1,13690,"PLN",0.23,null,null,null,null,null,null,null,"BITNER n51F"]
[16469,null,"ENERGETYCZNE I SYGNALIZACYJNE","EM8482",null,"BiT YKSYFtZny 0,6/1kV","75G1,0",null,"Bitner","KMT",1,65510,"PLN",0.23,null,null,null,null,null,null,null,"BITNER n51F"]
[16488,null,"ENERGETYCZNE I SYGNALIZACYJNE","EM8843",null,"BiT YnKSXS 0,6/1kV","48G1,5",null,"Bitner","KMT",1,59850,"PLN",0.23,null,null,null,null,null,null,null,"BITNER n51"]
[16498,null,"ENERGETYCZNE I SYGNALIZACYJNE","EM8854",null,"BiT YnKSXS 0,6/1kV","7G4",null,"Bitner","KMT",1,21850,"PLN",0.23,null,null,null,null,null,null,null,"BITNER n51"]
[16538,null,"ENERGETYCZNE I SYGNALIZACYJNE","EM8685",null,"BiT YnKSY 0,6/1kV","10G4",null,"Bitner","KMT",1,28730,"PLN",0.23,null,null,null,null,null,null,null,"BITNER n51"]
[16553,null,"ENERGETYCZNE I SYGNALIZACYJNE","EM9610",null,"BiT YoKSY 0,6/1kV","48G1,0",null,"Bitner","KMT",1,40920,"PLN",0.23,null,null,null,null,null,null,null,"BITNER n51"]
[16572,null,"ENERGETYCZNE I SYGNALIZACYJNE","EM9629",null,"BiT YoKSY 0,6/1kV","19G2,5",null,"Bitner","KMT",1,36040,"PLN",0.23,null,null,null,null,null,null,null,"BITNER n51"]
[16589,null,"ENERGETYCZNE I SYGNALIZACYJNE","IW0207",null,"H01N2-D (OnS-1)",120,null,"Bitner","KMT",1,90640,"PLN",0.23,null,null,null,null,null,null,null,"BITNER n24"]
[16622,null,"ENERGETYCZNE I SYGNALIZACYJNE","IP0603",null,"H05BB-F","2x2,5",null,"Bitner","KMT",1,"oferta","PLN",0.23,null,null,null,null,null,null,null,"BITNER n25E"]
[16641,null,"ENERGETYCZNE I SYGNALIZACYJNE","IP0502",null,"H05BQ-F","3x0,75",null,"Bitner","KMT",1,4120,"PLN",0.23,null,null,null,null,null,null,null,"BITNER n37"]
[16656,null,"ENERGETYCZNE I SYGNALIZACYJNE","IP0517",null,"H05BQ-F","24x1",null,"Bitner","KMT",1,"oferta","PLN",0.23,null,null,null,null,null,null,null,"BITNER n37"]
[16684,null,"ENERGETYCZNE I SYGNALIZACYJNE","IG0105",null,"H05V2-K ",2.5,null,"Bitner","KMT",1,"oferta","PLN",0.23,null,null,null,null,null,null,null,"BITNER n28E",null,null,null,null,"http://katalog.bitner.kei.pl/pliki/72_H05%20V-K(LgY),%20H05%20V2-K(LgYc)_300_500.pdf","http://katalog.bitner.kei.pl/pliki/DS_055_H05V2_K_LgYc.pdf"]
[16689,null,"ENERGETYCZNE I SYGNALIZACYJNE","IG0005",null,"H05V-K ",1.5,null,"Bitner","KMT",1,"oferta","PLN",0.23,null,null,null,null,null,null,null,"BITNER n28E",null,null,null,null,"http://katalog.bitner.kei.pl/pliki/72_H05%20V-K(LgY),%20H05%20V2-K(LgYc)_300_500.pdf","http://katalog.bitner.kei.pl/pliki/DS_056_H05V_K_LgY.pdf"]
[16725,null,"ENERGETYCZNE I SYGNALIZACYJNE","IP0707",null,"H07BB-F","1x35",null,"Bitner","KMT",1,"oferta","PLN",0.23,null,null,null,null,null,null,null,"BITNER n25E"]
[16744,null,"ENERGETYCZNE I SYGNALIZACYJNE","IP0726",null,"H07BB-F","3x4",null,"Bitner","KMT",1,"oferta","PLN",0.23,null,null,null,null,null,null,null,"BITNER n25E"]
[16763,null,"ENERGETYCZNE I SYGNALIZACYJNE","IP0745",null,"H07BB-F","4x16",null,"Bitner","KMT",1,"oferta","PLN",0.23,null,null,null,null,null,null,null,"BITNER n25E"]
[16773,null,"ENERGETYCZNE I SYGNALIZACYJNE","IP0755",null,"H07BB-F","5x1,5",null,"Bitner","KMT",1,"oferta","PLN",0.23,null,null,null,null,null,null,null,"BITNER n25E"]
[16792,null,"ENERGETYCZNE I SYGNALIZACYJNE","IP0412",null,"H07BQ-F","4G1",null,"Bitner","KMT",1,6920,"PLN",0.23,null,null,null,null,null,null,null,"BITNER n37"]
[16828,null,"ENERGETYCZNE I SYGNALIZACYJNE","IG0312",null,"H07V2-K",95,null,"Bitner","KMT",1,"oferta","PLN",0.23,null,null,null,null,null,null,null,"BITNER n28E",null,null,null,null,"http://katalog.bitner.kei.pl/pliki/9_H%2007%20V-K%20(LgY),%20H07%20V2-K%20(LgYc)_450_750.pdf","http://katalog.bitner.kei.pl/pliki/D-S-199%20%20H07V-K,%20H07V2-K.pdf"]
[16847,null,"ENERGETYCZNE I SYGNALIZACYJNE","IG0214",null,"H07V-K",150,null,"Bitner","KMT",1,103050,"PLN",0.23,null,null,null,null,null,null,null,"BITNER n28E",null,null,null,null,"http://katalog.bitner.kei.pl/pliki/9_H%2007%20V-K%20(LgY),%20H07%20V2-K%20(LgYc)_450_750.pdf","http://katalog.bitner.kei.pl/pliki/D-S-199%20%20H07V-K,%20H07V2-K.pdf"]
[16864,null,"ENERGETYCZNE I SYGNALIZACYJNE","EM2500",null,"NYCY 0,6/1kV","2x1,5/1,5",null,"Bitner","KMT",1,5470,"PLN",0.23,null,null,null,null,null,null,null,"BITNER n22"]
[16876,null,"ENERGETYCZNE I SYGNALIZACYJNE","EM2512",null,"NYCY 0,6/1kV","4x10/10",null,"Bitner","KMT",1,36070,"PLN",0.23,null,null,null,null,null,null,null,"BITNER n22"]
[16895,null,"ENERGETYCZNE I SYGNALIZACYJNE","EM2531",null,"NYCY 0,6/1kV","2x10/10",null,"Bitner","KMT",1,"oferta","PLN",0.23,null,null,null,null,null,null,null,"BITNER n22"]
[16931,null,"ENERGETYCZNE I SYGNALIZACYJNE","IP0901",null,"OGŁp","3x16",null,"Bitner","KMT",1,51434,"PLN",0.23,null,null,null,null,null,null,null,"BITNER n34"]
[16943,null,"ENERGETYCZNE I SYGNALIZACYJNE","EA0200",null,"YAKXS 0,6/1kV","1x16",null,"Bitner","KMT",1,2360,"PLN",0.23,null,null,null,null,null,null,null,"BITNER n12"]
[16964,null,"ENERGETYCZNE I SYGNALIZACYJNE","EA0222",null,"YAKXSżo 0,6/1kV","5x4",null,"Bitner","KMT",1,"oferta","PLN",0.23,null,null,null,null,null,null,null,"BITNER n12"]
[16979,null,"ENERGETYCZNE I SYGNALIZACYJNE","EA0004",null,"YAKY 0,6/1kV","1x50",null,"Bitner","KMT",1,6130,"PLN",0.23,null,null,null,null,null,null,null,"BITNER n12"]
[16998,null,"ENERGETYCZNE I SYGNALIZACYJNE","EA0311",null,"YAKYFoyżo","4x10RE",null,"Bitner","KMT",1,"oferta","PLN",0.23,null,null,null,null,null,null,null,"BITNER n12F"]
[17034,null,"ENERGETYCZNE I SYGNALIZACYJNE","EA0027",null,"YAKYżo 0,6/1kV","5x25",null,"Bitner","KMT",1,18320,"PLN",0.23,null,null,null,null,null,null,null,"BITNER n12"]
[17044,null,"ENERGETYCZNE I SYGNALIZACYJNE","EA0038",null,"YAKYżo 0,6/1kV","3x95",null,"Bitner","KMT",1,"oferta","PLN",0.23,null,null,null,null,null,null,null,"BITNER n12"]
[17067,null,"ENERGETYCZNE I SYGNALIZACYJNE","EM1514",null,"YKXS 0,6/1kV","1x185",null,"Bitner","KMT",1,118990,"PLN",0.23,null,null,null,null,null,null,null,"BITNER n21H"]
[17082,null,"ENERGETYCZNE I SYGNALIZACYJNE","EM1528",null,"YKXSżo 0,6/1kV","3x10",null,"Bitner","KMT",1,20450,"PLN",0.23,null,null,null,null,null,null,null,"BITNER n21H"]
[17101,null,"ENERGETYCZNE I SYGNALIZACYJNE","EM1547",null,"YKXSżo 0,6/1kV","5x1,5",null,"Bitner","KMT",1,6200,"PLN",0.23,null,null,null,null,null,null,null,"BITNER n21H"]
[17139,null,"ENERGETYCZNE I SYGNALIZACYJNE","EM2118",null,"YKYektmy 0,6/1kV","2x6",null,"Bitner","KMT",1,17130,"PLN",0.23,null,null,null,null,null,null,null,"BITNER n21F"]
[17151,null,"ENERGETYCZNE I SYGNALIZACYJNE","EM2112",null,"YKYektmyżo 0,6/1kV","4x6",null,"Bitner","KMT",1,26520,"PLN",0.23,null,null,null,null,null,null,null,"BITNER n21F"]
[17170,null,"ENERGETYCZNE I SYGNALIZACYJNE","EM2135",null,"YKYektmyżo 0,6/1kV","5x50",null,"Bitner","KMT",1,195550,"PLN",0.23,null,null,null,null,null,null,null,"BITNER n21F"]
[17185,null,"ENERGETYCZNE I SYGNALIZACYJNE","EM2014",null,"YKYFoyżo 0,6/1kV","3x25RE",null,"Bitner","KMT",1,72200,"PLN",0.23,null,null,null,null,null,null,null,"BITNER n21H"]
[17221,null,"ENERGETYCZNE I SYGNALIZACYJNE","EM1930",null,"YKYFtZnyżo 0,6/1kV ","3x25RE*",null,"Bitner","KMT",1,55790,"PLN",0.23,null,null,null,null,null,null,null,"BITNER n21F"]
[17240,null,"ENERGETYCZNE I SYGNALIZACYJNE","EM1949",null,"YKYFtZnyżo 0,6/1kV ","5x25RMC",null,"Bitner","KMT",1,89570,"PLN",0.23,null,null,null,null,null,null,null,"BITNER n21F"]
[17254,null,"ENERGETYCZNE I SYGNALIZACYJNE","EM1334",null,"YKYżo 0,6/1kV","4x1,5RE",null,"Bitner","KMT",1,4800,"PLN",0.23,null,null,null,null,null,null,null,"BITNER n21"]
[17273,null,"ENERGETYCZNE I SYGNALIZACYJNE","EM1353",null,"YKYżo 0,6/1kV","5x25RMC",null,"Bitner","KMT",1,82570,"PLN",0.23,null,null,null,null,null,null,null,"BITNER n21C"]
[17288,null,"ENERGETYCZNE I SYGNALIZACYJNE","EM1368",null,"YKYżo 0,6/1kV","4x185SM",null,"Bitner","KMT",1,470710,"PLN",0.23,null,null,null,null,null,null,null,"BITNER n21C"]
[17319,null,"ENERGETYCZNE I SYGNALIZACYJNE","EM3519",null,"YnKXS 0,6/1kV ","2x2,5RE",null,"Bitner","KMT",1,4630,"PLN",0.23,null,null,null,null,null,null,null,"BITNER n21H"]
[17342,null,"ENERGETYCZNE I SYGNALIZACYJNE","EM3548",null,"YnKXSżo 0,6/1kV ","4x35",null,"Bitner","KMT",1,103180,"PLN",0.23,null,null,null,null,null,null,null,"BITNER n21H"]
[17357,null,"ENERGETYCZNE I SYGNALIZACYJNE","EM3566",null,"YnKXSżo 0,6/1kV ","5x70",null,"Bitner","KMT",1,247520,"PLN",0.23,null,null,null,null,null,null,null,"BITNER n21H"]
[17372,null,"ENERGETYCZNE I SYGNALIZACYJNE","EM2713",null,"YnKY 0,6/1kV","1x150RMC",null,"Bitner","KMT",1,103410,"PLN",0.23,null,null,null,null,null,null,null,"BITNER n21H"]
[17412,null,"ENERGETYCZNE I SYGNALIZACYJNE","EM2753",null,"YnKYżo 0,6/1kV","4x185RMC",null,"Bitner","KMT",1,517780,"PLN",0.23,null,null,null,null,null,null,null,"BITNER n21H"]
[17420,null,"ENERGETYCZNE I SYGNALIZACYJNE","EM2761",null,"YnKYżo 0,6/1kV","3x120SM+70SM",null,"Bitner","KMT",1,295800,"PLN",0.23,null,null,null,null,null,null,null,"BITNER n21H"]
[17445,null,"ENERGETYCZNE I SYGNALIZACYJNE","EM9456",null,"YoKXS 0,6/1kV","1x16",null,"Bitner","KMT",1,14160,"PLN",0.23,null,null,null,null,null,null,null,"BITNER n21H"]
[17460,null,"ENERGETYCZNE I SYGNALIZACYJNE","EM9471",null,"YoKXS 0,6/1kV","2x6",null,"Bitner","KMT",1,11470,"PLN",0.23,null,null,null,null,null,null,null,"BITNER n21H"]
[17475,null,"ENERGETYCZNE I SYGNALIZACYJNE","EM9486",null,"YoKXSżo 0,6/1kV","4x2,5",null,"Bitner","KMT",1,9870,"PLN",0.23,null,null,null,null,null,null,null,"BITNER n21H"]
[17515,null,"ENERGETYCZNE I SYGNALIZACYJNE","EM9317",null,"YoKY 0,6/1kV","2x1,5RE",null,"Bitner","KMT",1,3740,"PLN",0.23,null,null,null,null,null,null,null,"BITNER n21H"]
[17529,null,"ENERGETYCZNE I SYGNALIZACYJNE","EM9331",null,"YoKYżo 0,6/1kV","3x35SM",null,"Bitner","KMT",1,76960,"PLN",0.23,null,null,null,null,null,null,null,"BITNER n21H"]
[17548,null,"ENERGETYCZNE I SYGNALIZACYJNE","EM9350",null,"YoKYżo 0,6/1kV","4x95SM",null,"Bitner","KMT",1,272550,"PLN",0.23,null,null,null,null,null,null,null,"BITNER n21H"]
[17563,null,"ENERGETYCZNE I SYGNALIZACYJNE","EM9365",null,"YoKYżo 0,6/1kV","5x1,0RE",null,"Bitner","KMT",1,6010,"PLN",0.23,null,null,null,null,null,null,null,"BITNER n21H"]
[17599,null,"TELEKOMUNIKACYJNE","TC0471",null,"A-2Y(L)2Y","50x2x0,8",null,"Bitner","KMT",1,"oferta","PLN",0.23,null,null,null,null,null,null,null,"BITNER n64E"]
[17616,null,"TELEKOMUNIKACYJNE","TC0553",null,"A-2YF(L)2Y","10x2x0,6",null,"Bitner","KMT",1,"oferta","PLN",0.23,null,null,null,null,null,null,null,"BITNER n64E"]
[17632,null,"TELEKOMUNIKACYJNE","TC0569",null,"A-2YF(L)2Y","100x2x0,8",null,"Bitner","KMT",1,"oferta","PLN",0.23,null,null,null,null,null,null,null,"BITNER n64E"]
[17647,null,"TELEKOMUNIKACYJNE","TC0614",null,"A-2YF(L)2YB2Y","30x2x0,8",null,"Bitner","KMT",1,"oferta","PLN",0.23,null,null,null,null,null,null,null,"BITNER n64E"]
[17666,null,"TELEKOMUNIKACYJNE","TI0006",null,"BiTLAN U/UTP 4x2x24AWG (0,5) cat. 5e 200MHz",null,null,"Bitner","KMT",1,1140,"PLN",0.23,null,null,null,null,null,null,null,"BITNER n71"]
[17695,null,"TELEKOMUNIKACYJNE","TP0951",null,"ELAQXBE","4x2x0,5",null,"Bitner","KMT",1,"oferta","PLN",0.23,null,null,null,null,null,null,null,"BITNER n64E"]
[17720,null,"TELEKOMUNIKACYJNE","TN1107",null,"J-Y(St)Y…Bd"," 20x2x0,8",null,"Bitner","KMT",1,21220,"PLN",0.23,null,null,null,null,null,null,null,"BITNER n64E"]
[17735,null,"TELEKOMUNIKACYJNE","TN1006",null,"J-Y(St)Y…Lg","10x2x0,6",null,"Bitner","KMT",1,6560,"PLN",0.23,null,null,null,null,null,null,null,"BITNER n64E"]
[17750,null,"TELEKOMUNIKACYJNE","LF0102",null,"RG 058 ALL 0,50/2,95",50,null,"Bitner","KMT",1,1990,"PLN",0.23,null,null,null,null,null,null,null,"BITNER n72"]
[17769,null,"TELEKOMUNIKACYJNE","TC0657",null,"TCEPKPFLE","35x4x0,4",null,"Bitner","KMT",1,"oferta","PLN",0.23,null,null,null,null,null,null,null,"BITNER n64E"]
[17796,null,"TELEKOMUNIKACYJNE","LA0602",null,"TDY","1x0,8",null,"Bitner","KMT",1,540,"PLN",0.23,null,null,null,null,null,null,null,"BITNER n75"]
[17823,null,"TELEKOMUNIKACYJNE","LF0006",null,"XWDek 75 0,59/3,7"," 75 0,59/3,7",null,"Bitner","KMT",1,"oferta","PLN",0.23,null,null,null,null,null,null,null,"BITNER n72"]
[17838,null,"TELEKOMUNIKACYJNE","LA0500",null,"XzKAXwekw","2x2x0,8",null,"Bitner","KMT",1,4900,"PLN",0.23,null,null,null,null,null,null,null,"BITNER n75"]
[17853,null,"TELEKOMUNIKACYJNE","LA0518",null,"XzKSLXwekw ","4x1,5",null,"Bitner","KMT",1,9900,"PLN",0.23,null,null,null,null,null,null,null,"BITNER n86"]
[17871,null,"TELEKOMUNIKACYJNE","TC0017",null,"XzTKMXpw","5x4x0,6",null,"Bitner","KMT",1,5700,"PLN",0.23,null,null,null,null,null,null,null,"BITNER n61E"]
[17907,null,"TELEKOMUNIKACYJNE","TP0023",null,"XzTKMXpw","5x2x0,8",null,"Bitner","KMT",1,4760,"PLN",0.23,null,null,null,null,null,null,null,"BITNER n62"]
[17922,null,"TELEKOMUNIKACYJNE","TC0310",null,"XzTKMXpwFtZnx","15x4x0,5",null,"Bitner","KMT",1,13720,"PLN",0.23,null,null,null,null,null,null,null,"BITNER n61F"]
[17941,null,"TELEKOMUNIKACYJNE","TC0329",null,"XzTKMXpwFtZnx","50x4x0,8",null,"Bitner","KMT",1,88130,"PLN",0.23,null,null,null,null,null,null,null,"BITNER n61F"]
[17970,null,"TELEKOMUNIKACYJNE","TP0105",null,"XzTKMXpwn","6x2x0,5",null,"Bitner","KMT",1,3560,"PLN",0.23,null,null,null,null,null,null,null,"BITNER n62D"]
[17974,null,"TELEKOMUNIKACYJNE","TP0109",null,"XzTKMXpwn","1x2x0,6",null,"Bitner","KMT",1,1670,"PLN",0.23,null,null,null,null,null,null,null,"BITNER n62D"]
[18010,null,"TELEKOMUNIKACYJNE","TF0204",null,"Yn-YTKSXekp"," 24x(1x2x0,4c).",null,"Bitner","KMT",1,14700,"PLN",0.23,null,null,null,null,null,null,null,"BITNER n67"]
[18025,null,"TELEKOMUNIKACYJNE","LA0104",null,"YTDYekw","10x0,5",null,"Bitner","KMT",1,2060,"PLN",0.23,null,null,null,null,null,null,null,"BITNER n74"]
[18044,null,"TELEKOMUNIKACYJNE","TS0016",null,"YTKSY","25x2x0,5",null,"Bitner","KMT",1,7560,"PLN",0.23,null,null,null,null,null,null,null,"BITNER n65"]
[18071,null,"TELEKOMUNIKACYJNE","TS0043",null,"YTKSY","10x2x0,4",null,"Bitner","KMT",1,"oferta","PLN",0.23,null,null,null,null,null,null,null,"BITNER n65"]
[18094,null,"TELEKOMUNIKACYJNE","TS0066",null,"YTKSY","21x2x0,6",null,"Bitner","KMT",1,9290,"PLN",0.23,null,null,null,null,null,null,null,"BITNER n65"]
[18113,null,"TELEKOMUNIKACYJNE","TS0095",null,"YTKSYekw","3x2x0,4",null,"Bitner","KMT",1,"oferta","PLN",0.23,null,null,null,null,null,null,null,"BITNER n65"]
[18128,null,"TELEKOMUNIKACYJNE","TS0110",null,"YTKSYekw","14x2x0,5",null,"Bitner","KMT",1,4400,"PLN",0.23,null,null,null,null,null,null,null,"BITNER n65"]
[18146,null,"TELEKOMUNIKACYJNE","TS0128",null,"YTKSYekw","6x2x0,8",null,"Bitner","KMT",1,4980,"PLN",0.23,null,null,null,null,null,null,null,"BITNER n65"]
[18161,null,"TELEKOMUNIKACYJNE","TS0143",null,"YTKSYekw","30x2x0,4",null,"Bitner","KMT",1,"oferta","PLN",0.23,null,null,null,null,null,null,null,"BITNER n65"]
[18197,null,"TELEKOMUNIKACYJNE","LA0305",null,"YTLYekw","12x0,22",null,"Bitner","KMT",1,"oferta","PLN",0.23,null,null,null,null,null,null,null,"BITNER n75"]
[18216,null,"AUDIO","LP0236",null,"BiTsound Instal Speaker Cable ","2x16",null,"Bitner","KMT",1,53460,"PLN",0.23,null,null,null,null,null,null,null,"BITNER n38E"]
[18231,null,"AUDIO","LP0267",null,"BiTsound Instal Speaker Cable LSOH","2x12",null,"Bitner","KMT",1,"oferta","PLN",0.23,null,null,null,null,null,null,null,"BITNER n38E"]
[18247,null,"AUDIO","LP0208",null,"Microphone Cable czarny OFC","2x0,23",null,"Bitner","KMT",1,3119,"PLN",0.23,null,null,null,null,null,null,null,"BITNER n38E"]
[18264,null,"AUDIO","LP0502 ",null,"MultiPaired Analog Audio Cable ","40x(2x0,21)",null,"Bitner","KMT",1,48030,"PLN",0.23,null,null,null,null,null,null,null,"BITNER n38E"]
[18300,null,"AUDIO","LP0460",null,"Przewód głośnikowy PGI-(VH) LSOH","2x16",null,"Bitner","KMT",1,"oferta","PLN",0.23,null,null,null,null,null,null,null,"BITNER n38E"]
[18319,null,"AUDIO","LP0305",null,"Przewód głośnikowy PGI-H  E30 LSOH","2x6",null,"Bitner","KMT",1,"oferta","PLN",0.23,null,null,null,null,null,null,null,"BITNER n38E"]
[18346,null,"GÓRNICZE","GG1009",null,"OnG 0,6/1kV","3x4+4+4  ",null,"Bitner","KMT",1,37567,"PLN",0.23,null,null,null,null,null,null,null,"BITNER n42"]
[18348,null,"GÓRNICZE","GG1011",null,"OnG 0,6/1kV","3x10+10  ",null,"Bitner","KMT",1,47334,"PLN",0.23,null,null,null,null,null,null,null,"BITNER n42"]
[18388,null,"GÓRNICZE","GG1054",null,"OnGc-G 0,6/1kV","3x16+4x10/4+16",null,"Bitner","KMT",1,87894,"PLN",0.23,null,null,null,null,null,null,null,"BITNER n42"]
[18403,null,"GÓRNICZE","GG1069",null,"OnGc-G 0,6/1kV","3x120+3x35/3",null,"Bitner","KMT",1,392959,"PLN",0.23,null,null,null,null,null,null,null,"BITNER n42"]
[18422,null,"GÓRNICZE","G61816",null,"YHKGSXFoyn 0,6/1kV","1x2,5+2,5",null,"Bitner","KMT",1,"oferta","PLN",0.23,null,null,null,null,null,null,null,"BITNER n41"]
[18447,null,"GÓRNICZE","G32612",null,"YHKGSXFoyn 300/500V","  1x1,5+1,5",null,"Bitner","KMT",1,"oferta","PLN",0.23,null,null,null,null,null,null,null,"BITNER n41"]
[18451,null,"GÓRNICZE","G32616",null,"YHKGSXFoyn 300/500V","  6x1,5+1,5",null,"Bitner","KMT",1,"oferta","PLN",0.23,null,null,null,null,null,null,null,"BITNER n41"]
[18491,null,"GÓRNICZE","G61622",null,"YHKGSXFtlyn 0,6/1kV","  13x1,5+1,5",null,"Bitner","KMT",1,"oferta","PLN",0.23,null,null,null,null,null,null,null,"BITNER n41"]
[18506,null,"GÓRNICZE","G61637",null,"YHKGSXFtlyn 0,6/1kV","  13x2,5+2,5",null,"Bitner","KMT",1,"oferta","PLN",0.23,null,null,null,null,null,null,null,"BITNER n41"]
[18526,null,"GÓRNICZE","G61657",null,"YHKGSXFtlyn 0,6/1kV","29X4+4",null,"Bitner","KMT",1,"oferta","PLN",0.23,null,null,null,null,null,null,null,"BITNER n41"]
[18539,null,"GÓRNICZE","G32410",null,"YHKGSXFtlyn 300/500V","23x1+1",null,"Bitner","KMT",1,"oferta","PLN",0.23,null,null,null,null,null,null,null,"BITNER n41"]
[18575,null,"GÓRNICZE","G32446",null,"YHKGSXFtlyn 300/500V","2x4+4",null,"Bitner","KMT",1,"oferta","PLN",0.23,null,null,null,null,null,null,null,"BITNER n41"]
[18594,null,"GÓRNICZE","G61405",null,"YHKGSXFtZnyn 0,6/1kV","9x1+1",null,"Bitner","KMT",1,"oferta","PLN",0.23,null,null,null,null,null,null,null,"BITNER n41"]
[18609,null,"GÓRNICZE","G61420",null,"YHKGSXFtZnyn 0,6/1kV","  9x1,5+1,5",null,"Bitner","KMT",1,"oferta","PLN",0.23,null,null,null,null,null,null,null,"BITNER n41"]
[18627,null,"GÓRNICZE","G61438",null,"YHKGSXFtZnyn 0,6/1kV","  18x2,5+2,5",null,"Bitner","KMT",1,"oferta","PLN",0.23,null,null,null,null,null,null,null,"BITNER n41"]
[18642,null,"GÓRNICZE","G61453",null,"YHKGSXFtZnyn 0,6/1kV","18x4+4",null,"Bitner","KMT",1,"oferta","PLN",0.23,null,null,null,null,null,null,null,"BITNER n41"]
[18678,null,"GÓRNICZE","G32229",null,"YHKGSXFtZnyn 300/500V","  36x1,5+1,5",null,"Bitner","KMT",1,"oferta","PLN",0.23,null,null,null,null,null,null,null,"BITNER n41"]
[18697,null,"GÓRNICZE","G32248",null,"YHKGSXFtZnyn 300/500V","4x4+4",null,"Bitner","KMT",1,"oferta","PLN",0.23,null,null,null,null,null,null,null,"BITNER n41"]
[18702,null,"GÓRNICZE","G32253",null,"YHKGSXFtZnyn 300/500V","18x4+4",null,"Bitner","KMT",1,"oferta","PLN",0.23,null,null,null,null,null,null,null,"BITNER n41"]
[18726,null,"GÓRNICZE","G61717",null,"YHKGSYFoyn 0,6/1kV","  2x2,5+2,5",null,"Bitner","KMT",1,28523,"PLN",0.23,null,null,null,null,null,null,null,"BITNER n41"]
[18745,null,"GÓRNICZE","G32507",null,"YHKGSYFoyn 300/500V","13x1+1",null,"Bitner","KMT",1,"oferta","PLN",0.23,null,null,null,null,null,null,null,"BITNER n41"]
[18781,null,"GÓRNICZE","G61509",null,"YHKGSYFtlyn 0,6/1kV","20x1+1",null,"Bitner","KMT",1,"oferta","PLN",0.23,null,null,null,null,null,null,null,"BITNER n41"]
[18796,null,"GÓRNICZE","G61524",null,"YHKGSYFtlyn 0,6/1kV","  20x1,5+1,5",null,"Bitner","KMT",1,"oferta","PLN",0.23,null,null,null,null,null,null,null,"BITNER n41"]
[18823,null,"GÓRNICZE","G61551",null,"YHKGSYFtlyn 0,6/1kV","11x4+4",null,"Bitner","KMT",1,"oferta","PLN",0.23,null,null,null,null,null,null,null,"BITNER n41"]
[18829,null,"GÓRNICZE","G61557",null,"YHKGSYFtlyn 0,6/1kV","29X4+4",null,"Bitner","KMT",1,"oferta","PLN",0.23,null,null,null,null,null,null,null,"BITNER n41"]
[18848,null,"GÓRNICZE","G32316",null,"YHKGSYFtlyn 300/500V","  2x1,5+1,5",null,"Bitner","KMT",1,"oferta","PLN",0.23,null,null,null,null,null,null,null,"BITNER n41"]
[18884,null,"GÓRNICZE","G32352",null,"YHKGSYFtlyn 300/500V","13x4+4",null,"Bitner","KMT",1,"oferta","PLN",0.23,null,null,null,null,null,null,null,"BITNER n41"]
[18902,null,"GÓRNICZE","G61310",null,"YHKGSYFtZnyn 0,6/1kV","23x1+1",null,"Bitner","KMT",1,"oferta","PLN",0.23,null,null,null,null,null,null,null,"BITNER n41"]
[18917,null,"GÓRNICZE","G61325",null,"YHKGSYFtZnyn 0,6/1kV","  23x1,5+1,5",null,"Bitner","KMT",1,"oferta","PLN",0.23,null,null,null,null,null,null,null,"BITNER n41"]
[18932,null,"GÓRNICZE","G61340",null,"YHKGSYFtZnyn 0,6/1kV","  23x2,5+2,5",null,"Bitner","KMT",1,"oferta","PLN",0.23,null,null,null,null,null,null,null,"BITNER n41"]
[18951,null,"GÓRNICZE","G61359",null,"YHKGSYFtZnyn 0,6/1kV","36x4+4",null,"Bitner","KMT",1,"oferta","PLN",0.23,null,null,null,null,null,null,null,"BITNER n41"]
[18987,null,"GÓRNICZE","G32135",null,"YHKGSYFtZnyn 300/500V","  9x2,5+2,5",null,"Bitner","KMT",1,"oferta","PLN",0.23,null,null,null,null,null,null,null,"BITNER n41"]
[19003,null,"GÓRNICZE","G32151",null,"YHKGSYFtZnyn 300/500V","11x4+4",null,"Bitner","KMT",1,"oferta","PLN",0.23,null,null,null,null,null,null,null,"BITNER n41"]
[19020,null,"GÓRNICZE","GP1508",null,"YHKGXSekyn 0,6/1kV","3x150/50",null,"Bitner","KMT",1,433173,"PLN",0.23,null,null,null,null,null,null,null,"BITNER n41"]
[19035,null,"GÓRNICZE","GP1405",null,"YHKGXSFtZnyn 0,6/1kV","3x70/25",null,"Bitner","KMT",1,222332,"PLN",0.23,null,null,null,null,null,null,null,"BITNER n41"]
[19071,null,"GÓRNICZE","GP0801",null,"YHKGYyn 0,6/1kV","3x16/10",null,"Bitner","KMT",1,79505,"PLN",0.23,null,null,null,null,null,null,null,"BITNER n41"]
[19078,null,"GÓRNICZE","G60400",null,"YKGSLXkonyn 0,6/1kV","1x1+1",null,"Bitner","KMT",1,"oferta","PLN",0.23,null,null,null,null,null,null,null,"BITNER n41"]
[19104,null,"GÓRNICZE","G60426",null,"YKGSLXkonyn 0,6/1kV","26x1,5+1,5",null,"Bitner","KMT",1,66203,"PLN",0.23,null,null,null,null,null,null,null,"BITNER n41"]
[19123,null,"GÓRNICZE","G60445",null,"YKGSLXkonyn 0,6/1kV","1x4+4",null,"Bitner","KMT",1,"oferta","PLN",0.23,null,null,null,null,null,null,null,"BITNER n41"]
[19138,null,"GÓRNICZE","G10300",null,"YKGSLXkonyn 150/250V","1x1+1",null,"Bitner","KMT",1,"oferta","PLN",0.23,null,null,null,null,null,null,null,"BITNER n41"]
[19174,null,"GÓRNICZE","G10336",null,"YKGSLXkonyn 150/250V","11x2,5+2,5",null,"Bitner","KMT",1,40053,"PLN",0.23,null,null,null,null,null,null,null,"BITNER n41"]
[19179,null,"GÓRNICZE","G10341",null,"YKGSLXkonyn 150/250V","26x2,5+2,5",null,"Bitner","KMT",1,77055,"PLN",0.23,null,null,null,null,null,null,null,"BITNER n41"]
[19207,null,"GÓRNICZE","G31009",null,"YKGSLXkonyn 300/500V","20x1+1",null,"Bitner","KMT",1,39690,"PLN",0.23,null,null,null,null,null,null,null,"BITNER n41"]
[19222,null,"GÓRNICZE","G31024",null,"YKGSLXkonyn 300/500V","20x1,5+1,5",null,"Bitner","KMT",1,51597,"PLN",0.23,null,null,null,null,null,null,null,"BITNER n41"]
[19241,null,"GÓRNICZE","G31043",null,"YKGSLXkonyn 300/500V","32x2,5+2,5",null,"Bitner","KMT",1,97195,"PLN",0.23,null,null,null,null,null,null,null,"BITNER n41"]
[19278,null,"GÓRNICZE","G60320",null,"YKGSLYkonyn 0,6/1kV","9x1,5+1,5",null,"Bitner","KMT",1,31797,"PLN",0.23,null,null,null,null,null,null,null,"BITNER n41"]
[19295,null,"GÓRNICZE","G60337",null,"YKGSLYkonyn 0,6/1kV","13x2,5+2,5",null,"Bitner","KMT",1,51597,"PLN",0.23,null,null,null,null,null,null,null,"BITNER n41"]
[19310,null,"GÓRNICZE","G60352",null,"YKGSLYkonyn 0,6/1kV","13x4+4",null,"Bitner","KMT",1,65874,"PLN",0.23,null,null,null,null,null,null,null,"BITNER n41"]
[19325,null,"GÓRNICZE","G10207",null,"YKGSLYkonyn 150/250V","13x1+1",null,"Bitner","KMT",1,26445,"PLN",0.23,null,null,null,null,null,null,null,"BITNER n41"]
[19353,null,"GÓRNICZE","G10235",null,"YKGSLYkonyn 150/250V","9x2,5+2,5",null,"Bitner","KMT",1,35154,"PLN",0.23,null,null,null,null,null,null,null,"BITNER n41"]
[19379,null,"GÓRNICZE","G30901",null,"YKGSLYkonyn 300/500V","2x1+1",null,"Bitner","KMT",1,14232,"PLN",0.23,null,null,null,null,null,null,null,"BITNER n41"]
[19398,null,"GÓRNICZE","G30920",null,"YKGSLYkonyn 300/500V","9x1,5+1,5",null,"Bitner","KMT",1,30210,"PLN",0.23,null,null,null,null,null,null,null,"BITNER n41"]
[19413,null,"GÓRNICZE","G30935",null,"YKGSLYkonyn 300/500V","9x2,5+2,5",null,"Bitner","KMT",1,38079,"PLN",0.23,null,null,null,null,null,null,null,"BITNER n41"]
[19428,null,"GÓRNICZE","G30950",null,"YKGSLYkonyn 300/500V","9x4+4",null,"Bitner","KMT",1,49182,"PLN",0.23,null,null,null,null,null,null,null,"BITNER n41"]
[19454,null,"GÓRNICZE","G62116",null,"YKGSXektyn 0,6/1kV","  2x1,5+1,5",null,"Bitner","KMT",1,13029,"PLN",0.23,null,null,null,null,null,null,null,"BITNER n41"]
[19482,null,"GÓRNICZE","G62144",null,"YKGSXektyn 0,6/1kV","36x2,5_2,5",null,"Bitner","KMT",1,90538,"PLN",0.23,null,null,null,null,null,null,null,"BITNER n41"]
[19497,null,"GÓRNICZE","G62159",null,"YKGSXektyn 0,6/1kV","36x4+4",null,"Bitner","KMT",1,138258,"PLN",0.23,null,null,null,null,null,null,null,"BITNER n41"]
[19516,null,"GÓRNICZE","G32818",null,"YKGSXektyn 300/500V","  4x1,5+1,5",null,"Bitner","KMT",1,"oferta","PLN",0.23,null,null,null,null,null,null,null,"BITNER n41"]
[19533,null,"GÓRNICZE","G32835",null,"YKGSXektyn 300/500V","  9x2,5+2,5",null,"Bitner","KMT",1,"oferta","PLN",0.23,null,null,null,null,null,null,null,"BITNER n41"]
[19570,null,"GÓRNICZE","G61012",null,"YKGSXFoyn 0,6/1kV","29x1+1",null,"Bitner","KMT",1,63008,"PLN",0.23,null,null,null,null,null,null,null,"BITNER n41"]
[19585,null,"GÓRNICZE","G61027",null,"YKGSXFoyn 0,6/1kV","9x2,5+2,5",null,"Bitner","KMT",1,47971,"PLN",0.23,null,null,null,null,null,null,null,"BITNER n41"]
[19600,null,"GÓRNICZE","G31805",null,"YKGSXFoyn 300/500V","9x1+1",null,"Bitner","KMT",1,"oferta","PLN",0.23,null,null,null,null,null,null,null,"BITNER n41"]
[19619,null,"GÓRNICZE","G31824",null,"YKGSXFoyn 300/500V","20x1,5+1,5",null,"Bitner","KMT",1,"oferta","PLN",0.23,null,null,null,null,null,null,null,"BITNER n41"]
[19654,null,"GÓRNICZE","G60813",null,"YKGSXFtlyn 0,6/1kV","32x1+1",null,"Bitner","KMT",1,"oferta","PLN",0.23,null,null,null,null,null,null,null,"BITNER n41"]
[19673,null,"GÓRNICZE","G60832",null,"YKGSXFtlyn 0,6/1kV","3x2,5+2,5",null,"Bitner","KMT",1,"oferta","PLN",0.23,null,null,null,null,null,null,null,"BITNER n41"]
[19688,null,"GÓRNICZE","G60847",null,"YKGSXFtlyn 0,6/1kV","3x4+4",null,"Bitner","KMT",1,"oferta","PLN",0.23,null,null,null,null,null,null,null,"BITNER n41"]
[19703,null,"GÓRNICZE","G31602",null,"YKGSXFtlyn 300/500V","3x1+1",null,"Bitner","KMT",1,"oferta","PLN",0.23,null,null,null,null,null,null,null,"BITNER n41"]
[19729,null,"GÓRNICZE","G31628",null,"YKGSXFtlyn 300/500V","32x1,5+1,5",null,"Bitner","KMT",1,"oferta","PLN",0.23,null,null,null,null,null,null,null,"BITNER n41"]
[19757,null,"GÓRNICZE","G31656",null,"YKGSXFtlyn 300/500V","26x4+4",null,"Bitner","KMT",1,"oferta","PLN",0.23,null,null,null,null,null,null,null,"BITNER n41"]
[19772,null,"GÓRNICZE","G60611",null,"YKGSXFtZnyn 0,6/1kV","26x1+1",null,"Bitner","KMT",1,"oferta","PLN",0.23,null,null,null,null,null,null,null,"BITNER n41"]
[19791,null,"GÓRNICZE","G60630",null,"YKGSXFtZnyn 0,6/1kV","1x2,5+2,5",null,"Bitner","KMT",1,"oferta","PLN",0.23,null,null,null,null,null,null,null,"BITNER n41"]
[19806,null,"GÓRNICZE","G60645",null,"YKGSXFtZnyn 0,6/1kV","1x4+4",null,"Bitner","KMT",1,"oferta","PLN",0.23,null,null,null,null,null,null,null,"BITNER n41"]
[19830,null,"GÓRNICZE","G31409",null,"YKGSXFtZnyn 300/500V","20x1+1",null,"Bitner","KMT",1,"oferta","PLN",0.23,null,null,null,null,null,null,null,"BITNER n41"]
[19860,null,"GÓRNICZE","G31439",null,"YKGSXFtZnyn 300/500V","20x2,5+2,5",null,"Bitner","KMT",1,"oferta","PLN",0.23,null,null,null,null,null,null,null,"BITNER n41"]
[19875,null,"GÓRNICZE","G31454",null,"YKGSXFtZnyn 300/500V","20x4+4",null,"Bitner","KMT",1,"oferta","PLN",0.23,null,null,null,null,null,null,null,"BITNER n41"]
[19894,null,"GÓRNICZE","G60213",null,"YKGSXkonyn 0,6/1kV","32x1+1",null,"Bitner","KMT",1,51569,"PLN",0.23,null,null,null,null,null,null,null,"BITNER n41"]
[19909,null,"GÓRNICZE","G60228",null,"YKGSXkonyn 0,6/1kV","32x1,5+1,5",null,"Bitner","KMT",1,63150,"PLN",0.23,null,null,null,null,null,null,null,"BITNER n41"]
[19944,null,"GÓRNICZE","G30603",null,"YKGSXkonyn 300/500V","4x1+1",null,"Bitner","KMT",1,15468,"PLN",0.23,null,null,null,null,null,null,null,"BITNER n41"]
[19963,null,"GÓRNICZE","G30622",null,"YKGSXkonyn 300/500V","13x1,5+1,5",null,"Bitner","KMT",1,29507,"PLN",0.23,null,null,null,null,null,null,null,"BITNER n41"]
[19978,null,"GÓRNICZE","G30637",null,"YKGSXkonyn 300/500V","13x2,5+2,5",null,"Bitner","KMT",1,37944,"PLN",0.23,null,null,null,null,null,null,null,"BITNER n41"]
[19997,null,"GÓRNICZE","G30656",null,"YKGSXkonyn 300/500V","26x4+4",null,"Bitner","KMT",1,87125,"PLN",0.23,null,null,null,null,null,null,null,"BITNER n41"]
[20010,null,"GÓRNICZE","G62009",null,"YKGSYektyn 0,6/1kV","20x1+1",null,"Bitner","KMT",1,34939,"PLN",0.23,null,null,null,null,null,null,null,"BITNER n41"]
[20047,null,"GÓRNICZE","G62046",null,"YKGSYektyn 0,6/1kV","2x4+4",null,"Bitner","KMT",1,20208,"PLN",0.23,null,null,null,null,null,null,null,"BITNER n41"]
[20066,null,"GÓRNICZE","G32705",null,"YKGSYektyn 300/500V","9x1+1",null,"Bitner","KMT",1,"oferta","PLN",0.23,null,null,null,null,null,null,null,"BITNER n41"]
[20081,null,"GÓRNICZE","G32720",null,"YKGSYektyn 300/500V","  9x1,5+1,5",null,"Bitner","KMT",1,"oferta","PLN",0.23,null,null,null,null,null,null,null,"BITNER n41"]
[20105,null,"GÓRNICZE","G32744",null,"YKGSYektyn 300/500V","36x2,5_2,5",null,"Bitner","KMT",1,"oferta","PLN",0.23,null,null,null,null,null,null,null,"BITNER n41"]
[20114,null,"GÓRNICZE","G32753",null,"YKGSYektyn 300/500V","18x4+4",null,"Bitner","KMT",1,"oferta","PLN",0.23,null,null,null,null,null,null,null,"BITNER n41"]
[20150,null,"GÓRNICZE","G60929",null,"YKGSYFoyn 0,6/1kV","13x2,5+2,5",null,"Bitner","KMT",1,56844,"PLN",0.23,null,null,null,null,null,null,null,"BITNER n41"]
[20169,null,"GÓRNICZE","G31711",null,"YKGSYFoyn 300/500V","26x1+1",null,"Bitner","KMT",1,"oferta","PLN",0.23,null,null,null,null,null,null,null,"BITNER n41"]
[20184,null,"GÓRNICZE","G31726",null,"YKGSYFoyn 300/500V","26x1,5+1,5",null,"Bitner","KMT",1,"oferta","PLN",0.23,null,null,null,null,null,null,null,"BITNER n41"]
[20210,null,"GÓRNICZE","G60706",null,"YKGSYFtlyn 0,6/1kV","11x1+1",null,"Bitner","KMT",1,"oferta","PLN",0.23,null,null,null,null,null,null,null,"BITNER n41"]
[20217,null,"GÓRNICZE","G60713",null,"YKGSYFtlyn 0,6/1kV","32x1+1",null,"Bitner","KMT",1,"oferta","PLN",0.23,null,null,null,null,null,null,null,"BITNER n41"]
[20253,null,"GÓRNICZE","G60749",null,"YKGSYFtlyn 0,6/1kV","6x4+4",null,"Bitner","KMT",1,"oferta","PLN",0.23,null,null,null,null,null,null,null,"BITNER n41"]
[20272,null,"GÓRNICZE","G31508",null,"YKGSYFtlyn 300/500V","18x1+1",null,"Bitner","KMT",1,"oferta","PLN",0.23,null,null,null,null,null,null,null,"BITNER n41"]
[20285,null,"GÓRNICZE","G31521",null,"YKGSYFtlyn 300/500V","11x1,5+1,5",null,"Bitner","KMT",1,"oferta","PLN",0.23,null,null,null,null,null,null,null,"BITNER n41"]
[20301,null,"GÓRNICZE","G31537",null,"YKGSYFtlyn 300/500V","13x2,5+2,5",null,"Bitner","KMT",1,"oferta","PLN",0.23,null,null,null,null,null,null,null,"BITNER n41"]
[20341,null,"GÓRNICZE","G60517",null,"YKGSYFtZnyn 0,6/1kV","3x1,5+1,5",null,"Bitner","KMT",1,"oferta","PLN",0.23,null,null,null,null,null,null,null,"BITNER n41"]
[20356,null,"GÓRNICZE","G60532",null,"YKGSYFtZnyn 0,6/1kV","3x2,5+2,5",null,"Bitner","KMT",1,"oferta","PLN",0.23,null,null,null,null,null,null,null,"BITNER n41"]
[20371,null,"GÓRNICZE","G60547",null,"YKGSYFtZnyn 0,6/1kV","3x4+4",null,"Bitner","KMT",1,"oferta","PLN",0.23,null,null,null,null,null,null,null,"BITNER n41"]
[20386,null,"GÓRNICZE","G31302",null,"YKGSYFtZnyn 300/500V","3x1+1",null,"Bitner","KMT",1,"oferta","PLN",0.23,null,null,null,null,null,null,null,"BITNER n41"]
[20404,null,"GÓRNICZE","G31320",null,"YKGSYFtZnyn 300/500V","9x1,5+1,5",null,"Bitner","KMT",1,"oferta","PLN",0.23,null,null,null,null,null,null,null,"BITNER n41"]
[20444,null,"GÓRNICZE","G62400",null,"YKGSYkonyn 0,6/1kV","1x1+1",null,"Bitner","KMT",1,"oferta","PLN",0.23,null,null,null,null,null,null,null,"BITNER n41"]
[20459,null,"GÓRNICZE","G62415",null,"YKGSYkonyn 0,6/1kV","1x1,5+1,5",null,"Bitner","KMT",1,"oferta","PLN",0.23,null,null,null,null,null,null,null,"BITNER n41"]
[20485,null,"GÓRNICZE","G62441",null,"YKGSYkonyn 0,6/1kV","26x2,5+2,5",null,"Bitner","KMT",1,70900,"PLN",0.23,null,null,null,null,null,null,null,"BITNER n41"]
[20492,null,"GÓRNICZE","G62448",null,"YKGSYkonyn 0,6/1kV","4x4+4",null,"Bitner","KMT",1,30227,"PLN",0.23,null,null,null,null,null,null,null,"BITNER n41"]
[20528,null,"GÓRNICZE","G30524",null,"YKGSYkonyn 300/500V","20x1,5+1,5",null,"Bitner","KMT",1,38806,"PLN",0.23,null,null,null,null,null,null,null,"BITNER n41"]
[20547,null,"GÓRNICZE","G30543",null,"YKGSYkonyn 300/500V","32x2,5+2,5",null,"Bitner","KMT",1,68675,"PLN",0.23,null,null,null,null,null,null,null,"BITNER n41"]
[20560,null,"GÓRNICZE","G30556",null,"YKGSYkonyn 300/500V","26x4+4",null,"Bitner","KMT",1,87125,"PLN",0.23,null,null,null,null,null,null,null,"BITNER n41"]
[20576,null,"GÓRNICZE","GP0709",null,"YKGYFoyn-żo 0,6/1kV","3x6",null,"Bitner","KMT",1,44247,"PLN",0.23,null,null,null,null,null,null,null,"BITNER n41"]
[20595,null,"GÓRNICZE","G61200",null,"YnHKGSLX 0,6/1kV","1x1+1",null,"Bitner","KMT",1,"oferta","PLN",0.23,null,null,null,null,null,null,null,"BITNER n41"]
[20631,null,"GÓRNICZE","G61236",null,"YnHKGSLX 0,6/1kV","11x2,5+2,5",null,"Bitner","KMT",1,48025,"PLN",0.23,null,null,null,null,null,null,null,"BITNER n41"]
[20646,null,"GÓRNICZE","G61251",null,"YnHKGSLX 0,6/1kV","11x4+4",null,"Bitner","KMT",1,68777,"PLN",0.23,null,null,null,null,null,null,null,"BITNER n41"]
[20661,null,"GÓRNICZE","G10706",null,"YnHKGSLX 150/250V","11x1+1",null,"Bitner","KMT",1,23167,"PLN",0.23,null,null,null,null,null,null,null,"BITNER n41"]
[20679,null,"GÓRNICZE","G10724",null,"YnHKGSLX 150/250V","20x1,5+1,5",null,"Bitner","KMT",1,46414,"PLN",0.23,null,null,null,null,null,null,null,"BITNER n41"]
[20698,null,"GÓRNICZE","G10743",null,"YnHKGSLX 150/250V","32x2,5+2,5",null,"Bitner","KMT",1,100903,"PLN",0.23,null,null,null,null,null,null,null,"BITNER n41"]
[20734,null,"GÓRNICZE","G32019",null,"YnHKGSLX 300/500V","6x1,5+1,5",null,"Bitner","KMT",1,20559,"PLN",0.23,null,null,null,null,null,null,null,"BITNER n41"]
[20740,null,"GÓRNICZE","G32025",null,"YnHKGSLX 300/500V","23x1,5+1,5",null,"Bitner","KMT",1,58514,"PLN",0.23,null,null,null,null,null,null,null,"BITNER n41"]
[20767,null,"GÓRNICZE","G32052",null,"YnHKGSLX 300/500V","13x4+4",null,"Bitner","KMT",1,73415,"PLN",0.23,null,null,null,null,null,null,null,"BITNER n41"]
[20782,null,"GÓRNICZE","G61107",null,"YnHKGSLY 0,6/1kV","13x1+1",null,"Bitner","KMT",1,31003,"PLN",0.23,null,null,null,null,null,null,null,"BITNER n41"]
[20801,null,"GÓRNICZE","G61126",null,"YnHKGSLY 0,6/1kV","26x1,5+1,5",null,"Bitner","KMT",1,70977,"PLN",0.23,null,null,null,null,null,null,null,"BITNER n41"]
[20837,null,"GÓRNICZE","G10602",null,"YnHKGSLY 150/250V","3x1+1",null,"Bitner","KMT",1,9299,"PLN",0.23,null,null,null,null,null,null,null,"BITNER n41"]
[20841,null,"GÓRNICZE","G10606",null,"YnHKGSLY 150/250V","11x1+1",null,"Bitner","KMT",1,23167,"PLN",0.23,null,null,null,null,null,null,null,"BITNER n41"]
[20870,null,"GÓRNICZE","G10635",null,"YnHKGSLY 150/250V","9x2,5+2,5",null,"Bitner","KMT",1,35449,"PLN",0.23,null,null,null,null,null,null,null,"BITNER n41"]
[20885,null,"GÓRNICZE","G10650",null,"YnHKGSLY 150/250V","9x4+4",null,"Bitner","KMT",1,50316,"PLN",0.23,null,null,null,null,null,null,null,"BITNER n41"]
[20921,null,"GÓRNICZE","G31926",null,"YnHKGSLY 300/500V","26x1,5+1,5",null,"Bitner","KMT",1,64990,"PLN",0.23,null,null,null,null,null,null,null,"BITNER n41"]
[20936,null,"GÓRNICZE","G31941",null,"YnHKGSLY 300/500V","26x2,5+2,5",null,"Bitner","KMT",1,91956,"PLN",0.23,null,null,null,null,null,null,null,"BITNER n41"]
[20954,null,"GÓRNICZE","G31959",null,"YnHKGSLY 300/500V","36x4+4",null,"Bitner","KMT",1,180975,"PLN",0.23,null,null,null,null,null,null,null,"BITNER n41"]
[20973,null,"GÓRNICZE","G60118",null,"YnKGSLX 0,6/1kV","4x1,5+1,5",null,"Bitner","KMT",1,10024,"PLN",0.23,null,null,null,null,null,null,null,"BITNER n41"]
[20988,null,"GÓRNICZE","G60133",null,"YnKGSLX 0,6/1kV","4x2,5+2,5",null,"Bitner","KMT",1,13790,"PLN",0.23,null,null,null,null,null,null,null,"BITNER n41"]
[21024,null,"GÓRNICZE","G10109",null,"YnKGSLX 150/250V","20x1+1",null,"Bitner","KMT",1,21399,"PLN",0.23,null,null,null,null,null,null,null,"BITNER n41"]
[21037,null,"GÓRNICZE","G10122",null,"YnKGSLX 150/250V","13x1,5+1,5",null,"Bitner","KMT",1,20934,"PLN",0.23,null,null,null,null,null,null,null,"BITNER n41"]
[21057,null,"GÓRNICZE","G10142",null,"YnKGSLX 150/250V","29x2,5+2,5",null,"Bitner","KMT",1,60896,"PLN",0.23,null,null,null,null,null,null,null,"BITNER n41"]
[21072,null,"GÓRNICZE","G10157",null,"YnKGSLX 150/250V","29X4+4",null,"Bitner","KMT",1,"oferta","PLN",0.23,null,null,null,null,null,null,null,"BITNER n41"]
[21091,null,"GÓRNICZE","G30416",null,"YnKGSLX 300/500V","2x1,5+1,5",null,"Bitner","KMT",1,6237,"PLN",0.23,null,null,null,null,null,null,null,"BITNER n41"]
[21116,null,"GÓRNICZE","G30441",null,"YnKGSLX 300/500V","26x2,5+2,5",null,"Bitner","KMT",1,59048,"PLN",0.23,null,null,null,null,null,null,null,"BITNER n41"]
[21145,null,"GÓRNICZE","G10510",null,"YnKGSLXkon 150/250V","23x1+1",null,"Bitner","KMT",1,34157,"PLN",0.23,null,null,null,null,null,null,null,"BITNER n41"]
[21160,null,"GÓRNICZE","G10525",null,"YnKGSLXkon 150/250V","23x1,5+1,5",null,"Bitner","KMT",1,46244,"PLN",0.23,null,null,null,null,null,null,null,"BITNER n41"]
[21175,null,"GÓRNICZE","G10540",null,"YnKGSLXkon 150/250V","23x2,5+2,5",null,"Bitner","KMT",1,63516,"PLN",0.23,null,null,null,null,null,null,null,"BITNER n41"]
[21194,null,"GÓRNICZE","G10559",null,"YnKGSLXkon 150/250V","36x4+4",null,"Bitner","KMT",1,"oferta","PLN",0.23,null,null,null,null,null,null,null,"BITNER n41"]
[21217,null,"GÓRNICZE","G31222",null,"YnKGSLXkon 300/500V","13x1,5+1,5",null,"Bitner","KMT",1,32217,"PLN",0.23,null,null,null,null,null,null,null,"BITNER n41"]
[21248,null,"GÓRNICZE","G31253",null,"YnKGSLXkon 300/500V","18x4+4",null,"Bitner","KMT",1,58991,"PLN",0.23,null,null,null,null,null,null,null,"BITNER n41"]
[21263,null,"GÓRNICZE","G60009",null,"YnKGSLY 0,6/1kV","18x1+1",null,"Bitner","KMT",1,22578,"PLN",0.23,null,null,null,null,null,null,null,"BITNER n41"]
[21278,null,"GÓRNICZE","G60024",null,"YnKGSLY 0,6/1kV","18x1,5+1,5",null,"Bitner","KMT",1,32012,"PLN",0.23,null,null,null,null,null,null,null,"BITNER n41"]
[21312,null,"GÓRNICZE","G60058",null,"YnKGSLY 0,6/1kV","29X4+4",null,"Bitner","KMT",1,95982,"PLN",0.23,null,null,null,null,null,null,null,"BITNER n41"]
[21332,null,"GÓRNICZE","G10018",null,"YnKGSLY 150/250V","3x1,5+1,5",null,"Bitner","KMT",1,6974,"PLN",0.23,null,null,null,null,null,null,null,"BITNER n41"]
[21347,null,"GÓRNICZE","G10033",null,"YnKGSLY 150/250V","3x2,5+2,5",null,"Bitner","KMT",1,9332,"PLN",0.23,null,null,null,null,null,null,null,"BITNER n41"]
[21366,null,"GÓRNICZE","G10052",null,"YnKGSLY 150/250V","11x4+4",null,"Bitner","KMT",1,"oferta","PLN",0.23,null,null,null,null,null,null,null,"BITNER n41"]
[21381,null,"GÓRNICZE","G30306",null,"YnKGSLY 300/500V","11x1+1",null,"Bitner","KMT",1,15184,"PLN",0.23,null,null,null,null,null,null,null,"BITNER n41"]
[21413,null,"GÓRNICZE","G30338",null,"YnKGSLY 300/500V","18x2,5+2,5",null,"Bitner","KMT",1,42423,"PLN",0.23,null,null,null,null,null,null,null,"BITNER n41"]
[21435,null,"GÓRNICZE","G10400",null,"YnKGSLYkon 150/250V","1x1+1",null,"Bitner","KMT",1,"oferta","PLN",0.23,null,null,null,null,null,null,null,"BITNER n41"]
[21450,null,"GÓRNICZE","G10415",null,"YnKGSLYkon 150/250V","1x1,5+1,5",null,"Bitner","KMT",1,"oferta","PLN",0.23,null,null,null,null,null,null,null,"BITNER n41"]
[21469,null,"GÓRNICZE","G10434",null,"YnKGSLYkon 150/250V","6x2,5+2,5",null,"Bitner","KMT",1,21761,"PLN",0.23,null,null,null,null,null,null,null,"BITNER n41"]
[21492,null,"GÓRNICZE","G10457",null,"YnKGSLYkon 150/250V","29x4+4",null,"Bitner","KMT",1,"oferta","PLN",0.23,null,null,null,null,null,null,null,"BITNER n41"]
[21523,null,"GÓRNICZE","G31128",null,"YnKGSLYkon 300/500V","32x1,5+1,5",null,"Bitner","KMT",1,65398,"PLN",0.23,null,null,null,null,null,null,null,"BITNER n41"]
[21538,null,"GÓRNICZE","G31143",null,"YnKGSLYkon 300/500V","32x2,5+2,5",null,"Bitner","KMT",1,88169,"PLN",0.23,null,null,null,null,null,null,null,"BITNER n41"]
[21553,null,"GÓRNICZE","G31158",null,"YnKGSLYkon 300/500V","32x4+4",null,"Bitner","KMT",1,107208,"PLN",0.23,null,null,null,null,null,null,null,"BITNER n41"]
[21572,null,"GÓRNICZE","G62317",null,"YnKGSX 0,6/1kV","3x1,5+1,5",null,"Bitner","KMT",1,8459,"PLN",0.23,null,null,null,null,null,null,null,"BITNER n41"]
[21593,null,"GÓRNICZE","G62338",null,"YnKGSX 0,6/1kV","18x2,5+2,5",null,"Bitner","KMT",1,42983,"PLN",0.23,null,null,null,null,null,null,null,"BITNER n41"]
[21622,null,"GÓRNICZE","G30207",null,"YnKGSX 300/500V","13x1+1",null,"Bitner","KMT",1,15751,"PLN",0.23,null,null,null,null,null,null,null,"BITNER n41"]
[21641,null,"GÓRNICZE","G30226",null,"YnKGSX 300/500V","26x1,5+1,5",null,"Bitner","KMT",1,35506,"PLN",0.23,null,null,null,null,null,null,null,"BITNER n41"]
[21656,null,"GÓRNICZE","G30241",null,"YnKGSX 300/500V","26x2,5+2,5",null,"Bitner","KMT",1,51517,"PLN",0.23,null,null,null,null,null,null,null,"BITNER n41"]
[21688,null,"GÓRNICZE","G30813",null,"YnKGSXeko 300/500V","32x1+1",null,"Bitner","KMT",1,37172,"PLN",0.23,null,null,null,null,null,null,null,"BITNER n41"]
[21710,null,"GÓRNICZE","G30835",null,"YnKGSXeko 300/500V","9x2,5+2,5",null,"Bitner","KMT",1,26241,"PLN",0.23,null,null,null,null,null,null,null,"BITNER n41"]
[21725,null,"GÓRNICZE","G30850",null,"YnKGSXeko 300/500V","9x4+4",null,"Bitner","KMT",1,39236,"PLN",0.23,null,null,null,null,null,null,null,"BITNER n41"]
[21744,null,"GÓRNICZE","G62209",null,"YnKGSY 0,6/1kV","20x1+1",null,"Bitner","KMT",1,25944,"PLN",0.23,null,null,null,null,null,null,null,"BITNER n41"]
[21759,null,"GÓRNICZE","G62224",null,"YnKGSY 0,6/1kV","20x1,5+1,5",null,"Bitner","KMT",1,33324,"PLN",0.23,null,null,null,null,null,null,null,"BITNER n41"]
[21776,null,"GÓRNICZE","G62241",null,"YnKGSY 0,6/1kV","26x2,5+2,5",null,"Bitner","KMT",1,61024,"PLN",0.23,null,null,null,null,null,null,null,"BITNER n41"]
[21777,null,"GÓRNICZE","G62242",null,"YnKGSY 0,6/1kV","29x2,5+2,5",null,"Bitner","KMT",1,66825,"PLN",0.23,null,null,null,null,null,null,null,"BITNER n41"]
[21778,null,"GÓRNICZE","G62243",null,"YnKGSY 0,6/1kV","32x2,5+2,5",null,"Bitner","KMT",1,72890,"PLN",0.23,null,null,null,null,null,null,null,"BITNER n41"]
[21779,null,"GÓRNICZE","G62244",null,"YnKGSY 0,6/1kV","36x2,5_2,5",null,"Bitner","KMT",1,80477,"PLN",0.23,null,null,null,null,null,null,null,"BITNER n41"]
[21780,null,"GÓRNICZE","G62245",null,"YnKGSY 0,6/1kV","1x4+4",null,"Bitner","KMT",1,"oferta","PLN",0.23,null,null,null,null,null,null,null,"BITNER n41"]
[21781,null,"GÓRNICZE","G62246",null,"YnKGSY 0,6/1kV","2x4+4",null,"Bitner","KMT",1,12649,"PLN",0.23,null,null,null,null,null,null,null,"BITNER n41"]
[21782,null,"GÓRNICZE","G62247",null,"YnKGSY 0,6/1kV","3x4+4",null,"Bitner","KMT",1,15916,"PLN",0.23,null,null,null,null,null,null,null,"BITNER n41"]
[21783,null,"GÓRNICZE","G62248",null,"YnKGSY 0,6/1kV","4x4+4",null,"Bitner","KMT",1,20208,"PLN",0.23,null,null,null,null,null,null,null,"BITNER n41"]
[21784,null,"GÓRNICZE","G62249",null,"YnKGSY 0,6/1kV","6x4+4",null,"Bitner","KMT",1,25527,"PLN",0.23,null,null,null,null,null,null,null,"BITNER n41"]
[21785,null,"GÓRNICZE","G62250",null,"YnKGSY 0,6/1kV","9x4+4",null,"Bitner","KMT",1,37026,"PLN",0.23,null,null,null,null,null,null,null,"BITNER n41"]
[21786,null,"GÓRNICZE","G62251",null,"YnKGSY 0,6/1kV","11x4+4",null,"Bitner","KMT",1,42941,"PLN",0.23,null,null,null,null,null,null,null,"BITNER n41"]
[21787,null,"GÓRNICZE","G62252",null,"YnKGSY 0,6/1kV","13x4+4",null,"Bitner","KMT",1,48669,"PLN",0.23,null,null,null,null,null,null,null,"BITNER n41"]
[21788,null,"GÓRNICZE","G62253",null,"YnKGSY 0,6/1kV","18x4+4",null,"Bitner","KMT",1,62902,"PLN",0.23,null,null,null,null,null,null,null,"BITNER n41"]
[21789,null,"GÓRNICZE","G62254",null,"YnKGSY 0,6/1kV","20x4+4",null,"Bitner","KMT",1,70072,"PLN",0.23,null,null,null,null,null,null,null,"BITNER n41"]
[21790,null,"GÓRNICZE","G62255",null,"YnKGSY 0,6/1kV","23x4+4",null,"Bitner","KMT",1,80358,"PLN",0.23,null,null,null,null,null,null,null,"BITNER n41"]
[21791,null,"GÓRNICZE","G62256",null,"YnKGSY 0,6/1kV","26x4+4",null,"Bitner","KMT",1,90048,"PLN",0.23,null,null,null,null,null,null,null,"BITNER n41"]
[21792,null,"GÓRNICZE","G62257",null,"YnKGSY 0,6/1kV","29x4+4",null,"Bitner","KMT",1,99333,"PLN",0.23,null,null,null,null,null,null,null,"BITNER n41"]
[21793,null,"GÓRNICZE","G62258",null,"YnKGSY 0,6/1kV","32x4+4",null,"Bitner","KMT",1,106894,"PLN",0.23,null,null,null,null,null,null,null,"BITNER n41"]
[21794,null,"GÓRNICZE","G62259",null,"YnKGSY 0,6/1kV","36x4+4",null,"Bitner","KMT",1,116338,"PLN",0.23,null,null,null,null,null,null,null,"BITNER n41"]
[21795,null,"GÓRNICZE","G30001",null,"YnKGSY 300/500V","1x1+1",null,"Bitner","KMT",1,"oferta","PLN",0.23,null,null,null,null,null,null,null,"BITNER n41"]
[21796,null,"GÓRNICZE","G30002",null,"YnKGSY 300/500V","2x1+1",null,"Bitner","KMT",1,4910,"PLN",0.23,null,null,null,null,null,null,null,"BITNER n41"]
[21797,null,"GÓRNICZE","G30003",null,"YnKGSY 300/500V","3x1+1",null,"Bitner","KMT",1,5807,"PLN",0.23,null,null,null,null,null,null,null,"BITNER n41"]
[21798,null,"GÓRNICZE","G30004",null,"YnKGSY 300/500V","4x1+1",null,"Bitner","KMT",1,7076,"PLN",0.23,null,null,null,null,null,null,null,"BITNER n41"]
[21799,null,"GÓRNICZE","G30005",null,"YnKGSY 300/500V","6x1+1",null,"Bitner","KMT",1,8437,"PLN",0.23,null,null,null,null,null,null,null,"BITNER n41"]
[21800,null,"GÓRNICZE","G30006",null,"YnKGSY 300/500V","9x1+1",null,"Bitner","KMT",1,13154,"PLN",0.23,null,null,null,null,null,null,null,"BITNER n41"]
[21801,null,"GÓRNICZE","G30007",null,"YnKGSY 300/500V","11x1+1",null,"Bitner","KMT",1,14447,"PLN",0.23,null,null,null,null,null,null,null,"BITNER n41"]
[21802,null,"GÓRNICZE","G30008",null,"YnKGSY 300/500V","13x1+1",null,"Bitner","KMT",1,15751,"PLN",0.23,null,null,null,null,null,null,null,"BITNER n41"]
[21803,null,"GÓRNICZE","G30009",null,"YnKGSY 300/500V","18x1+1",null,"Bitner","KMT",1,19765,"PLN",0.23,null,null,null,null,null,null,null,"BITNER n41"]
[21804,null,"GÓRNICZE","G30010",null,"YnKGSY 300/500V","20x1+1",null,"Bitner","KMT",1,21898,"PLN",0.23,null,null,null,null,null,null,null,"BITNER n41"]
[21805,null,"GÓRNICZE","G30011",null,"YnKGSY 300/500V","23x1+1",null,"Bitner","KMT",1,25016,"PLN",0.23,null,null,null,null,null,null,null,"BITNER n41"]
[21806,null,"GÓRNICZE","G30012",null,"YnKGSY 300/500V","26x1+1",null,"Bitner","KMT",1,27409,"PLN",0.23,null,null,null,null,null,null,null,"BITNER n41"]
[21807,null,"GÓRNICZE","G30013",null,"YnKGSY 300/500V","29x1+1",null,"Bitner","KMT",1,29791,"PLN",0.23,null,null,null,null,null,null,null,"BITNER n41"]
[21808,null,"GÓRNICZE","G30014",null,"YnKGSY 300/500V","32x1+1",null,"Bitner","KMT",1,32229,"PLN",0.23,null,null,null,null,null,null,null,"BITNER n41"]
[21809,null,"GÓRNICZE","G30015",null,"YnKGSY 300/500V","36x1+1",null,"Bitner","KMT",1,35404,"PLN",0.23,null,null,null,null,null,null,null,"BITNER n41"]
[21810,null,"GÓRNICZE","G30016",null,"YnKGSY 300/500V","1x1,5+1,5",null,"Bitner","KMT",1,"oferta","PLN",0.23,null,null,null,null,null,null,null,"BITNER n41"]
[21811,null,"GÓRNICZE","G30017",null,"YnKGSY 300/500V","2x1,5+1,5",null,"Bitner","KMT",1,5942,"PLN",0.23,null,null,null,null,null,null,null,"BITNER n41"]
[21812,null,"GÓRNICZE","G30018",null,"YnKGSY 300/500V","3x1,5+1,5",null,"Bitner","KMT",1,7246,"PLN",0.23,null,null,null,null,null,null,null,"BITNER n41"]
[21813,null,"GÓRNICZE","G30019",null,"YnKGSY 300/500V","4x1,5+1,5",null,"Bitner","KMT",1,8789,"PLN",0.23,null,null,null,null,null,null,null,"BITNER n41"]
[21814,null,"GÓRNICZE","G30020",null,"YnKGSY 300/500V","6x1,5+1,5",null,"Bitner","KMT",1,11283,"PLN",0.23,null,null,null,null,null,null,null,"BITNER n41"]
[21815,null,"GÓRNICZE","G30021",null,"YnKGSY 300/500V","9x1,5+1,5",null,"Bitner","KMT",1,16171,"PLN",0.23,null,null,null,null,null,null,null,"BITNER n41"]
[21816,null,"GÓRNICZE","G30022",null,"YnKGSY 300/500V","11x1,5+1,5",null,"Bitner","KMT",1,18054,"PLN",0.23,null,null,null,null,null,null,null,"BITNER n41"]
[21817,null,"GÓRNICZE","G30023",null,"YnKGSY 300/500V","13x1,5+1,5",null,"Bitner","KMT",1,19992,"PLN",0.23,null,null,null,null,null,null,null,"BITNER n41"]
[21818,null,"GÓRNICZE","G30024",null,"YnKGSY 300/500V","18x1,5+1,5",null,"Bitner","KMT",1,25390,"PLN",0.23,null,null,null,null,null,null,null,"BITNER n41"]
[21819,null,"GÓRNICZE","G30025",null,"YnKGSY 300/500V","20x1,5+1,5",null,"Bitner","KMT",1,28135,"PLN",0.23,null,null,null,null,null,null,null,"BITNER n41"]
[21820,null,"GÓRNICZE","G30026",null,"YnKGSY 300/500V","23x1,5+1,5",null,"Bitner","KMT",1,32229,"PLN",0.23,null,null,null,null,null,null,null,"BITNER n41"]
[21821,null,"GÓRNICZE","G30027",null,"YnKGSY 300/500V","26x1,5+1,5",null,"Bitner","KMT",1,35506,"PLN",0.23,null,null,null,null,null,null,null,"BITNER n41"]
[21822,null,"GÓRNICZE","G30028",null,"YnKGSY 300/500V","29x1,5+1,5",null,"Bitner","KMT",1,38806,"PLN",0.23,null,null,null,null,null,null,null,"BITNER n41"]
[21823,null,"GÓRNICZE","G30029",null,"YnKGSY 300/500V","32x1,5+1,5",null,"Bitner","KMT",1,42071,"PLN",0.23,null,null,null,null,null,null,null,"BITNER n41"]
[21824,null,"GÓRNICZE","G30030",null,"YnKGSY 300/500V","36x1,5+1,5",null,"Bitner","KMT",1,46414,"PLN",0.23,null,null,null,null,null,null,null,"BITNER n41"]
[21825,null,"GÓRNICZE","G30031",null,"YnKGSY 300/500V","1x2,5+2,5",null,"Bitner","KMT",1,"oferta","PLN",0.23,null,null,null,null,null,null,null,"BITNER n41"]
[21826,null,"GÓRNICZE","G30032",null,"YnKGSY 300/500V","2x2,5+2,5",null,"Bitner","KMT",1,7779,"PLN",0.23,null,null,null,null,null,null,null,"BITNER n41"]
[21827,null,"GÓRNICZE","G30033",null,"YnKGSY 300/500V","3x2,5+2,5",null,"Bitner","KMT",1,9537,"PLN",0.23,null,null,null,null,null,null,null,"BITNER n41"]
[21828,null,"GÓRNICZE","G30034",null,"YnKGSY 300/500V","4x2,5+2,5",null,"Bitner","KMT",1,12066,"PLN",0.23,null,null,null,null,null,null,null,"BITNER n41"]
[21829,null,"GÓRNICZE","G30035",null,"YnKGSY 300/500V","6x2,5+2,5",null,"Bitner","KMT",1,14787,"PLN",0.23,null,null,null,null,null,null,null,"BITNER n41"]
[21830,null,"GÓRNICZE","G30036",null,"YnKGSY 300/500V","9x2,5+2,5",null,"Bitner","KMT",1,21648,"PLN",0.23,null,null,null,null,null,null,null,"BITNER n41"]
[21831,null,"GÓRNICZE","G30037",null,"YnKGSY 300/500V","11x2,5+2,5",null,"Bitner","KMT",1,25050,"PLN",0.23,null,null,null,null,null,null,null,"BITNER n41"]
[21832,null,"GÓRNICZE","G30038",null,"YnKGSY 300/500V","13x2,5+2,5",null,"Bitner","KMT",1,28520,"PLN",0.23,null,null,null,null,null,null,null,"BITNER n41"]
[21833,null,"GÓRNICZE","G30039",null,"YnKGSY 300/500V","18x2,5+2,5",null,"Bitner","KMT",1,36368,"PLN",0.23,null,null,null,null,null,null,null,"BITNER n41"]
[21834,null,"GÓRNICZE","G30040",null,"YnKGSY 300/500V","20x2,5+2,5",null,"Bitner","KMT",1,40439,"PLN",0.23,null,null,null,null,null,null,null,"BITNER n41"]
[21835,null,"GÓRNICZE","G30041",null,"YnKGSY 300/500V","23x2,5+2,5",null,"Bitner","KMT",1,46506,"PLN",0.23,null,null,null,null,null,null,null,"BITNER n41"]
[21836,null,"GÓRNICZE","G30042",null,"YnKGSY 300/500V","26x2,5+2,5",null,"Bitner","KMT",1,51517,"PLN",0.23,null,null,null,null,null,null,null,"BITNER n41"]
[21837,null,"GÓRNICZE","G30043",null,"YnKGSY 300/500V","29x2,5+2,5",null,"Bitner","KMT",1,56564,"PLN",0.23,null,null,null,null,null,null,null,"BITNER n41"]
[21838,null,"GÓRNICZE","G30044",null,"YnKGSY 300/500V","32x2,5+2,5",null,"Bitner","KMT",1,61531,"PLN",0.23,null,null,null,null,null,null,null,"BITNER n41"]
[21839,null,"GÓRNICZE","G30045",null,"YnKGSY 300/500V","36x2,5_2,5",null,"Bitner","KMT",1,68120,"PLN",0.23,null,null,null,null,null,null,null,"BITNER n41"]
[21840,null,"GÓRNICZE","G30046",null,"YnKGSY 300/500V","1x4+4",null,"Bitner","KMT",1,"oferta","PLN",0.23,null,null,null,null,null,null,null,"BITNER n41"]
[21841,null,"GÓRNICZE","G30047",null,"YnKGSY 300/500V","2x4+4",null,"Bitner","KMT",1,10728,"PLN",0.23,null,null,null,null,null,null,null,"BITNER n41"]
[21842,null,"GÓRNICZE","G30048",null,"YnKGSY 300/500V","3x4+4",null,"Bitner","KMT",1,13483,"PLN",0.23,null,null,null,null,null,null,null,"BITNER n41"]
[21843,null,"GÓRNICZE","G30049",null,"YnKGSY 300/500V","4x4+4",null,"Bitner","KMT",1,17100,"PLN",0.23,null,null,null,null,null,null,null,"BITNER n41"]
[21844,null,"GÓRNICZE","G30050",null,"YnKGSY 300/500V","6x4+4",null,"Bitner","KMT",1,21648,"PLN",0.23,null,null,null,null,null,null,null,"BITNER n41"]
[21845,null,"GÓRNICZE","G30051",null,"YnKGSY 300/500V","9x4+4",null,"Bitner","KMT",1,31332,"PLN",0.23,null,null,null,null,null,null,null,"BITNER n41"]
[21846,null,"GÓRNICZE","G30052",null,"YnKGSY 300/500V","11x4+4",null,"Bitner","KMT",1,36265,"PLN",0.23,null,null,null,null,null,null,null,"BITNER n41"]
[21847,null,"GÓRNICZE","G30053",null,"YnKGSY 300/500V","13x4+4",null,"Bitner","KMT",1,41187,"PLN",0.23,null,null,null,null,null,null,null,"BITNER n41"]
[21848,null,"GÓRNICZE","G30054",null,"YnKGSY 300/500V","18x4+4",null,"Bitner","KMT",1,53241,"PLN",0.23,null,null,null,null,null,null,null,"BITNER n41"]
[21849,null,"GÓRNICZE","G30055",null,"YnKGSY 300/500V","20x4+4",null,"Bitner","KMT",1,59161,"PLN",0.23,null,null,null,null,null,null,null,"BITNER n41"]
[21850,null,"GÓRNICZE","G30056",null,"YnKGSY 300/500V","23x4+4",null,"Bitner","KMT",1,68040,"PLN",0.23,null,null,null,null,null,null,null,"BITNER n41"]
[21851,null,"GÓRNICZE","G30057",null,"YnKGSY 300/500V","26x4+4",null,"Bitner","KMT",1,76023,"PLN",0.23,null,null,null,null,null,null,null,"BITNER n41"]
[21852,null,"GÓRNICZE","G30058",null,"YnKGSY 300/500V","29x4+4",null,"Bitner","KMT",1,84063,"PLN",0.23,null,null,null,null,null,null,null,"BITNER n41"]
[21853,null,"GÓRNICZE","G30059",null,"YnKGSY 300/500V","32x4+4",null,"Bitner","KMT",1,90255,"PLN",0.23,null,null,null,null,null,null,null,"BITNER n41"]
[21854,null,"GÓRNICZE","G30060",null,"YnKGSY 300/500V","36x4+4",null,"Bitner","KMT",1,98454,"PLN",0.23,null,null,null,null,null,null,null,"BITNER n41"]
[21855,null,"GÓRNICZE","G30700",null,"YnKGSYeko 300/500V","1x1+1",null,"Bitner","KMT",1,"oferta","PLN",0.23,null,null,null,null,null,null,null,"BITNER n41"]
[21856,null,"GÓRNICZE","G30701",null,"YnKGSYeko 300/500V","2x1+1",null,"Bitner","KMT",1,8108,"PLN",0.23,null,null,null,null,null,null,null,"BITNER n41"]
[21857,null,"GÓRNICZE","G30702",null,"YnKGSYeko 300/500V","3x1+1",null,"Bitner","KMT",1,9457,"PLN",0.23,null,null,null,null,null,null,null,"BITNER n41"]
[21858,null,"GÓRNICZE","G30703",null,"YnKGSYeko 300/500V","4x1+1",null,"Bitner","KMT",1,10580,"PLN",0.23,null,null,null,null,null,null,null,"BITNER n41"]
[21859,null,"GÓRNICZE","G30704",null,"YnKGSYeko 300/500V","6x1+1",null,"Bitner","KMT",1,12848,"PLN",0.23,null,null,null,null,null,null,null,"BITNER n41"]
[21860,null,"GÓRNICZE","G30705",null,"YnKGSYeko 300/500V","9x1+1",null,"Bitner","KMT",1,17339,"PLN",0.23,null,null,null,null,null,null,null,"BITNER n41"]
[21861,null,"GÓRNICZE","G30706",null,"YnKGSYeko 300/500V","11x1+1",null,"Bitner","KMT",1,18858,"PLN",0.23,null,null,null,null,null,null,null,"BITNER n41"]
[21862,null,"GÓRNICZE","G30707",null,"YnKGSYeko 300/500V","13x1+1",null,"Bitner","KMT",1,20060,"PLN",0.23,null,null,null,null,null,null,null,"BITNER n41"]
[21863,null,"GÓRNICZE","G30708",null,"YnKGSYeko 300/500V","18x1+1",null,"Bitner","KMT",1,23519,"PLN",0.23,null,null,null,null,null,null,null,"BITNER n41"]
[21864,null,"GÓRNICZE","G30709",null,"YnKGSYeko 300/500V","20x1+1",null,"Bitner","KMT",1,26264,"PLN",0.23,null,null,null,null,null,null,null,"BITNER n41"]
[21865,null,"GÓRNICZE","G30710",null,"YnKGSYeko 300/500V","23x1+1",null,"Bitner","KMT",1,29744,"PLN",0.23,null,null,null,null,null,null,null,"BITNER n41"]
[21866,null,"GÓRNICZE","G30711",null,"YnKGSYeko 300/500V","26x1+1",null,"Bitner","KMT",1,32409,"PLN",0.23,null,null,null,null,null,null,null,"BITNER n41"]
[21867,null,"GÓRNICZE","G30712",null,"YnKGSYeko 300/500V","29x1+1",null,"Bitner","KMT",1,35007,"PLN",0.23,null,null,null,null,null,null,null,"BITNER n41"]
[21868,null,"GÓRNICZE","G30713",null,"YnKGSYeko 300/500V","32x1+1",null,"Bitner","KMT",1,37172,"PLN",0.23,null,null,null,null,null,null,null,"BITNER n41"]
[21869,null,"GÓRNICZE","G30714",null,"YnKGSYeko 300/500V","36x1+1",null,"Bitner","KMT",1,40019,"PLN",0.23,null,null,null,null,null,null,null,"BITNER n41"]
[21870,null,"GÓRNICZE","G30715",null,"YnKGSYeko 300/500V","1x1,5+1,5",null,"Bitner","KMT",1,"oferta","PLN",0.23,null,null,null,null,null,null,null,"BITNER n41"]
[21871,null,"GÓRNICZE","G30716",null,"YnKGSYeko 300/500V","2x1,5+1,5",null,"Bitner","KMT",1,9729,"PLN",0.23,null,null,null,null,null,null,null,"BITNER n41"]
[21872,null,"GÓRNICZE","G30717",null,"YnKGSYeko 300/500V","3x1,5+1,5",null,"Bitner","KMT",1,11385,"PLN",0.23,null,null,null,null,null,null,null,"BITNER n41"]
[21873,null,"GÓRNICZE","G30718",null,"YnKGSYeko 300/500V","4x1,5+1,5",null,"Bitner","KMT",1,12451,"PLN",0.23,null,null,null,null,null,null,null,"BITNER n41"]
[21874,null,"GÓRNICZE","G30719",null,"YnKGSYeko 300/500V","6x1,5+1,5",null,"Bitner","KMT",1,14447,"PLN",0.23,null,null,null,null,null,null,null,"BITNER n41"]
[21875,null,"GÓRNICZE","G30720",null,"YnKGSYeko 300/500V","9x1,5+1,5",null,"Bitner","KMT",1,20049,"PLN",0.23,null,null,null,null,null,null,null,"BITNER n41"]
[21876,null,"GÓRNICZE","G30721",null,"YnKGSYeko 300/500V","11x1,5+1,5",null,"Bitner","KMT",1,22317,"PLN",0.23,null,null,null,null,null,null,null,"BITNER n41"]
[21877,null,"GÓRNICZE","G30722",null,"YnKGSYeko 300/500V","13x1,5+1,5",null,"Bitner","KMT",1,24449,"PLN",0.23,null,null,null,null,null,null,null,"BITNER n41"]
[21878,null,"GÓRNICZE","G30723",null,"YnKGSYeko 300/500V","18x1,5+1,5",null,"Bitner","KMT",1,30266,"PLN",0.23,null,null,null,null,null,null,null,"BITNER n41"]
[21879,null,"GÓRNICZE","G30724",null,"YnKGSYeko 300/500V","20x1,5+1,5",null,"Bitner","KMT",1,32988,"PLN",0.23,null,null,null,null,null,null,null,"BITNER n41"]
[21880,null,"GÓRNICZE","G30725",null,"YnKGSYeko 300/500V","23x1,5+1,5",null,"Bitner","KMT",1,37512,"PLN",0.23,null,null,null,null,null,null,null,"BITNER n41"]
[21881,null,"GÓRNICZE","G30726",null,"YnKGSYeko 300/500V","26x1,5+1,5",null,"Bitner","KMT",1,40609,"PLN",0.23,null,null,null,null,null,null,null,"BITNER n41"]
[21882,null,"GÓRNICZE","G30727",null,"YnKGSYeko 300/500V","29x1,5+1,5",null,"Bitner","KMT",1,43285,"PLN",0.23,null,null,null,null,null,null,null,"BITNER n41"]
[21883,null,"GÓRNICZE","G30728",null,"YnKGSYeko 300/500V","32x1,5+1,5",null,"Bitner","KMT",1,46607,"PLN",0.23,null,null,null,null,null,null,null,"BITNER n41"]
[21884,null,"GÓRNICZE","G30729",null,"YnKGSYeko 300/500V","36x1,5+1,5",null,"Bitner","KMT",1,50996,"PLN",0.23,null,null,null,null,null,null,null,"BITNER n41"]
[21885,null,"GÓRNICZE","G30730",null,"YnKGSYeko 300/500V","1x2,5+2,5",null,"Bitner","KMT",1,"oferta","PLN",0.23,null,null,null,null,null,null,null,"BITNER n41"]
[21886,null,"GÓRNICZE","G30731",null,"YnKGSYeko 300/500V","2x2,5+2,5",null,"Bitner","KMT",1,12429,"PLN",0.23,null,null,null,null,null,null,null,"BITNER n41"]
[21887,null,"GÓRNICZE","G30732",null,"YnKGSYeko 300/500V","3x2,5+2,5",null,"Bitner","KMT",1,13234,"PLN",0.23,null,null,null,null,null,null,null,"BITNER n41"]
[21888,null,"GÓRNICZE","G30733",null,"YnKGSYeko 300/500V","4x2,5+2,5",null,"Bitner","KMT",1,16284,"PLN",0.23,null,null,null,null,null,null,null,"BITNER n41"]
[21889,null,"GÓRNICZE","G30734",null,"YnKGSYeko 300/500V","6x2,5+2,5",null,"Bitner","KMT",1,19380,"PLN",0.23,null,null,null,null,null,null,null,"BITNER n41"]
[21890,null,"GÓRNICZE","G30735",null,"YnKGSYeko 300/500V","9x2,5+2,5",null,"Bitner","KMT",1,26241,"PLN",0.23,null,null,null,null,null,null,null,"BITNER n41"]
[21891,null,"GÓRNICZE","G30736",null,"YnKGSYeko 300/500V","11x2,5+2,5",null,"Bitner","KMT",1,29586,"PLN",0.23,null,null,null,null,null,null,null,"BITNER n41"]
[21892,null,"GÓRNICZE","G30737",null,"YnKGSYeko 300/500V","13x2,5+2,5",null,"Bitner","KMT",1,32863,"PLN",0.23,null,null,null,null,null,null,null,"BITNER n41"]
[21893,null,"GÓRNICZE","G30738",null,"YnKGSYeko 300/500V","18x2,5+2,5",null,"Bitner","KMT",1,40564,"PLN",0.23,null,null,null,null,null,null,null,"BITNER n41"]
[21894,null,"GÓRNICZE","G30739",null,"YnKGSYeko 300/500V","20x2,5+2,5",null,"Bitner","KMT",1,44691,"PLN",0.23,null,null,null,null,null,null,null,"BITNER n41"]
[21895,null,"GÓRNICZE","G30740",null,"YnKGSYeko 300/500V","23x2,5+2,5",null,"Bitner","KMT",1,50531,"PLN",0.23,null,null,null,null,null,null,null,"BITNER n41"]
[21896,null,"GÓRNICZE","G30741",null,"YnKGSYeko 300/500V","26x2,5+2,5",null,"Bitner","KMT",1,53536,"PLN",0.23,null,null,null,null,null,null,null,"BITNER n41"]
[21897,null,"GÓRNICZE","G30742",null,"YnKGSYeko 300/500V","29x2,5+2,5",null,"Bitner","KMT",1,56360,"PLN",0.23,null,null,null,null,null,null,null,"BITNER n41"]
[21898,null,"GÓRNICZE","G30743",null,"YnKGSYeko 300/500V","32x2,5+2,5",null,"Bitner","KMT",1,62143,"PLN",0.23,null,null,null,null,null,null,null,"BITNER n41"]
[21899,null,"GÓRNICZE","G30744",null,"YnKGSYeko 300/500V","36x2,5_2,5",null,"Bitner","KMT",1,69537,"PLN",0.23,null,null,null,null,null,null,null,"BITNER n41"]
[21900,null,"GÓRNICZE","G30745",null,"YnKGSYeko 300/500V","1x4+4",null,"Bitner","KMT",1,"oferta","PLN",0.23,null,null,null,null,null,null,null,"BITNER n41"]
[21901,null,"GÓRNICZE","G30746",null,"YnKGSYeko 300/500V","2x4+4",null,"Bitner","KMT",1,13801,"PLN",0.23,null,null,null,null,null,null,null,"BITNER n41"]
[21902,null,"GÓRNICZE","G30747",null,"YnKGSYeko 300/500V","3x4+4",null,"Bitner","KMT",1,16398,"PLN",0.23,null,null,null,null,null,null,null,"BITNER n41"]
[21903,null,"GÓRNICZE","G30748",null,"YnKGSYeko 300/500V","4x4+4",null,"Bitner","KMT",1,20038,"PLN",0.23,null,null,null,null,null,null,null,"BITNER n41"]
[21904,null,"GÓRNICZE","G30749",null,"YnKGSYeko 300/500V","6x4+4",null,"Bitner","KMT",1,24518,"PLN",0.23,null,null,null,null,null,null,null,"BITNER n41"]
[21905,null,"GÓRNICZE","G30750",null,"YnKGSYeko 300/500V","9x4+4",null,"Bitner","KMT",1,39236,"PLN",0.23,null,null,null,null,null,null,null,"BITNER n41"]
[21906,null,"GÓRNICZE","G30751",null,"YnKGSYeko 300/500V","11x4+4",null,"Bitner","KMT",1,44657,"PLN",0.23,null,null,null,null,null,null,null,"BITNER n41"]
[21907,null,"GÓRNICZE","G30752",null,"YnKGSYeko 300/500V","13x4+4",null,"Bitner","KMT",1,49998,"PLN",0.23,null,null,null,null,null,null,null,"BITNER n41"]
[21908,null,"GÓRNICZE","G30753",null,"YnKGSYeko 300/500V","18x4+4",null,"Bitner","KMT",1,56190,"PLN",0.23,null,null,null,null,null,null,null,"BITNER n41"]
[21909,null,"GÓRNICZE","G30754",null,"YnKGSYeko 300/500V","20x4+4",null,"Bitner","KMT",1,58583,"PLN",0.23,null,null,null,null,null,null,null,"BITNER n41"]
[21910,null,"GÓRNICZE","G30755",null,"YnKGSYeko 300/500V","23x4+4",null,"Bitner","KMT",1,61690,"PLN",0.23,null,null,null,null,null,null,null,"BITNER n41"]
[21911,null,"GÓRNICZE","G30756",null,"YnKGSYeko 300/500V","26x4+4",null,"Bitner","KMT",1,77906,"PLN",0.23,null,null,null,null,null,null,null,"BITNER n41"]
[21912,null,"GÓRNICZE","G30757",null,"YnKGSYeko 300/500V","29X4+4",null,"Bitner","KMT",1,94099,"PLN",0.23,null,null,null,null,null,null,null,"BITNER n41"]
[21913,null,"GÓRNICZE","G30758",null,"YnKGSYeko 300/500V","32X4+4",null,"Bitner","KMT",1,102083,"PLN",0.23,null,null,null,null,null,null,null,"BITNER n41"]
[21914,null,"GÓRNICZE","G30759",null,"YnKGSYeko 300/500V","36x4+4",null,"Bitner","KMT",1,112300,"PLN",0.23,null,null,null,null,null,null,null,"BITNER n41"]
[21915,null,"GÓRNICZE","GP0300",null,"YnKGY-żo 0,6/1kV","3x1,5",null,"Bitner","KMT",1,7060,"PLN",0.23,null,null,null,null,null,null,null,"BITNER n41"]
[21916,null,"GÓRNICZE","GP0301",null,"YnKGY-żo 0,6/1kV","4x1,5",null,"Bitner","KMT",1,8573,"PLN",0.23,null,null,null,null,null,null,null,"BITNER n41"]
[21917,null,"GÓRNICZE","GP0302",null,"YnKGY-żo 0,6/1kV","5x1,5",null,"Bitner","KMT",1,10431,"PLN",0.23,null,null,null,null,null,null,null,"BITNER n41"]
[21918,null,"GÓRNICZE","GP0303",null,"YnKGY-żo 0,6/1kV","3x2,5",null,"Bitner","KMT",1,9203,"PLN",0.23,null,null,null,null,null,null,null,"BITNER n41"]
[21919,null,"GÓRNICZE","GP0304",null,"YnKGY-żo 0,6/1kV","4x2,5",null,"Bitner","KMT",1,11324,"PLN",0.23,null,null,null,null,null,null,null,"BITNER n41"]
[21920,null,"GÓRNICZE","GP0305",null,"YnKGY-żo 0,6/1kV","5x2,5",null,"Bitner","KMT",1,14276,"PLN",0.23,null,null,null,null,null,null,null,"BITNER n41"]
[21921,null,"GÓRNICZE","GP0306",null,"YnKGY-żo 0,6/1kV","3x4",null,"Bitner","KMT",1,12717,"PLN",0.23,null,null,null,null,null,null,null,"BITNER n41"]
[21922,null,"GÓRNICZE","GP0307",null,"YnKGY-żo 0,6/1kV","4x4",null,"Bitner","KMT",1,16015,"PLN",0.23,null,null,null,null,null,null,null,"BITNER n41"]
[21923,null,"GÓRNICZE","GP0308",null,"YnKGY-żo 0,6/1kV","5x4",null,"Bitner","KMT",1,20302,"PLN",0.23,null,null,null,null,null,null,null,"BITNER n41"]
[21924,null,"GÓRNICZE","GP0309",null,"YnKGY-żo 0,6/1kV","3x6",null,"Bitner","KMT",1,15241,"PLN",0.23,null,null,null,null,null,null,null,"BITNER n41"]
[21925,null,"GÓRNICZE","GP0310",null,"YnKGY-żo 0,6/1kV","4x6",null,"Bitner","KMT",1,19182,"PLN",0.23,null,null,null,null,null,null,null,"BITNER n41"]
[21926,null,"GÓRNICZE","GP0311",null,"YnKGY-żo 0,6/1kV","5x6",null,"Bitner","KMT",1,24374,"PLN",0.23,null,null,null,null,null,null,null,"BITNER n41"]
[21927,null,"GÓRNICZE","GP0001",null,"YnOGY  0,6/1kV","3x2,5+2,5",null,"Bitner","KMT",1,12679,"PLN",0.23,null,null,null,null,null,null,null,"BITNER n41"]
[21928,null,"GÓRNICZE","GP0002",null,"YnOGY  0,6/1kV","3x4+4",null,"Bitner","KMT",1,20486,"PLN",0.23,null,null,null,null,null,null,null,"BITNER n41"]
[21929,null,"GÓRNICZE","GP0003",null,"YnOGY  0,6/1kV","3x6+6",null,"Bitner","KMT",1,30703,"PLN",0.23,null,null,null,null,null,null,null,"BITNER n41"]
[21930,null,"GÓRNICZE","GP0004",null,"YnOGY  0,6/1kV","3x10+10",null,"Bitner","KMT",1,42566,"PLN",0.23,null,null,null,null,null,null,null,"BITNER n41"]
[21931,null,"GÓRNICZE","GP0005",null,"YnOGY  0,6/1kV","3x16+16",null,"Bitner","KMT",1,55352,"PLN",0.23,null,null,null,null,null,null,null,"BITNER n41"]
[21932,null,"GÓRNICZE","GP0006",null,"YnOGY  0,6/1kV","3x25+16",null,"Bitner","KMT",1,89077,"PLN",0.23,null,null,null,null,null,null,null,"BITNER n41"]
[21933,null,"GÓRNICZE","GP0007",null,"YnOGY  0,6/1kV","3x35+16",null,"Bitner","KMT",1,112859,"PLN",0.23,null,null,null,null,null,null,null,"BITNER n41"]
[21934,null,"GÓRNICZE","GP0008",null,"YnOGY  0,6/1kV","3x50+25",null,"Bitner","KMT",1,133582,"PLN",0.23,null,null,null,null,null,null,null,"BITNER n41"]
[21935,null,"GÓRNICZE","GP0009",null,"YnOGY  0,6/1kV","3x70+25",null,"Bitner","KMT",1,208274,"PLN",0.23,null,null,null,null,null,null,null,"BITNER n41"]
[21936,null,"GÓRNICZE","GP0010",null,"YnOGY  0,6/1kV","3x95+25",null,"Bitner","KMT",1,260048,"PLN",0.23,null,null,null,null,null,null,null,"BITNER n41"]
[21937,null,"GÓRNICZE","GP0011",null,"YnOGY  0,6/1kV","3x120+25",null,"Bitner","KMT",1,312143,"PLN",0.23,null,null,null,null,null,null,null,"BITNER n41"]
[21938,null,"GÓRNICZE","GP0012",null,"YnOGY  0,6/1kV","3x2,5+2,5+2,5",null,"Bitner","KMT",1,23913,"PLN",0.23,null,null,null,null,null,null,null,"BITNER n41"]
[21939,null,"GÓRNICZE","GP0013",null,"YnOGY  0,6/1kV","3x4+4+4",null,"Bitner","KMT",1,30513,"PLN",0.23,null,null,null,null,null,null,null,"BITNER n41"]
[21940,null,"GÓRNICZE","GP0014",null,"YnOGY  0,6/1kV","3x6+6+4",null,"Bitner","KMT",1,36916,"PLN",0.23,null,null,null,null,null,null,null,"BITNER n41"]
[21941,null,"GÓRNICZE","GP0015",null,"YnOGY  0,6/1kV","3x10+10+6",null,"Bitner","KMT",1,47049,"PLN",0.23,null,null,null,null,null,null,null,"BITNER n41"]
[21942,null,"GÓRNICZE","GP0016",null,"YnOGY  0,6/1kV","3x4+4+3x4",null,"Bitner","KMT",1,"oferta","PLN",0.23,null,null,null,null,null,null,null,"BITNER n41"]
[21943,null,"GÓRNICZE","GP0017",null,"YnOGY  0,6/1kV","3x6+6+3x6",null,"Bitner","KMT",1,"oferta","PLN",0.23,null,null,null,null,null,null,null,"BITNER n41"]
[21944,null,"GÓRNICZE","GP0018",null,"YnOGY  0,6/1kV","3x25+16+3x2,5",null,"Bitner","KMT",1,"oferta","PLN",0.23,null,null,null,null,null,null,null,"BITNER n41"]
[21945,null,"GÓRNICZE","GP0019",null,"YnOGY  0,6/1kV","3x35+16+3x2,5",null,"Bitner","KMT",1,"oferta","PLN",0.23,null,null,null,null,null,null,null,"BITNER n41"]
[21946,null,"GÓRNICZE","GP0100",null,"YnOGYek 0,6/1kV","3x2,5+2,5+2,5",null,"Bitner","KMT",1,37130,"PLN",0.23,null,null,null,null,null,null,null,"BITNER n41"]
[21947,null,"GÓRNICZE","GP0101",null,"YnOGYek 0,6/1kV","3x4+4+4",null,"Bitner","KMT",1,41051,"PLN",0.23,null,null,null,null,null,null,null,"BITNER n41"]
[21948,null,"GÓRNICZE","GP0102",null,"YnOGYek 0,6/1kV","3x6+6+4",null,"Bitner","KMT",1,53499,"PLN",0.23,null,null,null,null,null,null,null,"BITNER n41"]
[21949,null,"GÓRNICZE","GP0103",null,"YnOGYek 0,6/1kV","3x10+10+6",null,"Bitner","KMT",1,72700,"PLN",0.23,null,null,null,null,null,null,null,"BITNER n41"]
[21950,null,"GÓRNICZE","GP0200",null,"YnOGYekm 0,6/1kV","3x2,5+2,5+2,5",null,"Bitner","KMT",1,37130,"PLN",0.23,null,null,null,null,null,null,null,"BITNER n41"]
[21951,null,"GÓRNICZE","GP0201",null,"YnOGYekm 0,6/1kV","3x4+4+4",null,"Bitner","KMT",1,41051,"PLN",0.23,null,null,null,null,null,null,null,"BITNER n41"]
[21952,null,"GÓRNICZE","GP0202",null,"YnOGYekm 0,6/1kV","3x6+6+4",null,"Bitner","KMT",1,53499,"PLN",0.23,null,null,null,null,null,null,null,"BITNER n41"]
[21953,null,"GÓRNICZE","GP0203",null,"YnOGYekm 0,6/1kV","3x10+10+6",null,"Bitner","KMT",1,72700,"PLN",0.23,null,null,null,null,null,null,null,"BITNER n41"]
[21954,null,"GÓRNICZE","GP0204",null,"YnOGYekm 0,6/1kV","3x16+16+3x1,5",null,"Bitner","KMT",1,"oferta","PLN",0.23,null,null,null,null,null,null,null,"BITNER n41"]
[21955,null,"GÓRNICZE","GP0205",null,"YnOGYekm 0,6/1kV","3x25+16+3x2,5",null,"Bitner","KMT",1,"oferta","PLN",0.23,null,null,null,null,null,null,null,"BITNER n41"]
[21956,null,"GÓRNICZE","GP0206",null,"YnOGYekm 0,6/1kV","3x35+16+3x2,5",null,"Bitner","KMT",1,"oferta","PLN",0.23,null,null,null,null,null,null,null,"BITNER n41"]
[21957,null,"GÓRNICZE","GP0207",null,"YnOGYekm 0,6/1kV","3x50+25+3x4",null,"Bitner","KMT",1,"oferta","PLN",0.23,null,null,null,null,null,null,null,"BITNER n41"]
[21958,null,"GÓRNICZE","GP0208",null,"YnOGYekm 0,6/1kV","3x70+35+3x4",null,"Bitner","KMT",1,"oferta","PLN",0.23,null,null,null,null,null,null,null,"BITNER n41"]
[21959,null,"GÓRNICZE","G32900",null,"YnStY-Gżo 300/500V","2 x 1",null,"Bitner","KMT",1,2936,"PLN",0.23,null,null,null,null,null,null,null,"BITNER n41"]
[21960,null,"GÓRNICZE","G32901",null,"YnStY-Gżo 300/500V","3 x 1",null,"Bitner","KMT",1,3514,"PLN",0.23,null,null,null,null,null,null,null,"BITNER n41"]
[21961,null,"GÓRNICZE","G32902",null,"YnStY-Gżo 300/500V","4 x 1",null,"Bitner","KMT",1,4293,"PLN",0.23,null,null,null,null,null,null,null,"BITNER n41"]
[21962,null,"GÓRNICZE","G32903",null,"YnStY-Gżo 300/500V","5 x 1",null,"Bitner","KMT",1,5729,"PLN",0.23,null,null,null,null,null,null,null,"BITNER n41"]
[21963,null,"GÓRNICZE","G32904",null,"YnStY-Gżo 300/500V","7 x 1",null,"Bitner","KMT",1,7199,"PLN",0.23,null,null,null,null,null,null,null,"BITNER n41"]
[21964,null,"GÓRNICZE","G32905",null,"YnStY-Gżo 300/500V","12 x 1",null,"Bitner","KMT",1,11745,"PLN",0.23,null,null,null,null,null,null,null,"BITNER n41"]
[21965,null,"GÓRNICZE","G32906",null,"YnStY-Gżo 300/500V","14 x 1",null,"Bitner","KMT",1,13388,"PLN",0.23,null,null,null,null,null,null,null,"BITNER n41"]
[21966,null,"GÓRNICZE","G32907",null,"YnStY-Gżo 300/500V","16 x 1",null,"Bitner","KMT",1,15567,"PLN",0.23,null,null,null,null,null,null,null,"BITNER n41"]
[21967,null,"GÓRNICZE","G32908",null,"YnStY-Gżo 300/500V","18 x 1",null,"Bitner","KMT",1,17496,"PLN",0.23,null,null,null,null,null,null,null,"BITNER n41"]
[21968,null,"GÓRNICZE","G32909",null,"YnStY-Gżo 300/500V","20 x 1",null,"Bitner","KMT",1,19058,"PLN",0.23,null,null,null,null,null,null,null,"BITNER n41"]
[21969,null,"GÓRNICZE","G32910",null,"YnStY-Gżo 300/500V","25 x 1",null,"Bitner","KMT",1,24847,"PLN",0.23,null,null,null,null,null,null,null,"BITNER n41"]
[21970,null,"GÓRNICZE","G32911",null,"YnStY-Gżo 300/500V","2 x 1,5",null,"Bitner","KMT",1,3529,"PLN",0.23,null,null,null,null,null,null,null,"BITNER n41"]
[21971,null,"GÓRNICZE","G32912",null,"YnStY-Gżo 300/500V","3 x 1,5",null,"Bitner","KMT",1,4353,"PLN",0.23,null,null,null,null,null,null,null,"BITNER n41"]
[21972,null,"GÓRNICZE","G32913",null,"YnStY-Gżo 300/500V","4 x 1,5",null,"Bitner","KMT",1,5931,"PLN",0.23,null,null,null,null,null,null,null,"BITNER n41"]
[21973,null,"GÓRNICZE","G32914",null,"YnStY-Gżo 300/500V","5 x 1,5",null,"Bitner","KMT",1,7230,"PLN",0.23,null,null,null,null,null,null,null,"BITNER n41"]
[21974,null,"GÓRNICZE","G32915",null,"YnStY-Gżo 300/500V","7 x 1,5",null,"Bitner","KMT",1,9407,"PLN",0.23,null,null,null,null,null,null,null,"BITNER n41"]
[21975,null,"GÓRNICZE","G32916",null,"YnStY-Gżo 300/500V","10 x 1,5",null,"Bitner","KMT",1,13206,"PLN",0.23,null,null,null,null,null,null,null,"BITNER n41"]
[21976,null,"GÓRNICZE","G32917",null,"YnStY-Gżo 300/500V","12 x 1,5",null,"Bitner","KMT",1,15052,"PLN",0.23,null,null,null,null,null,null,null,"BITNER n41"]
[21977,null,"GÓRNICZE","G32918",null,"YnStY-Gżo 300/500V","14 x 1,5",null,"Bitner","KMT",1,17211,"PLN",0.23,null,null,null,null,null,null,null,"BITNER n41"]
[21978,null,"GÓRNICZE","G32919",null,"YnStY-Gżo 300/500V","18 x 1,5",null,"Bitner","KMT",1,22300,"PLN",0.23,null,null,null,null,null,null,null,"BITNER n41"]
[21979,null,"GÓRNICZE","G32920",null,"YnStY-Gżo 300/500V","24 x 1,5",null,"Bitner","KMT",1,29715,"PLN",0.23,null,null,null,null,null,null,null,"BITNER n41"]
[21980,null,"GÓRNICZE","G32921",null,"YnStY-Gżo 300/500V","25 x 1,5",null,"Bitner","KMT",1,31585,"PLN",0.23,null,null,null,null,null,null,null,"BITNER n41"]
[21981,null,"GÓRNICZE","G32922",null,"YnStY-Gżo 300/500V","2 x 2,5",null,"Bitner","KMT",1,5568,"PLN",0.23,null,null,null,null,null,null,null,"BITNER n41"]
[21982,null,"GÓRNICZE","G32923",null,"YnStY-Gżo 300/500V","3 x 2,5",null,"Bitner","KMT",1,6884,"PLN",0.23,null,null,null,null,null,null,null,"BITNER n41"]
[21983,null,"GÓRNICZE","G32924",null,"YnStY-Gżo 300/500V","4 x 2,5",null,"Bitner","KMT",1,8792,"PLN",0.23,null,null,null,null,null,null,null,"BITNER n41"]
[21984,null,"GÓRNICZE","G32925",null,"YnStY-Gżo 300/500V","5 x 2,5",null,"Bitner","KMT",1,10802,"PLN",0.23,null,null,null,null,null,null,null,"BITNER n41"]
[21985,null,"GÓRNICZE","G32926",null,"YnStY-Gżo 300/500V","7 x 2,5",null,"Bitner","KMT",1,13737,"PLN",0.23,null,null,null,null,null,null,null,"BITNER n41"]
[21986,null,"GÓRNICZE","G32927",null,"YnStY-Gżo 300/500V","10 x 2,5",null,"Bitner","KMT",1,19549,"PLN",0.23,null,null,null,null,null,null,null,"BITNER n41"]
[21987,null,"GÓRNICZE","G32928",null,"YnStY-Gżo 300/500V","12 x 2,5",null,"Bitner","KMT",1,23187,"PLN",0.23,null,null,null,null,null,null,null,"BITNER n41"]
[21988,null,"GÓRNICZE","G32929",null,"YnStY-Gżo 300/500V","14 x 2,5",null,"Bitner","KMT",1,26433,"PLN",0.23,null,null,null,null,null,null,null,"BITNER n41"]
[21989,null,"GÓRNICZE","G32930",null,"YnStY-Gżo 300/500V","18 x 2,5",null,"Bitner","KMT",1,34768,"PLN",0.23,null,null,null,null,null,null,null,"BITNER n41"]
[21990,null,"GÓRNICZE","GT0001",null,"YnTKGX ","5x2x0,8",null,"Bitner","KMT",1,5206,"PLN",0.23,null,null,null,null,null,null,null,"BITNER n41"]
[21991,null,"GÓRNICZE","GT0002",null,"YnTKGX ","10x2x0,8",null,"Bitner","KMT",1,8580,"PLN",0.23,null,null,null,null,null,null,null,"BITNER n41"]
[21992,null,"GÓRNICZE","GT0003",null,"YnTKGX ","16x2x0,8",null,"Bitner","KMT",1,12428,"PLN",0.23,null,null,null,null,null,null,null,"BITNER n41"]
[21993,null,"GÓRNICZE","GT0004",null,"YnTKGX ","24x2x0,8",null,"Bitner","KMT",1,19563,"PLN",0.23,null,null,null,null,null,null,null,"BITNER n41"]
[21994,null,"GÓRNICZE","GT0005",null,"YnTKGX ","33x2x0,8",null,"Bitner","KMT",1,24656,"PLN",0.23,null,null,null,null,null,null,null,"BITNER n41"]
[21995,null,"GÓRNICZE","GT0006",null,"YnTKGX ","56x2x0,8",null,"Bitner","KMT",1,40415,"PLN",0.23,null,null,null,null,null,null,null,"BITNER n41"]
[21996,null,"GÓRNICZE","GT0007",null,"YnTKGX ","60x2x0,8",null,"Bitner","KMT",1,43901,"PLN",0.23,null,null,null,null,null,null,null,"BITNER n41"]
[21997,null,"GÓRNICZE","GT0008",null,"YnTKGX ","100x2x0,8",null,"Bitner","KMT",1,78243,"PLN",0.23,null,null,null,null,null,null,null,"BITNER n41"]
[21998,null,"GÓRNICZE","GT0009",null,"YnTKGX ","120x2x0,8",null,"Bitner","KMT",1,93845,"PLN",0.23,null,null,null,null,null,null,null,"BITNER n41"]
[21999,null,"GÓRNICZE","GT0010",null,"YnTKGX ","200x2x0,8",null,"Bitner","KMT",1,"oferta","PLN",0.23,null,null,null,null,null,null,null,"BITNER n41"]
[22000,null,"GÓRNICZE","GT0304",null,"YnWGDek 75","0,8/4,8",null,"Bitner","KMT",1,"oferta","PLN",0.23,null,null,null,null,null,null,null,"BITNER n41"]
[22001,null,"GÓRNICZE","GT0314",null,"YnWGDek 75","0,6/3,7",null,"Bitner","KMT",1,"oferta","PLN",0.23,null,null,null,null,null,null,null,"BITNER n41"]
[22002,null,"GÓRNICZE","GT0200",null,"YTKGXFoyn","5x2x0,8",null,"Bitner","KMT",1,12860,"PLN",0.23,null,null,null,null,null,null,null,"BITNER n41"]
[22003,null,"GÓRNICZE","GT0201",null,"YTKGXFoyn","10x2x0,8",null,"Bitner","KMT",1,18362,"PLN",0.23,null,null,null,null,null,null,null,"BITNER n41"]
[22004,null,"GÓRNICZE","GT0202",null,"YTKGXFoyn","16x2x0,8",null,"Bitner","KMT",1,26535,"PLN",0.23,null,null,null,null,null,null,null,"BITNER n41"]
[22005,null,"GÓRNICZE","GT0203",null,"YTKGXFoyn","24x2x0,8",null,"Bitner","KMT",1,33466,"PLN",0.23,null,null,null,null,null,null,null,"BITNER n41"]
[22006,null,"GÓRNICZE","GT0100",null,"YTKGXFtlyn","5x2x0,8",null,"Bitner","KMT",1,8107,"PLN",0.23,null,null,null,null,null,null,null,"BITNER n41"]
[22007,null,"GÓRNICZE","GT0101",null,"YTKGXFtlyn","10x2x0,8",null,"Bitner","KMT",1,12023,"PLN",0.23,null,null,null,null,null,null,null,"BITNER n41"]
[22008,null,"GÓRNICZE","GT0102",null,"YTKGXFtlyn","16x2x0,8",null,"Bitner","KMT",1,16645,"PLN",0.23,null,null,null,null,null,null,null,"BITNER n41"]
[22009,null,"GÓRNICZE","GT0103",null,"YTKGXFtlyn","24x2x0,8",null,"Bitner","KMT",1,23365,"PLN",0.23,null,null,null,null,null,null,null,"BITNER n41"]
[22010,null,"GÓRNICZE","GT0104",null,"YTKGXFtlyn","33x2x0,8",null,"Bitner","KMT",1,29818,"PLN",0.23,null,null,null,null,null,null,null,"BITNER n41"]
[22011,null,"GÓRNICZE","GT0105",null,"YTKGXFtlyn","56x2x0,8",null,"Bitner","KMT",1,46529,"PLN",0.23,null,null,null,null,null,null,null,"BITNER n41"]
[22012,null,"GÓRNICZE","GT0106",null,"YTKGXFtlyn","60x2x0,8",null,"Bitner","KMT",1,56419,"PLN",0.23,null,null,null,null,null,null,null,"BITNER n41"]
[22013,null,"GÓRNICZE","GT0107",null,"YTKGXFtlyn","100x2x0,8",null,"Bitner","KMT",1,97900,"PLN",0.23,null,null,null,null,null,null,null,"BITNER n41"]
[22014,null,"GÓRNICZE","GT0108",null,"YTKGXFtlyn","120x2x0,8",null,"Bitner","KMT",1,115700,"PLN",0.23,null,null,null,null,null,null,null,"BITNER n41"]
[22015,null,"GÓRNICZE","GT0109",null,"YTKGXFtlyn","200x2x0,8",null,"Bitner","KMT",1,"oferta","PLN",0.23,null,null,null,null,null,null,null,"BITNER n41"]
[22016,null,"GÓRNICZE","GT0150",null,"YTKGXFtZnyn","5x2x0,8",null,"Bitner","KMT",1,8107,"PLN",0.23,null,null,null,null,null,null,null,"BITNER n41"]
[22017,null,"GÓRNICZE","GT0151",null,"YTKGXFtZnyn","10x2x0,8",null,"Bitner","KMT",1,12023,"PLN",0.23,null,null,null,null,null,null,null,"BITNER n41"]
[22018,null,"GÓRNICZE","GT0152",null,"YTKGXFtZnyn","16x2x0,8",null,"Bitner","KMT",1,16645,"PLN",0.23,null,null,null,null,null,null,null,"BITNER n41"]
[22019,null,"GÓRNICZE","GT0153",null,"YTKGXFtZnyn","24x2x0,8",null,"Bitner","KMT",1,23365,"PLN",0.23,null,null,null,null,null,null,null,"BITNER n41"]
[22020,null,"GÓRNICZE","GT0154",null,"YTKGXFtZnyn","33x2x0,8",null,"Bitner","KMT",1,29818,"PLN",0.23,null,null,null,null,null,null,null,"BITNER n41"]
[22021,null,"GÓRNICZE","GT0155",null,"YTKGXFtZnyn","56x2x0,8",null,"Bitner","KMT",1,46529,"PLN",0.23,null,null,null,null,null,null,null,"BITNER n41"]
[22022,null,"GÓRNICZE","GT0156",null,"YTKGXFtZnyn","60x2x0,8",null,"Bitner","KMT",1,56419,"PLN",0.23,null,null,null,null,null,null,null,"BITNER n41"]
[22023,null,"GÓRNICZE","GT0157",null,"YTKGXFtZnyn","100x2x0,8",null,"Bitner","KMT",1,97900,"PLN",0.23,null,null,null,null,null,null,null,"BITNER n41"]
[22024,null,"GÓRNICZE","GT0158",null,"YTKGXFtZnyn","120x2x0,8",null,"Bitner","KMT",1,115700,"PLN",0.23,null,null,null,null,null,null,null,"BITNER n41"]
[22025,null,"GÓRNICZE","GT0159",null,"YTKGXFtZnyn","200x2x0,8",null,"Bitner","KMT",1,"oferta","PLN",0.23,null,null,null,null,null,null,null,"BITNER n41"]