{"text_format":"1","workbook":"xlsx","n_sheets":7,"sheets":["STRONA GŁÓWNA","Indeks kabli i przewodów","Cennik Płaski","Logistyka","Konfekcja","Opakowania","Zamówienie"],"not_rendered":{"charts":0,"images":3,"macros":1,"external_links":3,"defined_names":459,"comments":1,"pivot_tables":0},"unopened":[],"bounds":{"document_bytes":16777216,"sheet_cells":100000,"rows_first":2000,"rows_last":500,"rows_between":2000,"halvings":0,"cell_chars":16384,"cell_head_chars":4096},"cells_cut":0,"cells_raw":0,"read":"whole","date_system":"1900"}

{"sheet":"STRONA GŁÓWNA","index":0,"n_rows":16,"n_cols":1,"rows_kept":16,"cut":false,"hidden":false,"merged":[]}
[]
["Cennik wyrobów edycja 15.10.2021r"]
["Cennik zawiera wybrane produkty z oferty Zakładów Kablowych Bitner. \nW przypadku zainteresowania wyrobami spoza listy prosimy o kontakt z działem handlowym\n(tel. 12 389 40 24 wew. 112-117) lub z działem ofert (tel. 12 389 40 24 wew. 343-347).\nPodane ceny są cenami netto, do których należy doliczyć podatek od towarów i usług VAT zgodnie z obowiązującą stawką.                                                   "]
["Indeks kabli i przewodów"]
["KABLE STEROWNICZE"]
["KABLE BEZPIECZNE "]
["KABLE TELEKOMUNIKACYJNE "]
["KABLE ENERGETYCZNE I SYGNALIZACYJNE "]
["KABLE AUDIO"]
["KABLE  GÓRNICZE"]
["Cennik płaski"]
["Logistyka"]
["Konfekcja"]
["Opakowania"]
["Zamówienie"]
["Zakłady Kablowe BITNER spółka z ograniczoną odpowiedzialnością\nz siedzibą w Krakowie ul. Józefa Friedleina 3/3, 30-009 Kraków\nSąd Rejonowy dla Krakowa – Śródmieścia w Krakowie XI Wydział Gospodarczy KRS\nKRS: 0000653658, NIP: 6372159473, REGON: 121163910.\nKapitał zakładowy: 63 807 588 zł"]

{"sheet":"Indeks kabli i przewodów","index":1,"n_rows":84,"n_cols":8,"rows_kept":84,"cut":false,"hidden":false,"merged":[]}
["STEROWNICZE","ŚWIATŁOWODY","BEZPIECZNE","ENERGETYCZNE I SYGNALIZACYJNE","TELEKOMUNIKACYJNE","AUDIO","GÓRNICZE","AKCESORIA"]
["BiT LiYY 300/300V","BiTfiber Z-XOTKtmsd ","(N)HXCH FE180/E90","BiT GsLGs  450/750V ","BiTLAN F/FTP 4x2x23 AWG  cat. 6A  500MHz","BiTsound Instrument Cable ","8GTL3Gkon-G 300/500V","Dławnice D-EMC"]
["BiT LiYCY 300/300V","BiTfiber Z-XOTKtsd ","(N)HXCH FE180/E90 ","BiT LGs 300/500V ","BiTLAN F/FTP 4x2x23 AWG  cat. 6A  500MHz LSOH","BiTsound PGY-p","O2nGcekż-G 0,6/1kV","Nakrętki N-EMC"]
["BiT LiHH 300/300V",null,"(N)HXH-J FE180/E90","BiT LGs 450/750V ","BiTLAN F/UTP  PATCHCORD 4x2x26/7 AWG cat. 5e 200MHz LSOH","BiTsound PGY-p OFC","OGc 3,6/6 kV","BiT Connector MC4"]
["BiT LiHCH 300/300V",null,"(N)HXH-O FE180/E90","BiT NSHTÖU-J","BiTLAN F/UTP  PATCHCORD 4x2x26/7 AWG cat. 6 350MHz LSOH","BiTsound®Instal Speaker Cable","H07BQ-F"]
["IB-BiT LiYY 300/300V",null,"BiTinstal® H 450/750V","BiT YKSXS 0,6/1kV ","BiTLAN F/UTP 4x2x23 AWG  cat. 6A  500MHz LSOH","BiTsound®Instal Speaker Cable LSOH","OGŁ"]
["IB-BiT LiYCY 300/300V",null,"BiTinstal® H 0,6/1kV","BiT YKSY 0,6/1kV ","MULTIBiT 2xCOAX-75 2xUTP5E 1xFTTH2J","BiTsound®Instrument Cable","OnG 0,6/1kV"]
["BiT 500®",null,"BiTflame®1000 FE180/E90 0,6/1kV","BiT YKSYektmy 0,6/1kV","BiTLAN F/UTP 4x2x23 AWG (0,54) cat. 6 350MHz","BiTsound®Speaker Cable OFC","OnG1 0,6/1kV"]
["BiT 500®C",null,"BiTflame®1000C FE180/E90 0,6/1kV","BiT YKSYFtZny 0,6/1kV","BiTLAN F/UTP 4x2x23 AWG (0,54) cat. 6 350MHz LSOH","Digital Hybrid Cable","OnGcekgż-G 12/20kV"]
["BiT 500®CY",null,"HDGs FE180/PH120/E90","BiT YnKSXS 0,6/1kV","BiTLAN F/UTP 4x2x24AWG (0,5) cat. 5e 200MHz","DMX-D Dual Data Cable","OnGcekgż-G 18/30kV"]
["BiT 500®(St)",null,"HDGsekwf FE180/PH120/E90","BiT YnKSY 0,6/1kV","BiTLAN F/UTP 4x2x24AWG (0,5) cat. 5e 200MHz LSOH","DMX-S Data Cable ","OnGcekgż-G 3,6/6kV"]
["BiT 500®2(St)",null,"HDGsekwfżo FE180/PH120/E90","BiT YoKSY 0,6/1kV","BiTLAN F/UTP 4x2x24AWG (0,5) cat. 5e outdoor 200MHz","DMX-S Professional Data Cable ","OnGcekgż-G 6/10kV"]
["BiT 500®FR",null,"HDGsżo FE180/PH120/E90","H01N2-D (OnS-1)","BiTLAN F/UTPf 4x2x24AWG (0,5) cat. 5e outdoor 200MHz","InfoBiT 16 PE-(St)PVC","OnGcekż-G 0,6/1kV"]
["BiT 500®C FR",null,"HTKSH","H05BB-F","BiTLAN F/UTPfs 4x2x24AWG (0,5) cat. 5e outdoor 200MHz","InfoBiT 16 PVC-PVC","OnGcekż-G2 0,6/1kV"]
["BiT 500®(St) FR",null,"HTKSH FE180/PH90/E90","H05BQ-F","BiTLAN S/FTP 4x2x23 AWG  cat. 6A  500MHz","Microphone Cable czarny OFC THIN","OnGcekż-GW 0,6/1kV"]
["BiT 500®2(St) FR",null,"HTKSHekw","H05VV-F (OWY)","BiTLAN S/FTP 4x2x23 AWG  cat. 6A  500MHz LSOH","Microphone Cable OFC czarny","OnGcekżi-G 0,6/1kV"]
["BiT 500®OR",null,"HTKSHekw FE180/PH90/E90","BITOne ","BiTLAN S/FTP 4x2x23 AWG (0,54) cat. 6 350MHz","Microphone Instal Cable OFC ","OnGc-G 0,6/1kV"]
["BiT 500®C OR",null,"N2XCH 0,6/1kV","LgYd","BiTLAN S/FTP 4x2x23 AWG cat.7  1000MHz LSOH","Microphone Instal Cable OFC LSOH","OnGcrekgż-G(S) 6/10 kV"]
["BiT 500®(St) OR",null,"N2XH-J 0,6/1kV","YKXS 0,6/1kV","BiTLAN U/FTP 4x2x23 AWG  cat. 6A  500MHz","MultiPaired Analog Audio Cable","OnGcrekgż-G(Z) 6/10kV"]
["BiT 500®2(St) OR",null,"N2XH-O 0,6/1kV","YKXSżo 0,6/1kV","BiTLAN U/FTP 4x2x23 AWG  cat. 6A  500MHz LSOH","MultiPaired Analog Audio Cable ","OnZGcekż-GW(A) 0,6/1kV"]
["BiT 500®BLACK",null,"NHXCH FE180/E90","YKY 0,6/1kV","BiTLAN U/FTP 4x2x23 AWG (0,54) cat. 6 350MHz","Power DMX-S","PSY"]
["BiT 500®C BLACK",null,"NHXCH FE180/E90 ","YKYektmy 0,6/1kV","BiTLAN U/FTP 4x2x23 AWG (0,54) cat. 6 350MHz LSOH","Power Dual DMX  ","SDY"]
["BiT 500®(St) BLACK",null,"NHXH-J FE180/E90 ","YKYektmyżo 0,6/1kV","BiTLAN U/UTP 4x2x23 AWG  cat. 6A  500MHz LSOH","Power Microphone ","YHKGSYFoyn 0,6/1kV"]
["BiT 500®2(St) BLACK",null,"NHXH-O FE180/E90 ","YKYFoy 0,6/1kV","BiTLAN U/UTP 4x2x23 AWG (0,54) cat. 6 350MHz","Power UTP kat. 5 ","YHKGSYFoyn 300/500V"]
["BiT 500®BLACK FR",null,"YnTKSXekw","YKYFoyżo 0,6/1kV","BiTLAN U/UTP 4x2x23 AWG (0,54) cat. 6 350MHz LSOH","Power UTP kat. 5e ","YHKGXSekFtZnyn 3,6/6kV"]
["BiT 500®C BLACK FR",null,"YnTKSY","YKYFtZny 0,6/1kV  ","BiTLAN U/UTP 4x2x24AWG (0,5) cat. 5e 200MHz","Professional Microphone Cable OFC","YHKGXSekyn 0,6/1kV"]
["BiT 500®(St) BLACK FR",null,"YnTKSYekw","YKYFtZnyżo 0,6/1kV ","BiTLAN U/UTP 4x2x24AWG (0,5) cat. 5e 200MHz LSOH",null,"YHKGXSekyn 3,6/6kV"]
["BiT 500®2(St) BLACK FR",null,null,"YKYżo 0,6/1kV","BiTLAN U/UTP 4x2x24AWG (0,5) cat. 5e outdoor 200MHz",null,"YHKGXSFoyn 0,6/1kV"]
["BiT 500®BLACK OR",null,null,"YnKXS 0,6/1kV ","BiTLAN U/UTPf 4x2x23 AWG (0,54) cat. 6 outdoor 350MHz",null,"YHKGXSFoyn 3,6/6kV"]
["BiT 500®C BLACK OR",null,null,"YnKXSżo 0,6/1kV ","BiTLAN U/UTPf 4x2x24AWG (0,5) cat. 5e outdoor 200MHz",null,"YHKGXSFtZnyn 0,6/1kV"]
["BiT 500®(St) BLACK OR",null,null,"YnKY 0,6/1kV","BiTLAN U/UTPfs 4x2x24AWG (0,5) cat. 5e outdoor 200MHz",null,"YHKGXSFtZnyn 3,6/6kV"]
["BiT 500®2(St) BLACK OR",null,null,"YnKYżo 0,6/1kV","BiTSAT 757 biały",null,"YHKGXSyn 0,6/1kV"]
["BiT 500®H",null,null,"YoKXS 0,6/1kV","BiTSAT 757 czarny",null,"YHKGYekyn 0,6/1kV"]
["BiT 500®CH",null,null,"YoKXSżo 0,6/1kV","BiTSAT 757 LS0H",null,"YHKGYFoyn 0,6/1kV"]
["BiT 500®(St) H",null,null,"YoKY 0,6/1kV","BiTprotect",null,"YHKGYFoyn 3,6/6kV"]
["BiT 500®2(St) H",null,null,"YoKYżo 0,6/1kV","BiTprotect (St)",null,"YHKGYFtZnyn 0,6/1kV"]
["BiT 500®(St) CH",null,null,"H05 VVH6-F 300/500V","J-Y(St)Y…Bd",null,"YHKGYFtZnyn 3,6/6kV"]
["IB-BiT 500®",null,null,null,"J-Y(St)Y…Lg",null,"YHKGYyn 0,6/1kV"]
["IB-BiT 500®C",null,null,null,"LAN BiT",null,"YKGSLYkonyn 300/500V"]
["IB-BiT 500®CY",null,null,null,"Rentib F/UTP 4P cat. 5e 155MHz",null,"YKGSYFoyn 0,6/1kV"]
["BiT 750®",null,null,null,"Rentib U/UTP 4P cat. 5e 155MHz",null,"YKGSYkonyn 0,6/1kV"]
["BiT 750®CY",null,null,null,"RG 59",null,"YKGSYkonyn 300/500V"]
["BiT 1000®FR",null,null,null,"RG 59 B/U",null,"YKGYFoyn 0,6/1kV"]
["BiT 1000®C FR",null,null,null,"RG11",null,"YKGYFoyn-żo 0,6/1kV"]
["BiT 1000®CY FR",null,null,null,"RG6 biały",null,"YKGYFtZnyn 0,6/1kV"]
["BiT 1000®(St) FR",null,null,null,"XzKAXw",null,"YKGYFtZnyn 3,6/6kV"]
["BiT 1000®2(St) FR",null,null,null,"XzKAXwekw",null,"YnHKGSLY 0,6/1kV"]
["BiT 1000®OR",null,null,null,"XzKSLXw",null,"YnHKGSLY 150/250V"]
["BiT 1000®C OR",null,null,null,"XzKSLXwekw ",null,"YnHKGSLY 300/500V"]
["BiT 1000®CY OR",null,null,null,"XzTKMXpw",null,"YnHKGSLYkon 0,6/1kV"]
["BiT 1000®(St) OR",null,null,null,"XzTKMXpwFtZnx",null,"YnHKGSLYkon 150/250V"]
["BiT 1000®2(St) OR",null,null,null,"XzTKMXpwn",null,"YnHKGSLYkon 300/500V"]
["BiT 1000®H",null,null,null,"XzWDXpek 75 1,05/5,0",null,"YnHKGSY 0,6/1kV"]
["BiT 1000®CH",null,null,null,"XzWDXpekw 75 1,05/5,0",null,"YnHKGSY 300/500V"]
["BiT 1000®HCH",null,null,null,"YAS 75  0,8/3,7",null,"YnHKGSYkon 300/500V"]
["BiT 1000®(St) H",null,null,null,"YASp 75 0,59/3,7",null,"YnHTKGX"]
["BiT 1000®2(St) H",null,null,null,"YASp 75 0,8/3,7",null,"YnKGSLY 0,6/1kV"]
["IB-BiT 1000®",null,null,null,"YASp 75 0,8/3,8",null,"YnKGSLY 150/250V"]
["IB-BiT 1000®C",null,null,null,"YASp 75 0,8/3,9",null,"YnKGSLY 300/500V"]
["IB-BiT 1000®CY",null,null,null,"YTKSY",null,"YnKGSLYkon 0,6/1kV"]
["BiT 1000®Power",null,null,null,"YTKSYekw",null,"YnKGSLYkon 150/250V"]
["BiT 1000®solar czarny",null,null,null,"YWDXpek 75 1,0/4,8",null,"YnKGSLYkon 300/500V"]
["BiT 1000®solar czerwony",null,null,null,"YWDXpek 75 1,05/5,0",null,"YnKGSY 0,6/1kV"]
["BiT 1000®solar niebieski",null,null,null,null,null,"YnKGSY 300/500V"]
["BiT CP",null,null,null,null,null,"YnKGY-żo 0,6/1kV"]
["BiT Device",null,null,null,null,null,"YnOGY  0,6/1kV"]
["BiT NOVAK",null,null,null,null,null,"YnOGYekm 0,6/1kV"]
["BiTsensor PE-PVC Blue ",null,null,null,null,null,"YnStY-Gżo 300/500V"]
["BiTsensor PE-PVC green",null,null,null,null,null,"YnTKGMFLY"]
["BiTsensor PE-H LSOH ",null,null,null,null,null,"YnTKGX "]
["BiTsensor PE(St)CH",null,null,null,null,null,"YTKGXFoyn"]
["BiT L2-BUS ",null,null,null,null,null,"YTKGXFtZnyn"]
["BiT L2-BUS outdoor"]
["BiT L2 BUS Flex"]
["BiT Profibus PA"]
["BiT L2-BUS FC"]
["BiT L2-BUS DB"]
["BiT Profinet typ A"]
["BiT E-BUS-H"]
["BiTservo®2XSLCY-J"]
["BiTservo®3plus 2XSLCY-J"]
["BiTservo®2XSLCH-J"]
["BiTservo®UV 2XSLCYK-J FR"]
["BiTservo®UV 3PLUS-2XSLCYK-J FR"]

{"sheet":"Cennik Płaski","index":2,"n_rows":12951,"n_cols":31,"rows_kept":2250,"cut":true,"hidden":false,"merged":[],"bounds":{"rows_first":1000,"rows_last":250,"rows_between":1000,"halvings":1}}
["Lp","Identyfikator produktu wg dostawcy","Grupa","Identyfikator produktu wg producenta","Kod EAN","Opis krótki","Przekrój","Opis długi","Nazwa producenta","Jednostka zamówienia","Ilość cenowa","Cena netto","Waluta","Podatek VAT","Jednostka zawartości","Liczba jednostek zawartości w jednostce zamówienia","Minimalna ilość zamówienia","Interwał ilości zamówienia","Skrót  najmniejszej jednostki opakowania UNECE ","Liczba jednostek zamówienia w jednostce opakowania","Kod EAN najmniejszej jednostki opakowania","Grupa rabatowa dostawcy","Grupa bonusowa dostawcy","Klasa ETIM","PKWiU","CN","Scieżka do zdjęcia produktu","Scieżka do karty katalogowej produktu","Scieżka do karty bezpieczeństwa produktu","KGO","Status produktu"]
[1,null,"STEROWNICZE","S30079",5902956000699,"BiT LiYY 300/300V","2x0,5",null,"BITNER","KMT",1,2673,"PLN",0.23,null,null,null,null,null,null,null,"n84",null,null,"27.32.13","8544 49 95"]
[2,null,"STEROWNICZE","S30080",5902956000705,"BiT LiYY 300/300V","3x0,5",null,"BITNER","KMT",1,3696,"PLN",0.23,null,null,null,null,null,null,null,"n84",null,null,"27.32.13","8544 49 95"]
[3,null,"STEROWNICZE","S30081",5902956000712,"BiT LiYY 300/300V","4x0,5",null,"BITNER","KMT",1,4682,"PLN",0.23,null,null,null,null,null,null,null,"n84",null,null,"27.32.13","8544 49 95"]
[4,null,"STEROWNICZE","S30082",5902956000729,"BiT LiYY 300/300V","5x0,5",null,"BITNER","KMT",1,5839,"PLN",0.23,null,null,null,null,null,null,null,"n84",null,null,"27.32.13","8544 49 95"]
[5,null,"STEROWNICZE","S30083",5902956000736,"BiT LiYY 300/300V","6x0,5",null,"BITNER","KMT",1,6929,"PLN",0.23,null,null,null,null,null,null,null,"n84",null,null,"27.32.13","8544 49 95"]
[6,null,"STEROWNICZE","S30084",5902956000743,"BiT LiYY 300/300V","7x0,5",null,"BITNER","KMT",1,7890,"PLN",0.23,null,null,null,null,null,null,null,"n84",null,null,"27.32.13","8544 49 95"]
[7,null,"STEROWNICZE","S30085",5902956000750,"BiT LiYY 300/300V","8x0,5",null,"BITNER","KMT",1,9130,"PLN",0.23,null,null,null,null,null,null,null,"n84",null,null,"27.32.13","8544 49 95"]
[8,null,"STEROWNICZE","S30086",5902956000767,"BiT LiYY 300/300V","10x0,5",null,"BITNER","KMT",1,11311,"PLN",0.23,null,null,null,null,null,null,null,"n84",null,null,"27.32.13","8544 49 95"]
[9,null,"STEROWNICZE","S30087",5902956000774,"BiT LiYY 300/300V","12x0,5",null,"BITNER","KMT",1,13080,"PLN",0.23,null,null,null,null,null,null,null,"n84",null,null,"27.32.13","8544 49 95"]
[10,null,"STEROWNICZE","S30088",5902956000781,"BiT LiYY 300/300V","14x0,5",null,"BITNER","KMT",1,15268,"PLN",0.23,null,null,null,null,null,null,null,"n84",null,null,"27.32.13","8544 49 95"]
[11,null,"STEROWNICZE","S30089",5902956000798,"BiT LiYY 300/300V","16x0,5",null,"BITNER","KMT",1,17224,"PLN",0.23,null,null,null,null,null,null,null,"n84",null,null,"27.32.13","8544 49 95"]
[12,null,"STEROWNICZE","S30090",5902956000804,"BiT LiYY 300/300V","18x0,5",null,"BITNER","KMT",1,19337,"PLN",0.23,null,null,null,null,null,null,null,"n84",null,null,"27.32.13","8544 49 95"]
[13,null,"STEROWNICZE","S30091",5902956000811,"BiT LiYY 300/300V","20x0,5",null,"BITNER","KMT",1,21614,"PLN",0.23,null,null,null,null,null,null,null,"n84",null,null,"27.32.13","8544 49 95"]
[14,null,"STEROWNICZE","S30092",5902956000828,"BiT LiYY 300/300V","21x0,5",null,"BITNER","KMT",1,22562,"PLN",0.23,null,null,null,null,null,null,null,"n84",null,null,"27.32.13","8544 49 95"]
[15,null,"STEROWNICZE","S30095",5902956000842,"BiT LiYY 300/300V","30x0,5",null,"BITNER","KMT",1,32186,"PLN",0.23,null,null,null,null,null,null,null,"n84",null,null,"27.32.13","8544 49 95"]
[16,null,"STEROWNICZE","S30097",5902956000859,"BiT LiYY 300/300V","37x0,5",null,"BITNER","KMT",1,39426,"PLN",0.23,null,null,null,null,null,null,null,"n84",null,null,"27.32.13","8544 49 95"]
[17,null,"STEROWNICZE","S30105",5902956000927,"BiT LiYY 300/300V","2x0,75",null,"BITNER","KMT",1,3726,"PLN",0.23,null,null,null,null,null,null,null,"n84",null,null,"27.32.13","8544 49 95"]
[18,null,"STEROWNICZE","S30106",5902956000934,"BiT LiYY 300/300V","3x0,75",null,"BITNER","KMT",1,5129,"PLN",0.23,null,null,null,null,null,null,null,"n84",null,null,"27.32.13","8544 49 95"]
[19,null,"STEROWNICZE","S30107",5902956000941,"BiT LiYY 300/300V","4x0,75",null,"BITNER","KMT",1,6653,"PLN",0.23,null,null,null,null,null,null,null,"n84",null,null,"27.32.13","8544 49 95"]
[20,null,"STEROWNICZE","S30108",5902956000958,"BiT LiYY 300/300V","5x0,75",null,"BITNER","KMT",1,8279,"PLN",0.23,null,null,null,null,null,null,null,"n84",null,null,"27.32.13","8544 49 95"]
[21,null,"STEROWNICZE","S30109",5902956000965,"BiT LiYY 300/300V","6x0,75",null,"BITNER","KMT",1,9901,"PLN",0.23,null,null,null,null,null,null,null,"n84",null,null,"27.32.13","8544 49 95"]
[22,null,"STEROWNICZE","S30110",5902956000972,"BiT LiYY 300/300V","7x0,75",null,"BITNER","KMT",1,11206,"PLN",0.23,null,null,null,null,null,null,null,"n84",null,null,"27.32.13","8544 49 95"]
[23,null,"STEROWNICZE","S30111",5902956000989,"BiT LiYY 300/300V","8x0,75",null,"BITNER","KMT",1,13005,"PLN",0.23,null,null,null,null,null,null,null,"n84",null,null,"27.32.13","8544 49 95"]
[24,null,"STEROWNICZE","S30112",5902956000996,"BiT LiYY 300/300V","10x0,75",null,"BITNER","KMT",1,16142,"PLN",0.23,null,null,null,null,null,null,null,"n84",null,null,"27.32.13","8544 49 95"]
[25,null,"STEROWNICZE","S30113",5902956001009,"BiT LiYY 300/300V","12x0,75",null,"BITNER","KMT",1,18821,"PLN",0.23,null,null,null,null,null,null,null,"n84",null,null,"27.32.13","8544 49 95"]
[26,null,"STEROWNICZE","S30114",5902956001016,"BiT LiYY 300/300V","14x0,75",null,"BITNER","KMT",1,21748,"PLN",0.23,null,null,null,null,null,null,null,"n84",null,null,"27.32.13","8544 49 95"]
[27,null,"STEROWNICZE","S30115",5902956001023,"BiT LiYY 300/300V","16x0,75",null,"BITNER","KMT",1,25160,"PLN",0.23,null,null,null,null,null,null,null,"n84",null,null,"27.32.13","8544 49 95"]
[28,null,"STEROWNICZE","S30116",5902956001030,"BiT LiYY 300/300V","18x0,75",null,"BITNER","KMT",1,28505,"PLN",0.23,null,null,null,null,null,null,null,"n84",null,null,"27.32.13","8544 49 95"]
[29,null,"STEROWNICZE","S30117",5902956001047,"BiT LiYY 300/300V","20x0,75",null,"BITNER","KMT",1,31432,"PLN",0.23,null,null,null,null,null,null,null,"n84",null,null,"27.32.13","8544 49 95"]
[30,null,"STEROWNICZE","S30118",5902956001054,"BiT LiYY 300/300V","21x0,75",null,"BITNER","KMT",1,32520,"PLN",0.23,null,null,null,null,null,null,null,"n84",null,null,"27.32.13","8544 49 95"]
[31,null,"STEROWNICZE","S30121",5902956001078,"BiT LiYY 300/300V","30x0,75",null,"BITNER","KMT",1,46422,"PLN",0.23,null,null,null,null,null,null,null,"n84",null,null,"27.32.13","8544 49 95"]
[32,null,"STEROWNICZE","S30123",5902956001085,"BiT LiYY 300/300V","37x0,75",null,"BITNER","KMT",1,57157,"PLN",0.23,null,null,null,null,null,null,null,"n84",null,null,"27.32.13","8544 49 95"]
[33,null,"STEROWNICZE","S30127",5902956001108,"BiT LiYY 300/300V","2x1,0",null,"BITNER","KMT",1,4802,"PLN",0.23,null,null,null,null,null,null,null,"n84",null,null,"27.32.13","8544 49 95"]
[34,null,"STEROWNICZE","S30128",5902956001115,"BiT LiYY 300/300V","3x1,0",null,"BITNER","KMT",1,6742,"PLN",0.23,null,null,null,null,null,null,null,"n84",null,null,"27.32.13","8544 49 95"]
[35,null,"STEROWNICZE","S30129",5902956001122,"BiT LiYY 300/300V","4x1,0",null,"BITNER","KMT",1,8780,"PLN",0.23,null,null,null,null,null,null,null,"n84",null,null,"27.32.13","8544 49 95"]
[36,null,"STEROWNICZE","S30130",5902956001139,"BiT LiYY 300/300V","5x1,0",null,"BITNER","KMT",1,11026,"PLN",0.23,null,null,null,null,null,null,null,"n84",null,null,"27.32.13","8544 49 95"]
[37,null,"STEROWNICZE","S30131",5902956001146,"BiT LiYY 300/300V","6x1,0",null,"BITNER","KMT",1,13186,"PLN",0.23,null,null,null,null,null,null,null,"n84",null,null,"27.32.13","8544 49 95"]
[38,null,"STEROWNICZE","S30132",5902956001153,"BiT LiYY 300/300V","7x1,0",null,"BITNER","KMT",1,14948,"PLN",0.23,null,null,null,null,null,null,null,"n84",null,null,"27.32.13","8544 49 95"]
[39,null,"STEROWNICZE","S30133",5902956001160,"BiT LiYY 300/300V","8x1,0",null,"BITNER","KMT",1,17224,"PLN",0.23,null,null,null,null,null,null,null,"n84",null,null,"27.32.13","8544 49 95"]
[40,null,"STEROWNICZE","S30134",5902956001177,"BiT LiYY 300/300V","10x1,0",null,"BITNER","KMT",1,21538,"PLN",0.23,null,null,null,null,null,null,null,"n84",null,null,"27.32.13","8544 49 95"]
[41,null,"STEROWNICZE","S30135",5902956001184,"BiT LiYY 300/300V","12x1,0",null,"BITNER","KMT",1,25071,"PLN",0.23,null,null,null,null,null,null,null,"n84",null,null,"27.32.13","8544 49 95"]
[42,null,"STEROWNICZE","S30136",5902956001191,"BiT LiYY 300/300V","14x1,0",null,"BITNER","KMT",1,29520,"PLN",0.23,null,null,null,null,null,null,null,"n84",null,null,"27.32.13","8544 49 95"]
[43,null,"STEROWNICZE","S30137",5902956001207,"BiT LiYY 300/300V","16x1,0",null,"BITNER","KMT",1,33558,"PLN",0.23,null,null,null,null,null,null,null,"n84",null,null,"27.32.13","8544 49 95"]
[44,null,"STEROWNICZE","S30138",5902956001214,"BiT LiYY 300/300V","18x1,0",null,"BITNER","KMT",1,37628,"PLN",0.23,null,null,null,null,null,null,null,"n84",null,null,"27.32.13","8544 49 95"]
[45,null,"STEROWNICZE","S30139",5902956001221,"BiT LiYY 300/300V","20x1,0",null,"BITNER","KMT",1,42286,"PLN",0.23,null,null,null,null,null,null,null,"n84",null,null,"27.32.13","8544 49 95"]
[46,null,"STEROWNICZE","S30149",5902956001238,"BiT LiYY 300/300V","2x1,5",null,"BITNER","KMT",1,6533,"PLN",0.23,null,null,null,null,null,null,null,"n84",null,null,"27.32.13","8544 49 95"]
[47,null,"STEROWNICZE","S30150",5902956001245,"BiT LiYY 300/300V","3x1,5",null,"BITNER","KMT",1,9309,"PLN",0.23,null,null,null,null,null,null,null,"n84",null,null,"27.32.13","8544 49 95"]
[48,null,"STEROWNICZE","S30151",5902956001252,"BiT LiYY 300/300V","4x1,5",null,"BITNER","KMT",1,12252,"PLN",0.23,null,null,null,null,null,null,null,"n84",null,null,"27.32.13","8544 49 95"]
[49,null,"STEROWNICZE","S30152",5902956001269,"BiT LiYY 300/300V","5x1,5",null,"BITNER","KMT",1,15252,"PLN",0.23,null,null,null,null,null,null,null,"n84",null,null,"27.32.13","8544 49 95"]
[50,null,"STEROWNICZE","S30153",5902956001276,"BiT LiYY 300/300V","6x1,5",null,"BITNER","KMT",1,18388,"PLN",0.23,null,null,null,null,null,null,null,"n84",null,null,"27.32.13","8544 49 95"]
[51,null,"STEROWNICZE","S30154",5902956001283,"BiT LiYY 300/300V","7x1,5",null,"BITNER","KMT",1,20786,"PLN",0.23,null,null,null,null,null,null,null,"n84",null,null,"27.32.13","8544 49 95"]
[52,null,"STEROWNICZE","S30155",5902956001290,"BiT LiYY 300/300V","8x1,5",null,"BITNER","KMT",1,23532,"PLN",0.23,null,null,null,null,null,null,null,"n84",null,null,"27.32.13","8544 49 95"]
[53,null,"STEROWNICZE","S30156",5902956001306,"BiT LiYY 300/300V","10x1,5",null,"BITNER","KMT",1,30071,"PLN",0.23,null,null,null,null,null,null,null,"n84",null,null,"27.32.13","8544 49 95"]
[54,null,"STEROWNICZE","S30157",5902956001313,"BiT LiYY 300/300V","12x1,5",null,"BITNER","KMT",1,35201,"PLN",0.23,null,null,null,null,null,null,null,"n84",null,null,"27.32.13","8544 49 95"]
[55,null,"STEROWNICZE","S30158",5902956001320,"BiT LiYY 300/300V","14x1,5",null,"BITNER","KMT",1,40630,"PLN",0.23,null,null,null,null,null,null,null,"n84",null,null,"27.32.13","8544 49 95"]
[56,null,"STEROWNICZE","S30159",5902956001337,"BiT LiYY 300/300V","16x1,5",null,"BITNER","KMT",1,46764,"PLN",0.23,null,null,null,null,null,null,null,"n84",null,null,"27.32.13","8544 49 95"]
[57,null,"STEROWNICZE","S30160",5902956001344,"BiT LiYY 300/300V","18x1,5",null,"BITNER","KMT",1,52559,"PLN",0.23,null,null,null,null,null,null,null,"n84",null,null,"27.32.13","8544 49 95"]
[58,null,"STEROWNICZE","S30161",5902956001351,"BiT LiYY 300/300V","20x1,5",null,"BITNER","KMT",1,58590,"PLN",0.23,null,null,null,null,null,null,null,"n84",null,null,"27.32.13","8544 49 95"]
[59,null,"STEROWNICZE","S30171",5902956001368,"BiT LiYY 300/300V","2x2,5",null,"BITNER","KMT",1,10757,"PLN",0.23,null,null,null,null,null,null,null,"n84",null,null,"27.32.13","8544 49 95"]
[60,null,"STEROWNICZE","S30172",5902956001375,"BiT LiYY 300/300V","3x2,5",null,"BITNER","KMT",1,15416,"PLN",0.23,null,null,null,null,null,null,null,"n84",null,null,"27.32.13","8544 49 95"]
[61,null,"STEROWNICZE","S30173",5902956001382,"BiT LiYY 300/300V","4x2,5",null,"BITNER","KMT",1,20211,"PLN",0.23,null,null,null,null,null,null,null,"n84",null,null,"27.32.13","8544 49 95"]
[62,null,"STEROWNICZE","S30174",5902956001399,"BiT LiYY 300/300V","5x2,5",null,"BITNER","KMT",1,24930,"PLN",0.23,null,null,null,null,null,null,null,"n84",null,null,"27.32.13","8544 49 95"]
[63,null,"STEROWNICZE","S30175",5902956001405,"BiT LiYY 300/300V","6x2,5",null,"BITNER","KMT",1,30071,"PLN",0.23,null,null,null,null,null,null,null,"n84",null,null,"27.32.13","8544 49 95"]
[64,null,"STEROWNICZE","S30176",5902956001412,"BiT LiYY 300/300V","7x2,5",null,"BITNER","KMT",1,34358,"PLN",0.23,null,null,null,null,null,null,null,"n84",null,null,"27.32.13","8544 49 95"]
[65,null,"STEROWNICZE","S30177",5902956001429,"BiT LiYY 300/300V","8x2,5",null,"BITNER","KMT",1,39271,"PLN",0.23,null,null,null,null,null,null,null,"n84",null,null,"27.32.13","8544 49 95"]
[66,null,"STEROWNICZE","S30178",5902956001436,"BiT LiYY 300/300V","10x2,5",null,"BITNER","KMT",1,48654,"PLN",0.23,null,null,null,null,null,null,null,"n84",null,null,"27.32.13","8544 49 95"]
[67,null,"STEROWNICZE","S30179",5902956001443,"BiT LiYY 300/300V","12x2,5",null,"BITNER","KMT",1,58248,"PLN",0.23,null,null,null,null,null,null,null,"n84",null,null,"27.32.13","8544 49 95"]
[68,null,"STEROWNICZE","S30342",5902956001870,"BiT LiYY 300/300V","2x2x0,5",null,"BITNER","KMT",1,4891,"PLN",0.23,null,null,null,null,null,null,null,"n84",null,null,"27.32.13","8544 49 95"]
[69,null,"STEROWNICZE","S30343",5902956001887,"BiT LiYY 300/300V","3x2x0,5",null,"BITNER","KMT",1,6870,"PLN",0.23,null,null,null,null,null,null,null,"n84",null,null,"27.32.13","8544 49 95"]
[70,null,"STEROWNICZE","S30344",5902956001894,"BiT LiYY 300/300V","4x2x0,5",null,"BITNER","KMT",1,8958,"PLN",0.23,null,null,null,null,null,null,null,"n84",null,null,"27.32.13","8544 49 95"]
[71,null,"STEROWNICZE","S30345",5902956001900,"BiT LiYY 300/300V","5x2x0,5",null,"BITNER","KMT",1,11206,"PLN",0.23,null,null,null,null,null,null,null,"n84",null,null,"27.32.13","8544 49 95"]
[72,null,"STEROWNICZE","S30346",5902956001917,"BiT LiYY 300/300V","6x2x0,5",null,"BITNER","KMT",1,13258,"PLN",0.23,null,null,null,null,null,null,null,"n84",null,null,"27.32.13","8544 49 95"]
[73,null,"STEROWNICZE","S30347",5902956001924,"BiT LiYY 300/300V","7x2x0,5",null,"BITNER","KMT",1,15446,"PLN",0.23,null,null,null,null,null,null,null,"n84",null,null,"27.32.13","8544 49 95"]
[74,null,"STEROWNICZE","S30348",5902956001931,"BiT LiYY 300/300V","8x2x0,5",null,"BITNER","KMT",1,17529,"PLN",0.23,null,null,null,null,null,null,null,"n84",null,null,"27.32.13","8544 49 95"]
[75,null,"STEROWNICZE","S30349",5902956001948,"BiT LiYY 300/300V","10x2x0,5",null,"BITNER","KMT",1,21673,"PLN",0.23,null,null,null,null,null,null,null,"n84",null,null,"27.32.13","8544 49 95"]
[76,null,"STEROWNICZE","S30350",5902956001955,"BiT LiYY 300/300V","12x2x0,5",null,"BITNER","KMT",1,26212,"PLN",0.23,null,null,null,null,null,null,null,"n84",null,null,"27.32.13","8544 49 95"]
[77,null,"STEROWNICZE","S30351",5902956001962,"BiT LiYY 300/300V","14x2x0,5",null,"BITNER","KMT",1,30394,"PLN",0.23,null,null,null,null,null,null,null,"n84",null,null,"27.32.13","8544 49 95"]
[78,null,"STEROWNICZE","S30352",5902956001979,"BiT LiYY 300/300V","16x2x0,5",null,"BITNER","KMT",1,34962,"PLN",0.23,null,null,null,null,null,null,null,"n84",null,null,"27.32.13","8544 49 95"]
[79,null,"STEROWNICZE","S30353",5902956001986,"BiT LiYY 300/300V","18x2x0,5",null,"BITNER","KMT",1,38971,"PLN",0.23,null,null,null,null,null,null,null,"n84",null,null,"27.32.13","8544 49 95"]
[80,null,"STEROWNICZE","S30354",5902956001993,"BiT LiYY 300/300V","20x2x0,5",null,"BITNER","KMT",1,43108,"PLN",0.23,null,null,null,null,null,null,null,"n84",null,null,"27.32.13","8544 49 95"]
[81,null,"STEROWNICZE","S30355",5902956002006,"BiT LiYY 300/300V","24x2x0,5",null,"BITNER","KMT",1,51275,"PLN",0.23,null,null,null,null,null,null,null,"n84",null,null,"27.32.13","8544 49 95"]
[82,null,"STEROWNICZE","S30360",5902956002013,"BiT LiYY 300/300V","2x2x0,75",null,"BITNER","KMT",1,7257,"PLN",0.23,null,null,null,null,null,null,null,"n84",null,null,"27.32.13","8544 49 95"]
[83,null,"STEROWNICZE","S30361",5902956002020,"BiT LiYY 300/300V","3x2x0,75",null,"BITNER","KMT",1,9757,"PLN",0.23,null,null,null,null,null,null,null,"n84",null,null,"27.32.13","8544 49 95"]
[84,null,"STEROWNICZE","S30362",5902956002037,"BiT LiYY 300/300V","4x2x0,75",null,"BITNER","KMT",1,12789,"PLN",0.23,null,null,null,null,null,null,null,"n84",null,null,"27.32.13","8544 49 95"]
[85,null,"STEROWNICZE","S30363",5902956002044,"BiT LiYY 300/300V","5x2x0,75",null,"BITNER","KMT",1,16202,"PLN",0.23,null,null,null,null,null,null,null,"n84",null,null,"27.32.13","8544 49 95"]
[86,null,"STEROWNICZE","S30365",5902956002051,"BiT LiYY 300/300V","7x2x0,75",null,"BITNER","KMT",1,22129,"PLN",0.23,null,null,null,null,null,null,null,"n84",null,null,"27.32.13","8544 49 95"]
[87,null,"STEROWNICZE","S30367",5902956002068,"BiT LiYY 300/300V","10x2x0,75",null,"BITNER","KMT",1,31565,"PLN",0.23,null,null,null,null,null,null,null,"n84",null,null,"27.32.13","8544 49 95"]
[88,null,"STEROWNICZE","S30368",5902956002075,"BiT LiYY 300/300V","12x2x0,75",null,"BITNER","KMT",1,37843,"PLN",0.23,null,null,null,null,null,null,null,"n84",null,null,"27.32.13","8544 49 95"]
[89,null,"STEROWNICZE","S30369",5902956002082,"BiT LiYY 300/300V","14x2x0,75",null,"BITNER","KMT",1,43920,"PLN",0.23,null,null,null,null,null,null,null,"n84",null,null,"27.32.13","8544 49 95"]
[90,null,"STEROWNICZE","S30370",5902956002099,"BiT LiYY 300/300V","16x2x0,75",null,"BITNER","KMT",1,50223,"PLN",0.23,null,null,null,null,null,null,null,"n84",null,null,"27.32.13","8544 49 95"]
[91,null,"STEROWNICZE","S30371",5902956002105,"BiT LiYY 300/300V","18x2x0,75",null,"BITNER","KMT",1,56329,"PLN",0.23,null,null,null,null,null,null,null,"n84",null,null,"27.32.13","8544 49 95"]
[92,null,"STEROWNICZE","S30377",5902956002112,"BiT LiYY 300/300V","2x2x1,0",null,"BITNER","KMT",1,9280,"PLN",0.23,null,null,null,null,null,null,null,"n84",null,null,"27.32.13","8544 49 95"]
[93,null,"STEROWNICZE","S30378",5902956002129,"BiT LiYY 300/300V","3x2x1,0",null,"BITNER","KMT",1,12975,"PLN",0.23,null,null,null,null,null,null,null,"n84",null,null,"27.32.13","8544 49 95"]
[94,null,"STEROWNICZE","S30379",5902956002136,"BiT LiYY 300/300V","4x2x1,0",null,"BITNER","KMT",1,17075,"PLN",0.23,null,null,null,null,null,null,null,"n84",null,null,"27.32.13","8544 49 95"]
[95,null,"STEROWNICZE","S30380",5902956002143,"BiT LiYY 300/300V","5x2x1,0",null,"BITNER","KMT",1,21389,"PLN",0.23,null,null,null,null,null,null,null,"n84",null,null,"27.32.13","8544 49 95"]
[96,null,"STEROWNICZE","S30382",5902956002150,"BiT LiYY 300/300V","7x2x1,0",null,"BITNER","KMT",1,29698,"PLN",0.23,null,null,null,null,null,null,null,"n84",null,null,"27.32.13","8544 49 95"]
[97,null,"STEROWNICZE","S30384",5902956002167,"BiT LiYY 300/300V","10x2x1,0",null,"BITNER","KMT",1,42033,"PLN",0.23,null,null,null,null,null,null,null,"n84",null,null,"27.32.13","8544 49 95"]
[98,null,"STEROWNICZE","S30385",5902956002174,"BiT LiYY 300/300V","12x2x1,0",null,"BITNER","KMT",1,50133,"PLN",0.23,null,null,null,null,null,null,null,"n84",null,null,"27.32.13","8544 49 95"]
[99,null,"STEROWNICZE","S30386",5902956002181,"BiT LiYY 300/300V","14x2x1,0",null,"BITNER","KMT",1,58472,"PLN",0.23,null,null,null,null,null,null,null,"n84",null,null,"27.32.13","8544 49 95"]
[100,null,"STEROWNICZE","S30387",5902956002198,"BiT LiYY 300/300V","16x2x1,0",null,"BITNER","KMT",1,66839,"PLN",0.23,null,null,null,null,null,null,null,"n84",null,null,"27.32.13","8544 49 95"]
[101,null,"STEROWNICZE","S30388",5902956002204,"BiT LiYY 300/300V","18x2x1,0",null,"BITNER","KMT",1,74972,"PLN",0.23,null,null,null,null,null,null,null,"n84",null,null,"27.32.13","8544 49 95"]
[102,null,"STEROWNICZE","S30394",5902956002211,"BiT LiYY 300/300V","2x2x1,5",null,"BITNER","KMT",1,12626,"PLN",0.23,null,null,null,null,null,null,null,"n84",null,null,"27.32.13","8544 49 95"]
[103,null,"STEROWNICZE","S30395",5902956002228,"BiT LiYY 300/300V","3x2x1,5",null,"BITNER","KMT",1,18036,"PLN",0.23,null,null,null,null,null,null,null,"n84",null,null,"27.32.13","8544 49 95"]
[104,null,"STEROWNICZE","S30396",5902956002235,"BiT LiYY 300/300V","4x2x1,5",null,"BITNER","KMT",1,23741,"PLN",0.23,null,null,null,null,null,null,null,"n84",null,null,"27.32.13","8544 49 95"]
[105,null,"STEROWNICZE","S30397",5902956002242,"BiT LiYY 300/300V","5x2x1,5",null,"BITNER","KMT",1,30118,"PLN",0.23,null,null,null,null,null,null,null,"n84",null,null,"27.32.13","8544 49 95"]
[106,null,"STEROWNICZE","S30399",5902956002259,"BiT LiYY 300/300V","7x2x1,5",null,"BITNER","KMT",1,41570,"PLN",0.23,null,null,null,null,null,null,null,"n84",null,null,"27.32.13","8544 49 95"]
[107,null,"STEROWNICZE","S30401",5902956002266,"BiT LiYY 300/300V","10x2x1,5",null,"BITNER","KMT",1,58666,"PLN",0.23,null,null,null,null,null,null,null,"n84",null,null,"27.32.13","8544 49 95"]
[108,null,"STEROWNICZE","S30402",5902956002273,"BiT LiYY 300/300V","12x2x1,5",null,"BITNER","KMT",1,70327,"PLN",0.23,null,null,null,null,null,null,null,"n84",null,null,"27.32.13","8544 49 95"]
[109,null,"STEROWNICZE","S30403",5902956002280,"BiT LiYY 300/300V","14x2x1,5",null,"BITNER","KMT",1,82010,"PLN",0.23,null,null,null,null,null,null,null,"n84",null,null,"27.32.13","8544 49 95"]
[110,null,"STEROWNICZE","S30404",5902956002297,"BiT LiYY 300/300V","16x2x1,5",null,"BITNER","KMT",1,93775,"PLN",0.23,null,null,null,null,null,null,null,"n84",null,null,"27.32.13","8544 49 95"]
[111,null,"STEROWNICZE","S30587",5902956004956,"BiT LiYCY 300/300V","2x0,5",null,"BITNER","KMT",1,4712,"PLN",0.23,null,null,null,null,null,null,null,"n83",null,null,"27.32.13","8544 49 95"]
[112,null,"STEROWNICZE","S30588",5902956004963,"BiT LiYCY 300/300V","3x0,5",null,"BITNER","KMT",1,5779,"PLN",0.23,null,null,null,null,null,null,null,"n83",null,null,"27.32.13","8544 49 95"]
[113,null,"STEROWNICZE","S30589",5902956004970,"BiT LiYCY 300/300V","4x0,5",null,"BITNER","KMT",1,6959,"PLN",0.23,null,null,null,null,null,null,null,"n83",null,null,"27.32.13","8544 49 95"]
[114,null,"STEROWNICZE","S30590",5902956004987,"BiT LiYCY 300/300V","5x0,5",null,"BITNER","KMT",1,8647,"PLN",0.23,null,null,null,null,null,null,null,"n83",null,null,"27.32.13","8544 49 95"]
[115,null,"STEROWNICZE","S30591",5902956004994,"BiT LiYCY 300/300V","6x0,5",null,"BITNER","KMT",1,9901,"PLN",0.23,null,null,null,null,null,null,null,"n83",null,null,"27.32.13","8544 49 95"]
[116,null,"STEROWNICZE","S30592",5902956005007,"BiT LiYCY 300/300V","7x0,5",null,"BITNER","KMT",1,10804,"PLN",0.23,null,null,null,null,null,null,null,"n83",null,null,"27.32.13","8544 49 95"]
[117,null,"STEROWNICZE","S30593",5902956005014,"BiT LiYCY 300/300V","8x0,5",null,"BITNER","KMT",1,12490,"PLN",0.23,null,null,null,null,null,null,null,"n83",null,null,"27.32.13","8544 49 95"]
[118,null,"STEROWNICZE","S30594",5902956005021,"BiT LiYCY 300/300V","10x0,5",null,"BITNER","KMT",1,15879,"PLN",0.23,null,null,null,null,null,null,null,"n83",null,null,"27.32.13","8544 49 95"]
[119,null,"STEROWNICZE","S30595",5902956005038,"BiT LiYCY 300/300V","12x0,5",null,"BITNER","KMT",1,17694,"PLN",0.23,null,null,null,null,null,null,null,"n83",null,null,"27.32.13","8544 49 95"]
[120,null,"STEROWNICZE","S30596",5902956005045,"BiT LiYCY 300/300V","14x0,5",null,"BITNER","KMT",1,20211,"PLN",0.23,null,null,null,null,null,null,null,"n83",null,null,"27.32.13","8544 49 95"]
[121,null,"STEROWNICZE","S30597",5902956005052,"BiT LiYCY 300/300V","16x0,5",null,"BITNER","KMT",1,22323,"PLN",0.23,null,null,null,null,null,null,null,"n83",null,null,"27.32.13","8544 49 95"]
[122,null,"STEROWNICZE","S30598",5902956005069,"BiT LiYCY 300/300V","18x0,5",null,"BITNER","KMT",1,27981,"PLN",0.23,null,null,null,null,null,null,null,"n83",null,null,"27.32.13","8544 49 95"]
[123,null,"STEROWNICZE","S30599",5902956005076,"BiT LiYCY 300/300V","20x0,5",null,"BITNER","KMT",1,27750,"PLN",0.23,null,null,null,null,null,null,null,"n83",null,null,"27.32.13","8544 49 95"]
[124,null,"STEROWNICZE","S30600",5902956005083,"BiT LiYCY 300/300V","21x0,5",null,"BITNER","KMT",1,28698,"PLN",0.23,null,null,null,null,null,null,null,"n83",null,null,"27.32.13","8544 49 95"]
[125,null,"STEROWNICZE","S30609",5902956005144,"BiT LiYCY 300/300V","48x0,5",null,"BITNER","KMT",1,63675,"PLN",0.23,null,null,null,null,null,null,null,"n83",null,null,"27.32.13","8544 49 95"]
[126,null,"STEROWNICZE","S30615",5902956005182,"BiT LiYCY 300/300V","2x0,75",null,"BITNER","KMT",1,5990,"PLN",0.23,null,null,null,null,null,null,null,"n83",null,null,"27.32.13","8544 49 95"]
[127,null,"STEROWNICZE","S30616",5902956005199,"BiT LiYCY 300/300V","3x0,75",null,"BITNER","KMT",1,7376,"PLN",0.23,null,null,null,null,null,null,null,"n83",null,null,"27.32.13","8544 49 95"]
[128,null,"STEROWNICZE","S30617",5902956005205,"BiT LiYCY 300/300V","4x0,75",null,"BITNER","KMT",1,9460,"PLN",0.23,null,null,null,null,null,null,null,"n83",null,null,"27.32.13","8544 49 95"]
[129,null,"STEROWNICZE","S30618",5902956005212,"BiT LiYCY 300/300V","5x0,75",null,"BITNER","KMT",1,11222,"PLN",0.23,null,null,null,null,null,null,null,"n83",null,null,"27.32.13","8544 49 95"]
[130,null,"STEROWNICZE","S30619",5902956005229,"BiT LiYCY 300/300V","6x0,75",null,"BITNER","KMT",1,13275,"PLN",0.23,null,null,null,null,null,null,null,"n83",null,null,"27.32.13","8544 49 95"]
[131,null,"STEROWNICZE","S30620",5902956005236,"BiT LiYCY 300/300V","7x0,75",null,"BITNER","KMT",1,14633,"PLN",0.23,null,null,null,null,null,null,null,"n83",null,null,"27.32.13","8544 49 95"]
[132,null,"STEROWNICZE","S30621",5902956005243,"BiT LiYCY 300/300V","8x0,75",null,"BITNER","KMT",1,16687,"PLN",0.23,null,null,null,null,null,null,null,"n83",null,null,"27.32.13","8544 49 95"]
[133,null,"STEROWNICZE","S30622",5902956005250,"BiT LiYCY 300/300V","10x0,75",null,"BITNER","KMT",1,21054,"PLN",0.23,null,null,null,null,null,null,null,"n83",null,null,"27.32.13","8544 49 95"]
[134,null,"STEROWNICZE","S30623",5902956005267,"BiT LiYCY 300/300V","12x0,75",null,"BITNER","KMT",1,23755,"PLN",0.23,null,null,null,null,null,null,null,"n83",null,null,"27.32.13","8544 49 95"]
[135,null,"STEROWNICZE","S30624",5902956005274,"BiT LiYCY 300/300V","14x0,75",null,"BITNER","KMT",1,27571,"PLN",0.23,null,null,null,null,null,null,null,"n83",null,null,"27.32.13","8544 49 95"]
[136,null,"STEROWNICZE","S30625",5902956005281,"BiT LiYCY 300/300V","16x0,75",null,"BITNER","KMT",1,33469,"PLN",0.23,null,null,null,null,null,null,null,"n83",null,null,"27.32.13","8544 49 95"]
[137,null,"STEROWNICZE","S30626",5902956005298,"BiT LiYCY 300/300V","18x0,75",null,"BITNER","KMT",1,36888,"PLN",0.23,null,null,null,null,null,null,null,"n83",null,null,"27.32.13","8544 49 95"]
[138,null,"STEROWNICZE","S30627",5902956005304,"BiT LiYCY 300/300V","20x0,75",null,"BITNER","KMT",1,40643,"PLN",0.23,null,null,null,null,null,null,null,"n83",null,null,"27.32.13","8544 49 95"]
[139,null,"STEROWNICZE","S30628",5902956005311,"BiT LiYCY 300/300V","21x0,75",null,"BITNER","KMT",1,41584,"PLN",0.23,null,null,null,null,null,null,null,"n83",null,null,"27.32.13","8544 49 95"]
[140,null,"STEROWNICZE","S30631",5902956005328,"BiT LiYCY 300/300V","27x0,75",null,"BITNER","KMT",1,52545,"PLN",0.23,null,null,null,null,null,null,null,"n83",null,null,"27.32.13","8544 49 95"]
[141,null,"STEROWNICZE","S30632",5902956005335,"BiT LiYCY 300/300V","30x0,75",null,"BITNER","KMT",1,58352,"PLN",0.23,null,null,null,null,null,null,null,"n83",null,null,"27.32.13","8544 49 95"]
[142,null,"STEROWNICZE","S30635",5902956005342,"BiT LiYCY 300/300V","37x0,75",null,"BITNER","KMT",1,69417,"PLN",0.23,null,null,null,null,null,null,null,"n83",null,null,"27.32.13","8544 49 95"]
[143,null,"STEROWNICZE","S30637",5902956005366,"BiT LiYCY 300/300V","2x1,0",null,"BITNER","KMT",1,7758,"PLN",0.23,null,null,null,null,null,null,null,"n83",null,null,"27.32.13","8544 49 95"]
[144,null,"STEROWNICZE","S30638",5902956005373,"BiT LiYCY 300/300V","3x1,0",null,"BITNER","KMT",1,9491,"PLN",0.23,null,null,null,null,null,null,null,"n83",null,null,"27.32.13","8544 49 95"]
[145,null,"STEROWNICZE","S30639",5902956005380,"BiT LiYCY 300/300V","4x1,0",null,"BITNER","KMT",1,11886,"PLN",0.23,null,null,null,null,null,null,null,"n83",null,null,"27.32.13","8544 49 95"]
[146,null,"STEROWNICZE","S30640",5902956005397,"BiT LiYCY 300/300V","5x1,0",null,"BITNER","KMT",1,14423,"PLN",0.23,null,null,null,null,null,null,null,"n83",null,null,"27.32.13","8544 49 95"]
[147,null,"STEROWNICZE","S30641",5902956005403,"BiT LiYCY 300/300V","6x1,0",null,"BITNER","KMT",1,16911,"PLN",0.23,null,null,null,null,null,null,null,"n83",null,null,"27.32.13","8544 49 95"]
[148,null,"STEROWNICZE","S30642",5902956005410,"BiT LiYCY 300/300V","7x1,0",null,"BITNER","KMT",1,18718,"PLN",0.23,null,null,null,null,null,null,null,"n83",null,null,"27.32.13","8544 49 95"]
[149,null,"STEROWNICZE","S30643",5902956005427,"BiT LiYCY 300/300V","8x1,0",null,"BITNER","KMT",1,21777,"PLN",0.23,null,null,null,null,null,null,null,"n83",null,null,"27.32.13","8544 49 95"]
[150,null,"STEROWNICZE","S30644",5902956005434,"BiT LiYCY 300/300V","10x1,0",null,"BITNER","KMT",1,27377,"PLN",0.23,null,null,null,null,null,null,null,"n83",null,null,"27.32.13","8544 49 95"]
[151,null,"STEROWNICZE","S30645",5902956005441,"BiT LiYCY 300/300V","12x1,0",null,"BITNER","KMT",1,31013,"PLN",0.23,null,null,null,null,null,null,null,"n83",null,null,"27.32.13","8544 49 95"]
[152,null,"STEROWNICZE","S30646",5902956005458,"BiT LiYCY 300/300V","14x1,0",null,"BITNER","KMT",1,38926,"PLN",0.23,null,null,null,null,null,null,null,"n83",null,null,"27.32.13","8544 49 95"]
[153,null,"STEROWNICZE","S30647",5902956005465,"BiT LiYCY 300/300V","16x1,0",null,"BITNER","KMT",1,43891,"PLN",0.23,null,null,null,null,null,null,null,"n83",null,null,"27.32.13","8544 49 95"]
[154,null,"STEROWNICZE","S30648",5902956005472,"BiT LiYCY 300/300V","18x1,0",null,"BITNER","KMT",1,47780,"PLN",0.23,null,null,null,null,null,null,null,"n83",null,null,"27.32.13","8544 49 95"]
[155,null,"STEROWNICZE","S30649",5902956005489,"BiT LiYCY 300/300V","20x1,0",null,"BITNER","KMT",1,53162,"PLN",0.23,null,null,null,null,null,null,null,"n83",null,null,"27.32.13","8544 49 95"]
[156,null,"STEROWNICZE","S30650",5902956005496,"BiT LiYCY 300/300V","21x1,0",null,"BITNER","KMT",1,54433,"PLN",0.23,null,null,null,null,null,null,null,"n83",null,null,"27.32.13","8544 49 95"]
[157,null,"STEROWNICZE","S30654",5902956005519,"BiT LiYCY 300/300V","30x1,0",null,"BITNER","KMT",1,75061,"PLN",0.23,null,null,null,null,null,null,null,"n83",null,null,"27.32.13","8544 49 95"]
[158,null,"STEROWNICZE","S30657",5902956005533,"BiT LiYCY 300/300V","2x1,5",null,"BITNER","KMT",1,9533,"PLN",0.23,null,null,null,null,null,null,null,"n83",null,null,"27.32.13","8544 49 95"]
[159,null,"STEROWNICZE","S30658",5902956005540,"BiT LiYCY 300/300V","3x1,5",null,"BITNER","KMT",1,12162,"PLN",0.23,null,null,null,null,null,null,null,"n83",null,null,"27.32.13","8544 49 95"]
[160,null,"STEROWNICZE","S30659",5902956005557,"BiT LiYCY 300/300V","4x1,5",null,"BITNER","KMT",1,15595,"PLN",0.23,null,null,null,null,null,null,null,"n83",null,null,"27.32.13","8544 49 95"]
[161,null,"STEROWNICZE","S30660",5902956005564,"BiT LiYCY 300/300V","5x1,5",null,"BITNER","KMT",1,18881,"PLN",0.23,null,null,null,null,null,null,null,"n83",null,null,"27.32.13","8544 49 95"]
[162,null,"STEROWNICZE","S30661",5902956005571,"BiT LiYCY 300/300V","6x1,5",null,"BITNER","KMT",1,22762,"PLN",0.23,null,null,null,null,null,null,null,"n83",null,null,"27.32.13","8544 49 95"]
[163,null,"STEROWNICZE","S30662",5902956005588,"BiT LiYCY 300/300V","7x1,5",null,"BITNER","KMT",1,25383,"PLN",0.23,null,null,null,null,null,null,null,"n83",null,null,"27.32.13","8544 49 95"]
[164,null,"STEROWNICZE","S30663",5902956005595,"BiT LiYCY 300/300V","8x1,5",null,"BITNER","KMT",1,32126,"PLN",0.23,null,null,null,null,null,null,null,"n83",null,null,"27.32.13","8544 49 95"]
[165,null,"STEROWNICZE","S30664",5902956005601,"BiT LiYCY 300/300V","10x1,5",null,"BITNER","KMT",1,39711,"PLN",0.23,null,null,null,null,null,null,null,"n83",null,null,"27.32.13","8544 49 95"]
[166,null,"STEROWNICZE","S30665",5902956005618,"BiT LiYCY 300/300V","12x1,5",null,"BITNER","KMT",1,44400,"PLN",0.23,null,null,null,null,null,null,null,"n83",null,null,"27.32.13","8544 49 95"]
[167,null,"STEROWNICZE","S30666",5902956005625,"BiT LiYCY 300/300V","14x1,5",null,"BITNER","KMT",1,50813,"PLN",0.23,null,null,null,null,null,null,null,"n83",null,null,"27.32.13","8544 49 95"]
[168,null,"STEROWNICZE","S30667",5902956005632,"BiT LiYCY 300/300V","16x1,5",null,"BITNER","KMT",1,57187,"PLN",0.23,null,null,null,null,null,null,null,"n83",null,null,"27.32.13","8544 49 95"]
[169,null,"STEROWNICZE","S30668",5902956005649,"BiT LiYCY 300/300V","18x1,5",null,"BITNER","KMT",1,63883,"PLN",0.23,null,null,null,null,null,null,null,"n83",null,null,"27.32.13","8544 49 95"]
[170,null,"STEROWNICZE","S30669",5902956005656,"BiT LiYCY 300/300V","20x1,5",null,"BITNER","KMT",1,70507,"PLN",0.23,null,null,null,null,null,null,null,"n83",null,null,"27.32.13","8544 49 95"]
[171,null,"STEROWNICZE","S30670",5902956005663,"BiT LiYCY 300/300V","21x1,5",null,"BITNER","KMT",1,73052,"PLN",0.23,null,null,null,null,null,null,null,"n83",null,null,"27.32.13","8544 49 95"]
[172,null,"STEROWNICZE","S30674",5902956005687,"BiT LiYCY 300/300V","30x1,5",null,"BITNER","KMT",1,105536,"PLN",0.23,null,null,null,null,null,null,null,"n83",null,null,"27.32.13","8544 49 95"]
[173,null,"STEROWNICZE","S30676",5902956005694,"BiT LiYCY 300/300V","37x1,5",null,"BITNER","KMT",1,127029,"PLN",0.23,null,null,null,null,null,null,null,"n83",null,null,"27.32.13","8544 49 95"]
[174,null,"STEROWNICZE","S30677",5902956005700,"BiT LiYCY 300/300V","2x2,5",null,"BITNER","KMT",1,14298,"PLN",0.23,null,null,null,null,null,null,null,"n83",null,null,"27.32.13","8544 49 95"]
[175,null,"STEROWNICZE","S30678",5902956005717,"BiT LiYCY 300/300V","3x2,5",null,"BITNER","KMT",1,21195,"PLN",0.23,null,null,null,null,null,null,null,"n83",null,null,"27.32.13","8544 49 95"]
[176,null,"STEROWNICZE","S30679",5902956005724,"BiT LiYCY 300/300V","4x2,5",null,"BITNER","KMT",1,24494,"PLN",0.23,null,null,null,null,null,null,null,"n83",null,null,"27.32.13","8544 49 95"]
[177,null,"STEROWNICZE","S30680",5902956005731,"BiT LiYCY 300/300V","5x2,5",null,"BITNER","KMT",1,33453,"PLN",0.23,null,null,null,null,null,null,null,"n83",null,null,"27.32.13","8544 49 95"]
[178,null,"STEROWNICZE","S30681",5902956005748,"BiT LiYCY 300/300V","6x2,5",null,"BITNER","KMT",1,38644,"PLN",0.23,null,null,null,null,null,null,null,"n83",null,null,"27.32.13","8544 49 95"]
[179,null,"STEROWNICZE","S30682",5902956005755,"BiT LiYCY 300/300V","7x2,5",null,"BITNER","KMT",1,42682,"PLN",0.23,null,null,null,null,null,null,null,"n83",null,null,"27.32.13","8544 49 95"]
[180,null,"STEROWNICZE","S30683",5902956005762,"BiT LiYCY 300/300V","8x2,5",null,"BITNER","KMT",1,49058,"PLN",0.23,null,null,null,null,null,null,null,"n83",null,null,"27.32.13","8544 49 95"]
[181,null,"STEROWNICZE","S30684",5902956005779,"BiT LiYCY 300/300V","10x2,5",null,"BITNER","KMT",1,60466,"PLN",0.23,null,null,null,null,null,null,null,"n83",null,null,"27.32.13","8544 49 95"]
[182,null,"STEROWNICZE","S30685",5902956005786,"BiT LiYCY 300/300V","12x2,5",null,"BITNER","KMT",1,70253,"PLN",0.23,null,null,null,null,null,null,null,"n83",null,null,"27.32.13","8544 49 95"]
[183,null,"STEROWNICZE","S30686",5902956005793,"BiT LiYCY 300/300V","14x2,5",null,"BITNER","KMT",1,84452,"PLN",0.23,null,null,null,null,null,null,null,"n83",null,null,"27.32.13","8544 49 95"]
[184,null,"STEROWNICZE","S30687",5902956005809,"BiT LiYCY 300/300V","16x2,5",null,"BITNER","KMT",1,95567,"PLN",0.23,null,null,null,null,null,null,null,"n83",null,null,"27.32.13","8544 49 95"]
[185,null,"STEROWNICZE","S30688",5902956005816,"BiT LiYCY 300/300V","18x2,5",null,"BITNER","KMT",1,106490,"PLN",0.23,null,null,null,null,null,null,null,"n83",null,null,"27.32.13","8544 49 95"]
[186,null,"STEROWNICZE","S30689",5902956005823,"BiT LiYCY 300/300V","20x2,5",null,"BITNER","KMT",1,117211,"PLN",0.23,null,null,null,null,null,null,null,"n83",null,null,"27.32.13","8544 49 95"]
[187,null,"STEROWNICZE","S30690",5902956005830,"BiT LiYCY 300/300V","21x2,5",null,"BITNER","KMT",1,121616,"PLN",0.23,null,null,null,null,null,null,null,"n83",null,null,"27.32.13","8544 49 95"]
[188,null,"STEROWNICZE","S30849",5902956006264,"BiT LiYCY 300/300V","2x2x0,5",null,"BITNER","KMT",1,8569,"PLN",0.23,null,null,null,null,null,null,null,"n83",null,null,"27.32.13","8544 49 95"]
[189,null,"STEROWNICZE","S30850",5902956006271,"BiT LiYCY 300/300V","3x2x0,5",null,"BITNER","KMT",1,12775,"PLN",0.23,null,null,null,null,null,null,null,"n83",null,null,"27.32.13","8544 49 95"]
[190,null,"STEROWNICZE","S30851",5902956006288,"BiT LiYCY 300/300V","4x2x0,5",null,"BITNER","KMT",1,15536,"PLN",0.23,null,null,null,null,null,null,null,"n83",null,null,"27.32.13","8544 49 95"]
[191,null,"STEROWNICZE","S30852",5902956006295,"BiT LiYCY 300/300V","5x2x0,5",null,"BITNER","KMT",1,19397,"PLN",0.23,null,null,null,null,null,null,null,"n83",null,null,"27.32.13","8544 49 95"]
[192,null,"STEROWNICZE","S30853",5902956006301,"BiT LiYCY 300/300V","6x2x0,5",null,"BITNER","KMT",1,21628,"PLN",0.23,null,null,null,null,null,null,null,"n83",null,null,"27.32.13","8544 49 95"]
[193,null,"STEROWNICZE","S30854",5902956006318,"BiT LiYCY 300/300V","7x2x0,5",null,"BITNER","KMT",1,24287,"PLN",0.23,null,null,null,null,null,null,null,"n83",null,null,"27.32.13","8544 49 95"]
[194,null,"STEROWNICZE","S30855",5902956006325,"BiT LiYCY 300/300V","8x2x0,5",null,"BITNER","KMT",1,26817,"PLN",0.23,null,null,null,null,null,null,null,"n83",null,null,"27.32.13","8544 49 95"]
[195,null,"STEROWNICZE","S30856",5902956006332,"BiT LiYCY 300/300V","10x2x0,5",null,"BITNER","KMT",1,32080,"PLN",0.23,null,null,null,null,null,null,null,"n83",null,null,"27.32.13","8544 49 95"]
[196,null,"STEROWNICZE","S30857",5902956006349,"BiT LiYCY 300/300V","12x2x0,5",null,"BITNER","KMT",1,37597,"PLN",0.23,null,null,null,null,null,null,null,"n83",null,null,"27.32.13","8544 49 95"]
[197,null,"STEROWNICZE","S30858",5902956006356,"BiT LiYCY 300/300V","14x2x0,5",null,"BITNER","KMT",1,42398,"PLN",0.23,null,null,null,null,null,null,null,"n83",null,null,"27.32.13","8544 49 95"]
[198,null,"STEROWNICZE","S30859",5902956006363,"BiT LiYCY 300/300V","16x2x0,5",null,"BITNER","KMT",1,47826,"PLN",0.23,null,null,null,null,null,null,null,"n83",null,null,"27.32.13","8544 49 95"]
[199,null,"STEROWNICZE","S30860",5902956006370,"BiT LiYCY 300/300V","18x2x0,5",null,"BITNER","KMT",1,52545,"PLN",0.23,null,null,null,null,null,null,null,"n83",null,null,"27.32.13","8544 49 95"]
[200,null,"STEROWNICZE","S30861",5902956006387,"BiT LiYCY 300/300V","20x2x0,5",null,"BITNER","KMT",1,61136,"PLN",0.23,null,null,null,null,null,null,null,"n83",null,null,"27.32.13","8544 49 95"]
[201,null,"STEROWNICZE","S30862",5902956006394,"BiT LiYCY 300/300V","24x2x0,5",null,"BITNER","KMT",1,66356,"PLN",0.23,null,null,null,null,null,null,null,"n83",null,null,"27.32.13","8544 49 95"]
[202,null,"STEROWNICZE","S30864",5902956006400,"BiT LiYCY 300/300V","2x2x0,75",null,"BITNER","KMT",1,10952,"PLN",0.23,null,null,null,null,null,null,null,"n83",null,null,"27.32.13","8544 49 95"]
[203,null,"STEROWNICZE","S30865",5902956006417,"BiT LiYCY 300/300V","3x2x0,75",null,"BITNER","KMT",1,16515,"PLN",0.23,null,null,null,null,null,null,null,"n83",null,null,"27.32.13","8544 49 95"]
[204,null,"STEROWNICZE","S30866",5902956006424,"BiT LiYCY 300/300V","4x2x0,75",null,"BITNER","KMT",1,20180,"PLN",0.23,null,null,null,null,null,null,null,"n83",null,null,"27.32.13","8544 49 95"]
[205,null,"STEROWNICZE","S30867",5902956006431,"BiT LiYCY 300/300V","5x2x0,75",null,"BITNER","KMT",1,25009,"PLN",0.23,null,null,null,null,null,null,null,"n83",null,null,"27.32.13","8544 49 95"]
[206,null,"STEROWNICZE","S30869",5902956006448,"BiT LiYCY 300/300V","7x2x0,75",null,"BITNER","KMT",1,31856,"PLN",0.23,null,null,null,null,null,null,null,"n83",null,null,"27.32.13","8544 49 95"]
[207,null,"STEROWNICZE","S30871",5902956006455,"BiT LiYCY 300/300V","10x2x0,75",null,"BITNER","KMT",1,43451,"PLN",0.23,null,null,null,null,null,null,null,"n83",null,null,"27.32.13","8544 49 95"]
[208,null,"STEROWNICZE","S30872",5902956006462,"BiT LiYCY 300/300V","12x2x0,75",null,"BITNER","KMT",1,50945,"PLN",0.23,null,null,null,null,null,null,null,"n83",null,null,"27.32.13","8544 49 95"]
[209,null,"STEROWNICZE","S30873",5902956006479,"BiT LiYCY 300/300V","14x2x0,75",null,"BITNER","KMT",1,57323,"PLN",0.23,null,null,null,null,null,null,null,"n83",null,null,"27.32.13","8544 49 95"]
[210,null,"STEROWNICZE","S30874",5902956006486,"BiT LiYCY 300/300V","16x2x0,75",null,"BITNER","KMT",1,65124,"PLN",0.23,null,null,null,null,null,null,null,"n83",null,null,"27.32.13","8544 49 95"]
[211,null,"STEROWNICZE","S30875",5902956006493,"BiT LiYCY 300/300V","18x2x0,75",null,"BITNER","KMT",1,72514,"PLN",0.23,null,null,null,null,null,null,null,"n83",null,null,"27.32.13","8544 49 95"]
[212,null,"STEROWNICZE","S30877",5902956006509,"BiT LiYCY 300/300V","2x2x1,0",null,"BITNER","KMT",1,15933,"PLN",0.23,null,null,null,null,null,null,null,"n83",null,null,"27.32.13","8544 49 95"]
[213,null,"STEROWNICZE","S30878",5902956006516,"BiT LiYCY 300/300V","3x2x1,0",null,"BITNER","KMT",1,21950,"PLN",0.23,null,null,null,null,null,null,null,"n83",null,null,"27.32.13","8544 49 95"]
[214,null,"STEROWNICZE","S30879",5902956006523,"BiT LiYCY 300/300V","4x2x1,0",null,"BITNER","KMT",1,26332,"PLN",0.23,null,null,null,null,null,null,null,"n83",null,null,"27.32.13","8544 49 95"]
[215,null,"STEROWNICZE","S30880",5902956006530,"BiT LiYCY 300/300V","5x2x1,0",null,"BITNER","KMT",1,31812,"PLN",0.23,null,null,null,null,null,null,null,"n83",null,null,"27.32.13","8544 49 95"]
[216,null,"STEROWNICZE","S30882",5902956006547,"BiT LiYCY 300/300V","7x2x1,0",null,"BITNER","KMT",1,41457,"PLN",0.23,null,null,null,null,null,null,null,"n83",null,null,"27.32.13","8544 49 95"]
[217,null,"STEROWNICZE","S30884",5902956006554,"BiT LiYCY 300/300V","10x2x1,0",null,"BITNER","KMT",1,56634,"PLN",0.23,null,null,null,null,null,null,null,"n83",null,null,"27.32.13","8544 49 95"]
[218,null,"STEROWNICZE","S30885",5902956006561,"BiT LiYCY 300/300V","12x2x1,0",null,"BITNER","KMT",1,65818,"PLN",0.23,null,null,null,null,null,null,null,"n83",null,null,"27.32.13","8544 49 95"]
[219,null,"STEROWNICZE","S30886",5902956006578,"BiT LiYCY 300/300V","14x2x1,0",null,"BITNER","KMT",1,74590,"PLN",0.23,null,null,null,null,null,null,null,"n83",null,null,"27.32.13","8544 49 95"]
[220,null,"STEROWNICZE","S30887",5902956006585,"BiT LiYCY 300/300V","16x2x1,0",null,"BITNER","KMT",1,86057,"PLN",0.23,null,null,null,null,null,null,null,"n83",null,null,"27.32.13","8544 49 95"]
[221,null,"STEROWNICZE","S30888",5902956006592,"BiT LiYCY 300/300V","18x2x1,0",null,"BITNER","KMT",1,93597,"PLN",0.23,null,null,null,null,null,null,null,"n83",null,null,"27.32.13","8544 49 95"]
[222,null,"STEROWNICZE","S30890",5902956006608,"BiT LiYCY 300/300V","2x2x1,5",null,"BITNER","KMT",1,19986,"PLN",0.23,null,null,null,null,null,null,null,"n83",null,null,"27.32.13","8544 49 95"]
[223,null,"STEROWNICZE","S30891",5902956006615,"BiT LiYCY 300/300V","3x2x1,5",null,"BITNER","KMT",1,27408,"PLN",0.23,null,null,null,null,null,null,null,"n83",null,null,"27.32.13","8544 49 95"]
[224,null,"STEROWNICZE","S30892",5902956006622,"BiT LiYCY 300/300V","4x2x1,5",null,"BITNER","KMT",1,33364,"PLN",0.23,null,null,null,null,null,null,null,"n83",null,null,"27.32.13","8544 49 95"]
[225,null,"STEROWNICZE","S30893",5902956006639,"BiT LiYCY 300/300V","5x2x1,5",null,"BITNER","KMT",1,40904,"PLN",0.23,null,null,null,null,null,null,null,"n83",null,null,"27.32.13","8544 49 95"]
[226,null,"STEROWNICZE","S30895",5902956006646,"BiT LiYCY 300/300V","7x2x1,5",null,"BITNER","KMT",1,54416,"PLN",0.23,null,null,null,null,null,null,null,"n83",null,null,"27.32.13","8544 49 95"]
[227,null,"STEROWNICZE","S30897",5902956006653,"BiT LiYCY 300/300V","10x2x1,5",null,"BITNER","KMT",1,74172,"PLN",0.23,null,null,null,null,null,null,null,"n83",null,null,"27.32.13","8544 49 95"]
[228,null,"STEROWNICZE","S30898",5902956006660,"BiT LiYCY 300/300V","12x2x1,5",null,"BITNER","KMT",1,86947,"PLN",0.23,null,null,null,null,null,null,null,"n83",null,null,"27.32.13","8544 49 95"]
[229,null,"STEROWNICZE","S30899",5902956006677,"BiT LiYCY 300/300V","14x2x1,5",null,"BITNER","KMT",1,100167,"PLN",0.23,null,null,null,null,null,null,null,"n83",null,null,"27.32.13","8544 49 95"]
[230,null,"STEROWNICZE","S30900",5902956006684,"BiT LiYCY 300/300V","16x2x1,5",null,"BITNER","KMT",1,113650,"PLN",0.23,null,null,null,null,null,null,null,"n83",null,null,"27.32.13","8544 49 95"]
[231,null,"STEROWNICZE","S33069",5902956007384,"BiT LiHH 300/300V","2x0,5",null,"BITNER","KMT",1,3471,"PLN",0.23,null,null,null,null,null,null,null,"n84",null,null,"27.32.13","8544 49 95"]
[232,null,"STEROWNICZE","S33070",5902956007391,"BiT LiHH 300/300V","3x0,5",null,"BITNER","KMT",1,4814,"PLN",0.23,null,null,null,null,null,null,null,"n84",null,null,"27.32.13","8544 49 95"]
[233,null,"STEROWNICZE","S33071",5902956007407,"BiT LiHH 300/300V","4x0,5",null,"BITNER","KMT",1,5839,"PLN",0.23,null,null,null,null,null,null,null,"n84",null,null,"27.32.13","8544 49 95"]
[234,null,"STEROWNICZE","S33072",5902956007414,"BiT LiHH 300/300V","5x0,5",null,"BITNER","KMT",1,7286,"PLN",0.23,null,null,null,null,null,null,null,"n84",null,null,"27.32.13","8544 49 95"]
[235,null,"STEROWNICZE","S33073",5902956007421,"BiT LiHH 300/300V","6x0,5",null,"BITNER","KMT",1,8647,"PLN",0.23,null,null,null,null,null,null,null,"n84",null,null,"27.32.13","8544 49 95"]
[236,null,"STEROWNICZE","S33074",5902956007438,"BiT LiHH 300/300V","7x0,5",null,"BITNER","KMT",1,9698,"PLN",0.23,null,null,null,null,null,null,null,"n84",null,null,"27.32.13","8544 49 95"]
[237,null,"STEROWNICZE","S33075",5902956007445,"BiT LiHH 300/300V","8x0,5",null,"BITNER","KMT",1,11222,"PLN",0.23,null,null,null,null,null,null,null,"n84",null,null,"27.32.13","8544 49 95"]
[238,null,"STEROWNICZE","S33076",5902956007452,"BiT LiHH 300/300V","10x0,5",null,"BITNER","KMT",1,13909,"PLN",0.23,null,null,null,null,null,null,null,"n84",null,null,"27.32.13","8544 49 95"]
[239,null,"STEROWNICZE","S33077",5902956007469,"BiT LiHH 300/300V","12x0,5",null,"BITNER","KMT",1,16097,"PLN",0.23,null,null,null,null,null,null,null,"n84",null,null,"27.32.13","8544 49 95"]
[240,null,"STEROWNICZE","S33078",5902956007476,"BiT LiHH 300/300V","14x0,5",null,"BITNER","KMT",1,18761,"PLN",0.23,null,null,null,null,null,null,null,"n84",null,null,"27.32.13","8544 49 95"]
[241,null,"STEROWNICZE","S33079",5902956007483,"BiT LiHH 300/300V","16x0,5",null,"BITNER","KMT",1,21195,"PLN",0.23,null,null,null,null,null,null,null,"n84",null,null,"27.32.13","8544 49 95"]
[242,null,"STEROWNICZE","S33080",5902956007490,"BiT LiHH 300/300V","18x0,5",null,"BITNER","KMT",1,23197,"PLN",0.23,null,null,null,null,null,null,null,"n84",null,null,"27.32.13","8544 49 95"]
[243,null,"STEROWNICZE","S33081",5902956007506,"BiT LiHH 300/300V","20x0,5",null,"BITNER","KMT",1,25943,"PLN",0.23,null,null,null,null,null,null,null,"n84",null,null,"27.32.13","8544 49 95"]
[244,null,"STEROWNICZE","S33082",5902956007513,"BiT LiHH 300/300V","21x0,5",null,"BITNER","KMT",1,27072,"PLN",0.23,null,null,null,null,null,null,null,"n84",null,null,"27.32.13","8544 49 95"]
[245,null,"STEROWNICZE","S33084",5902956007537,"BiT LiHH 300/300V","30x0,5",null,"BITNER","KMT",1,38628,"PLN",0.23,null,null,null,null,null,null,null,"n84",null,null,"27.32.13","8544 49 95"]
[246,null,"STEROWNICZE","S33085",5902956007544,"BiT LiHH 300/300V","37x0,5",null,"BITNER","KMT",1,46511,"PLN",0.23,null,null,null,null,null,null,null,"n84",null,null,"27.32.13","8544 49 95"]
[247,null,"STEROWNICZE","S33092",5902956007612,"BiT LiHH 300/300V","2x0,75",null,"BITNER","KMT",1,4844,"PLN",0.23,null,null,null,null,null,null,null,"n84",null,null,"27.32.13","8544 49 95"]
[248,null,"STEROWNICZE","S33093",5902956007629,"BiT LiHH 300/300V","3x0,75",null,"BITNER","KMT",1,6428,"PLN",0.23,null,null,null,null,null,null,null,"n84",null,null,"27.32.13","8544 49 95"]
[249,null,"STEROWNICZE","S33094",5902956007636,"BiT LiHH 300/300V","4x0,75",null,"BITNER","KMT",1,8309,"PLN",0.23,null,null,null,null,null,null,null,"n84",null,null,"27.32.13","8544 49 95"]
[250,null,"STEROWNICZE","S33095",5902956007643,"BiT LiHH 300/300V","5x0,75",null,"BITNER","KMT",1,10184,"PLN",0.23,null,null,null,null,null,null,null,"n84",null,null,"27.32.13","8544 49 95"]
[251,null,"STEROWNICZE","S33096",5902956007650,"BiT LiHH 300/300V","6x0,75",null,"BITNER","KMT",1,12176,"PLN",0.23,null,null,null,null,null,null,null,"n84",null,null,"27.32.13","8544 49 95"]
[252,null,"STEROWNICZE","S33097",5902956007667,"BiT LiHH 300/300V","7x0,75",null,"BITNER","KMT",1,13791,"PLN",0.23,null,null,null,null,null,null,null,"n84",null,null,"27.32.13","8544 49 95"]
[253,null,"STEROWNICZE","S33098",5902956007674,"BiT LiHH 300/300V","8x0,75",null,"BITNER","KMT",1,16008,"PLN",0.23,null,null,null,null,null,null,null,"n84",null,null,"27.32.13","8544 49 95"]
[254,null,"STEROWNICZE","S33099",5902956007681,"BiT LiHH 300/300V","10x0,75",null,"BITNER","KMT",1,19867,"PLN",0.23,null,null,null,null,null,null,null,"n84",null,null,"27.32.13","8544 49 95"]
[255,null,"STEROWNICZE","S33100",5902956007698,"BiT LiHH 300/300V","12x0,75",null,"BITNER","KMT",1,23166,"PLN",0.23,null,null,null,null,null,null,null,"n84",null,null,"27.32.13","8544 49 95"]
[256,null,"STEROWNICZE","S33101",5902956007704,"BiT LiHH 300/300V","14x0,75",null,"BITNER","KMT",1,26078,"PLN",0.23,null,null,null,null,null,null,null,"n84",null,null,"27.32.13","8544 49 95"]
[257,null,"STEROWNICZE","S33102",5902956007711,"BiT LiHH 300/300V","16x0,75",null,"BITNER","KMT",1,30162,"PLN",0.23,null,null,null,null,null,null,null,"n84",null,null,"27.32.13","8544 49 95"]
[258,null,"STEROWNICZE","S33103",5902956007728,"BiT LiHH 300/300V","18x0,75",null,"BITNER","KMT",1,34209,"PLN",0.23,null,null,null,null,null,null,null,"n84",null,null,"27.32.13","8544 49 95"]
[259,null,"STEROWNICZE","S33104",5902956007735,"BiT LiHH 300/300V","20x0,75",null,"BITNER","KMT",1,37717,"PLN",0.23,null,null,null,null,null,null,null,"n84",null,null,"27.32.13","8544 49 95"]
[260,null,"STEROWNICZE","S33105",5902956007742,"BiT LiHH 300/300V","21x0,75",null,"BITNER","KMT",1,39017,"PLN",0.23,null,null,null,null,null,null,null,"n84",null,null,"27.32.13","8544 49 95"]
[261,null,"STEROWNICZE","S33107",5902956007766,"BiT LiHH 300/300V","30x0,75",null,"BITNER","KMT",1,54776,"PLN",0.23,null,null,null,null,null,null,null,"n84",null,null,"27.32.13","8544 49 95"]
[262,null,"STEROWNICZE","S33108",5902956007773,"BiT LiHH 300/300V","37x0,75",null,"BITNER","KMT",1,67445,"PLN",0.23,null,null,null,null,null,null,null,"n84",null,null,"27.32.13","8544 49 95"]
[263,null,"STEROWNICZE","S33110",5902956007797,"BiT LiHH 300/300V","2x1,0",null,"BITNER","KMT",1,5990,"PLN",0.23,null,null,null,null,null,null,null,"n84",null,null,"27.32.13","8544 49 95"]
[264,null,"STEROWNICZE","S33111",5902956007803,"BiT LiHH 300/300V","3x1,0",null,"BITNER","KMT",1,8437,"PLN",0.23,null,null,null,null,null,null,null,"n84",null,null,"27.32.13","8544 49 95"]
[265,null,"STEROWNICZE","S33112",5902956007810,"BiT LiHH 300/300V","4x1,0",null,"BITNER","KMT",1,10804,"PLN",0.23,null,null,null,null,null,null,null,"n84",null,null,"27.32.13","8544 49 95"]
[266,null,"STEROWNICZE","S33113",5902956007827,"BiT LiHH 300/300V","5x1,0",null,"BITNER","KMT",1,13573,"PLN",0.23,null,null,null,null,null,null,null,"n84",null,null,"27.32.13","8544 49 95"]
[267,null,"STEROWNICZE","S33114",5902956007834,"BiT LiHH 300/300V","6x1,0",null,"BITNER","KMT",1,16202,"PLN",0.23,null,null,null,null,null,null,null,"n84",null,null,"27.32.13","8544 49 95"]
[268,null,"STEROWNICZE","S33115",5902956007841,"BiT LiHH 300/300V","7x1,0",null,"BITNER","KMT",1,18388,"PLN",0.23,null,null,null,null,null,null,null,"n84",null,null,"27.32.13","8544 49 95"]
[269,null,"STEROWNICZE","S33116",5902956007858,"BiT LiHH 300/300V","8x1,0",null,"BITNER","KMT",1,21195,"PLN",0.23,null,null,null,null,null,null,null,"n84",null,null,"27.32.13","8544 49 95"]
[270,null,"STEROWNICZE","S33117",5902956007865,"BiT LiHH 300/300V","10x1,0",null,"BITNER","KMT",1,25854,"PLN",0.23,null,null,null,null,null,null,null,"n84",null,null,"27.32.13","8544 49 95"]
[271,null,"STEROWNICZE","S33118",5902956007872,"BiT LiHH 300/300V","12x1,0",null,"BITNER","KMT",1,30087,"PLN",0.23,null,null,null,null,null,null,null,"n84",null,null,"27.32.13","8544 49 95"]
[272,null,"STEROWNICZE","S33119",5902956007889,"BiT LiHH 300/300V","14x1,0",null,"BITNER","KMT",1,35426,"PLN",0.23,null,null,null,null,null,null,null,"n84",null,null,"27.32.13","8544 49 95"]
[273,null,"STEROWNICZE","S33120",5902956007896,"BiT LiHH 300/300V","16x1,0",null,"BITNER","KMT",1,40271,"PLN",0.23,null,null,null,null,null,null,null,"n84",null,null,"27.32.13","8544 49 95"]
[274,null,"STEROWNICZE","S33121",5902956007902,"BiT LiHH 300/300V","18x1,0",null,"BITNER","KMT",1,45153,"PLN",0.23,null,null,null,null,null,null,null,"n84",null,null,"27.32.13","8544 49 95"]
[275,null,"STEROWNICZE","S33122",5902956007919,"BiT LiHH 300/300V","20x1,0",null,"BITNER","KMT",1,49893,"PLN",0.23,null,null,null,null,null,null,null,"n84",null,null,"27.32.13","8544 49 95"]
[276,null,"STEROWNICZE","S33123",5902956007926,"BiT LiHH 300/300V","2x1,5",null,"BITNER","KMT",1,8175,"PLN",0.23,null,null,null,null,null,null,null,"n84",null,null,"27.32.13","8544 49 95"]
[277,null,"STEROWNICZE","S33124",5902956007933,"BiT LiHH 300/300V","3x1,5",null,"BITNER","KMT",1,11438,"PLN",0.23,null,null,null,null,null,null,null,"n84",null,null,"27.32.13","8544 49 95"]
[278,null,"STEROWNICZE","S33125",5902956007940,"BiT LiHH 300/300V","4x1,5",null,"BITNER","KMT",1,15067,"PLN",0.23,null,null,null,null,null,null,null,"n84",null,null,"27.32.13","8544 49 95"]
[279,null,"STEROWNICZE","S33126",5902956007957,"BiT LiHH 300/300V","5x1,5",null,"BITNER","KMT",1,18746,"PLN",0.23,null,null,null,null,null,null,null,"n84",null,null,"27.32.13","8544 49 95"]
[280,null,"STEROWNICZE","S33127",5902956007964,"BiT LiHH 300/300V","6x1,5",null,"BITNER","KMT",1,22606,"PLN",0.23,null,null,null,null,null,null,null,"n84",null,null,"27.32.13","8544 49 95"]
[281,null,"STEROWNICZE","S33128",5902956007971,"BiT LiHH 300/300V","7x1,5",null,"BITNER","KMT",1,24930,"PLN",0.23,null,null,null,null,null,null,null,"n84",null,null,"27.32.13","8544 49 95"]
[282,null,"STEROWNICZE","S33129",5902956007988,"BiT LiHH 300/300V","8x1,5",null,"BITNER","KMT",1,28237,"PLN",0.23,null,null,null,null,null,null,null,"n84",null,null,"27.32.13","8544 49 95"]
[283,null,"STEROWNICZE","S33130",5902956007995,"BiT LiHH 300/300V","10x1,5",null,"BITNER","KMT",1,36090,"PLN",0.23,null,null,null,null,null,null,null,"n84",null,null,"27.32.13","8544 49 95"]
[284,null,"STEROWNICZE","S33131",5902956008008,"BiT LiHH 300/300V","12x1,5",null,"BITNER","KMT",1,42256,"PLN",0.23,null,null,null,null,null,null,null,"n84",null,null,"27.32.13","8544 49 95"]
[285,null,"STEROWNICZE","S33132",5902956008015,"BiT LiHH 300/300V","14x1,5",null,"BITNER","KMT",1,47929,"PLN",0.23,null,null,null,null,null,null,null,"n84",null,null,"27.32.13","8544 49 95"]
[286,null,"STEROWNICZE","S33133",5902956008022,"BiT LiHH 300/300V","16x1,5",null,"BITNER","KMT",1,55173,"PLN",0.23,null,null,null,null,null,null,null,"n84",null,null,"27.32.13","8544 49 95"]
[287,null,"STEROWNICZE","S33134",5902956008039,"BiT LiHH 300/300V","18x1,5",null,"BITNER","KMT",1,62018,"PLN",0.23,null,null,null,null,null,null,null,"n84",null,null,"27.32.13","8544 49 95"]
[288,null,"STEROWNICZE","S33135",5902956008046,"BiT LiHH 300/300V","20x1,5",null,"BITNER","KMT",1,69148,"PLN",0.23,null,null,null,null,null,null,null,"n84",null,null,"27.32.13","8544 49 95"]
[289,null,"STEROWNICZE","S33136",5902956008053,"BiT LiHH 300/300V","2x2,5",null,"BITNER","KMT",1,13245,"PLN",0.23,null,null,null,null,null,null,null,"n84",null,null,"27.32.13","8544 49 95"]
[290,null,"STEROWNICZE","S33137",5902956008060,"BiT LiHH 300/300V","3x2,5",null,"BITNER","KMT",1,18948,"PLN",0.23,null,null,null,null,null,null,null,"n84",null,null,"27.32.13","8544 49 95"]
[291,null,"STEROWNICZE","S33138",5902956008077,"BiT LiHH 300/300V","4x2,5",null,"BITNER","KMT",1,24256,"PLN",0.23,null,null,null,null,null,null,null,"n84",null,null,"27.32.13","8544 49 95"]
[292,null,"STEROWNICZE","S33139",5902956008084,"BiT LiHH 300/300V","5x2,5",null,"BITNER","KMT",1,29938,"PLN",0.23,null,null,null,null,null,null,null,"n84",null,null,"27.32.13","8544 49 95"]
[293,null,"STEROWNICZE","S33140",5902956008091,"BiT LiHH 300/300V","6x2,5",null,"BITNER","KMT",1,36090,"PLN",0.23,null,null,null,null,null,null,null,"n84",null,null,"27.32.13","8544 49 95"]
[294,null,"STEROWNICZE","S33141",5902956008107,"BiT LiHH 300/300V","7x2,5",null,"BITNER","KMT",1,41246,"PLN",0.23,null,null,null,null,null,null,null,"n84",null,null,"27.32.13","8544 49 95"]
[295,null,"STEROWNICZE","S33142",5902956008114,"BiT LiHH 300/300V","8x2,5",null,"BITNER","KMT",1,46333,"PLN",0.23,null,null,null,null,null,null,null,"n84",null,null,"27.32.13","8544 49 95"]
[296,null,"STEROWNICZE","S33143",5902956008121,"BiT LiHH 300/300V","10x2,5",null,"BITNER","KMT",1,57420,"PLN",0.23,null,null,null,null,null,null,null,"n84",null,null,"27.32.13","8544 49 95"]
[297,null,"STEROWNICZE","S33144",5902956008138,"BiT LiHH 300/300V","12x2,5",null,"BITNER","KMT",1,68744,"PLN",0.23,null,null,null,null,null,null,null,"n84",null,null,"27.32.13","8544 49 95"]
[298,null,"STEROWNICZE","S33442",5902956008565,"BiT LiHH 300/300V","2x2x0,5",null,"BITNER","KMT",1,6130,"PLN",0.23,null,null,null,null,null,null,null,"n84",null,null,"27.32.13","8544 49 95"]
[299,null,"STEROWNICZE","S33443",5902956008572,"BiT LiHH 300/300V","3x2x0,5",null,"BITNER","KMT",1,8569,"PLN",0.23,null,null,null,null,null,null,null,"n84",null,null,"27.32.13","8544 49 95"]
[300,null,"STEROWNICZE","S33444",5902956008589,"BiT LiHH 300/300V","4x2x0,5",null,"BITNER","KMT",1,11206,"PLN",0.23,null,null,null,null,null,null,null,"n84",null,null,"27.32.13","8544 49 95"]
[301,null,"STEROWNICZE","S33445",5902956008596,"BiT LiHH 300/300V","5x2x0,5",null,"BITNER","KMT",1,14014,"PLN",0.23,null,null,null,null,null,null,null,"n84",null,null,"27.32.13","8544 49 95"]
[302,null,"STEROWNICZE","S33446",5902956008602,"BiT LiHH 300/300V","6x2x0,5",null,"BITNER","KMT",1,16560,"PLN",0.23,null,null,null,null,null,null,null,"n84",null,null,"27.32.13","8544 49 95"]
[303,null,"STEROWNICZE","S33447",5902956008619,"BiT LiHH 300/300V","7x2x0,5",null,"BITNER","KMT",1,19307,"PLN",0.23,null,null,null,null,null,null,null,"n84",null,null,"27.32.13","8544 49 95"]
[304,null,"STEROWNICZE","S33448",5902956008626,"BiT LiHH 300/300V","8x2x0,5",null,"BITNER","KMT",1,21911,"PLN",0.23,null,null,null,null,null,null,null,"n84",null,null,"27.32.13","8544 49 95"]
[305,null,"STEROWNICZE","S33449",5902956008633,"BiT LiHH 300/300V","10x2x0,5",null,"BITNER","KMT",1,27101,"PLN",0.23,null,null,null,null,null,null,null,"n84",null,null,"27.32.13","8544 49 95"]
[306,null,"STEROWNICZE","S33450",5902956008640,"BiT LiHH 300/300V","12x2x0,5",null,"BITNER","KMT",1,32759,"PLN",0.23,null,null,null,null,null,null,null,"n84",null,null,"27.32.13","8544 49 95"]
[307,null,"STEROWNICZE","S33451",5902956008657,"BiT LiHH 300/300V","14x2x0,5",null,"BITNER","KMT",1,37993,"PLN",0.23,null,null,null,null,null,null,null,"n84",null,null,"27.32.13","8544 49 95"]
[308,null,"STEROWNICZE","S33452",5902956008664,"BiT LiHH 300/300V","16x2x0,5",null,"BITNER","KMT",1,43705,"PLN",0.23,null,null,null,null,null,null,null,"n84",null,null,"27.32.13","8544 49 95"]
[309,null,"STEROWNICZE","S33453",5902956008671,"BiT LiHH 300/300V","18x2x0,5",null,"BITNER","KMT",1,47929,"PLN",0.23,null,null,null,null,null,null,null,"n84",null,null,"27.32.13","8544 49 95"]
[310,null,"STEROWNICZE","S33454",5902956008688,"BiT LiHH 300/300V","20x2x0,5",null,"BITNER","KMT",1,53015,"PLN",0.23,null,null,null,null,null,null,null,"n84",null,null,"27.32.13","8544 49 95"]
[311,null,"STEROWNICZE","S33455",5902956008695,"BiT LiHH 300/300V","24x2x0,5",null,"BITNER","KMT",1,63072,"PLN",0.23,null,null,null,null,null,null,null,"n84",null,null,"27.32.13","8544 49 95"]
[312,null,"STEROWNICZE","S33456",5902956008701,"BiT LiHH 300/300V","2x2x0,75",null,"BITNER","KMT",1,9078,"PLN",0.23,null,null,null,null,null,null,null,"n84",null,null,"27.32.13","8544 49 95"]
[313,null,"STEROWNICZE","S33457",5902956008718,"BiT LiHH 300/300V","3x2x0,75",null,"BITNER","KMT",1,12206,"PLN",0.23,null,null,null,null,null,null,null,"n84",null,null,"27.32.13","8544 49 95"]
[314,null,"STEROWNICZE","S33458",5902956008725,"BiT LiHH 300/300V","4x2x0,75",null,"BITNER","KMT",1,16008,"PLN",0.23,null,null,null,null,null,null,null,"n84",null,null,"27.32.13","8544 49 95"]
[315,null,"STEROWNICZE","S33459",5902956008732,"BiT LiHH 300/300V","5x2x0,75",null,"BITNER","KMT",1,20241,"PLN",0.23,null,null,null,null,null,null,null,"n84",null,null,"27.32.13","8544 49 95"]
[316,null,"STEROWNICZE","S33460",5902956008749,"BiT LiHH 300/300V","7x2x0,75",null,"BITNER","KMT",1,27646,"PLN",0.23,null,null,null,null,null,null,null,"n84",null,null,"27.32.13","8544 49 95"]
[317,null,"STEROWNICZE","S33461",5902956008756,"BiT LiHH 300/300V","10x2x0,75",null,"BITNER","KMT",1,39473,"PLN",0.23,null,null,null,null,null,null,null,"n84",null,null,"27.32.13","8544 49 95"]
[318,null,"STEROWNICZE","S33462",5902956008763,"BiT LiHH 300/300V","12x2x0,75",null,"BITNER","KMT",1,47279,"PLN",0.23,null,null,null,null,null,null,null,"n84",null,null,"27.32.13","8544 49 95"]
[319,null,"STEROWNICZE","S33463",5902956008770,"BiT LiHH 300/300V","14x2x0,75",null,"BITNER","KMT",1,54021,"PLN",0.23,null,null,null,null,null,null,null,"n84",null,null,"27.32.13","8544 49 95"]
[320,null,"STEROWNICZE","S33464",5902956008787,"BiT LiHH 300/300V","16x2x0,75",null,"BITNER","KMT",1,61756,"PLN",0.23,null,null,null,null,null,null,null,"n84",null,null,"27.32.13","8544 49 95"]
[321,null,"STEROWNICZE","S33465",5902956008794,"BiT LiHH 300/300V","18x2x0,75",null,"BITNER","KMT",1,69269,"PLN",0.23,null,null,null,null,null,null,null,"n84",null,null,"27.32.13","8544 49 95"]
[322,null,"STEROWNICZE","S33466",5902956008800,"BiT LiHH 300/300V","2x2x1,0",null,"BITNER","KMT",1,11602,"PLN",0.23,null,null,null,null,null,null,null,"n84",null,null,"27.32.13","8544 49 95"]
[323,null,"STEROWNICZE","S33467",5902956008817,"BiT LiHH 300/300V","3x2x1,0",null,"BITNER","KMT",1,16215,"PLN",0.23,null,null,null,null,null,null,null,"n84",null,null,"27.32.13","8544 49 95"]
[324,null,"STEROWNICZE","S33468",5902956008824,"BiT LiHH 300/300V","4x2x1,0",null,"BITNER","KMT",1,21345,"PLN",0.23,null,null,null,null,null,null,null,"n84",null,null,"27.32.13","8544 49 95"]
[325,null,"STEROWNICZE","S33469",5902956008831,"BiT LiHH 300/300V","5x2x1,0",null,"BITNER","KMT",1,26727,"PLN",0.23,null,null,null,null,null,null,null,"n84",null,null,"27.32.13","8544 49 95"]
[326,null,"STEROWNICZE","S33470",5902956008848,"BiT LiHH 300/300V","7x2x1,0",null,"BITNER","KMT",1,37120,"PLN",0.23,null,null,null,null,null,null,null,"n84",null,null,"27.32.13","8544 49 95"]
[327,null,"STEROWNICZE","S33471",5902956008855,"BiT LiHH 300/300V","10x2x1,0",null,"BITNER","KMT",1,51700,"PLN",0.23,null,null,null,null,null,null,null,"n84",null,null,"27.32.13","8544 49 95"]
[328,null,"STEROWNICZE","S33472",5902956008862,"BiT LiHH 300/300V","12x2x1,0",null,"BITNER","KMT",1,61653,"PLN",0.23,null,null,null,null,null,null,null,"n84",null,null,"27.32.13","8544 49 95"]
[329,null,"STEROWNICZE","S33473",5902956008879,"BiT LiHH 300/300V","14x2x1,0",null,"BITNER","KMT",1,71909,"PLN",0.23,null,null,null,null,null,null,null,"n84",null,null,"27.32.13","8544 49 95"]
[330,null,"STEROWNICZE","S33474",5902956008886,"BiT LiHH 300/300V","16x2x1,0",null,"BITNER","KMT",1,82220,"PLN",0.23,null,null,null,null,null,null,null,"n84",null,null,"27.32.13","8544 49 95"]
[331,null,"STEROWNICZE","S33475",5902956008893,"BiT LiHH 300/300V","18x2x1,0",null,"BITNER","KMT",1,92224,"PLN",0.23,null,null,null,null,null,null,null,"n84",null,null,"27.32.13","8544 49 95"]
[332,null,"STEROWNICZE","S33476",5902956008909,"BiT LiHH 300/300V","2x2x1,5",null,"BITNER","KMT",1,15790,"PLN",0.23,null,null,null,null,null,null,null,"n84",null,null,"27.32.13","8544 49 95"]
[333,null,"STEROWNICZE","S33477",5902956008916,"BiT LiHH 300/300V","3x2x1,5",null,"BITNER","KMT",1,22547,"PLN",0.23,null,null,null,null,null,null,null,"n84",null,null,"27.32.13","8544 49 95"]
[334,null,"STEROWNICZE","S33478",5902956008923,"BiT LiHH 300/300V","4x2x1,5",null,"BITNER","KMT",1,29683,"PLN",0.23,null,null,null,null,null,null,null,"n84",null,null,"27.32.13","8544 49 95"]
[335,null,"STEROWNICZE","S33479",5902956008930,"BiT LiHH 300/300V","5x2x1,5",null,"BITNER","KMT",1,37644,"PLN",0.23,null,null,null,null,null,null,null,"n84",null,null,"27.32.13","8544 49 95"]
[336,null,"STEROWNICZE","S33480",5902956008947,"BiT LiHH 300/300V","7x2x1,5",null,"BITNER","KMT",1,51111,"PLN",0.23,null,null,null,null,null,null,null,"n84",null,null,"27.32.13","8544 49 95"]
[337,null,"STEROWNICZE","S33481",5902956008954,"BiT LiHH 300/300V","10x2x1,5",null,"BITNER","KMT",1,72149,"PLN",0.23,null,null,null,null,null,null,null,"n84",null,null,"27.32.13","8544 49 95"]
[338,null,"STEROWNICZE","S33482",5902956008961,"BiT LiHH 300/300V","12x2x1,5",null,"BITNER","KMT",1,86505,"PLN",0.23,null,null,null,null,null,null,null,"n84",null,null,"27.32.13","8544 49 95"]
[339,null,"STEROWNICZE","S33483",5902956008978,"BiT LiHH 300/300V","14x2x1,5",null,"BITNER","KMT",1,100862,"PLN",0.23,null,null,null,null,null,null,null,"n84",null,null,"27.32.13","8544 49 95"]
[340,null,"STEROWNICZE","S33484",5902956008985,"BiT LiHH 300/300V","16x2x1,5",null,"BITNER","KMT",1,115322,"PLN",0.23,null,null,null,null,null,null,null,"n84",null,null,"27.32.13","8544 49 95"]
[341,null,"STEROWNICZE","S32869",5902956009685,"BiT LiHCH 300/300V","2x0,5",null,"BITNER","KMT",1,5659,"PLN",0.23,null,null,null,null,null,null,null,"n83",null,null,"27.32.13","8544 49 95"]
[342,null,"STEROWNICZE","S32870",5902956009692,"BiT LiHCH 300/300V","3x0,5",null,"BITNER","KMT",1,6944,"PLN",0.23,null,null,null,null,null,null,null,"n83",null,null,"27.32.13","8544 49 95"]
[343,null,"STEROWNICZE","S32871",5902956009708,"BiT LiHCH 300/300V","4x0,5",null,"BITNER","KMT",1,8339,"PLN",0.23,null,null,null,null,null,null,null,"n83",null,null,"27.32.13","8544 49 95"]
[344,null,"STEROWNICZE","S32872",5902956009715,"BiT LiHCH 300/300V","5x0,5",null,"BITNER","KMT",1,10379,"PLN",0.23,null,null,null,null,null,null,null,"n83",null,null,"27.32.13","8544 49 95"]
[345,null,"STEROWNICZE","S32873",5902956009722,"BiT LiHCH 300/300V","6x0,5",null,"BITNER","KMT",1,11871,"PLN",0.23,null,null,null,null,null,null,null,"n83",null,null,"27.32.13","8544 49 95"]
[346,null,"STEROWNICZE","S32874",5902956009739,"BiT LiHCH 300/300V","7x0,5",null,"BITNER","KMT",1,12962,"PLN",0.23,null,null,null,null,null,null,null,"n83",null,null,"27.32.13","8544 49 95"]
[347,null,"STEROWNICZE","S32875",5902956009746,"BiT LiHCH 300/300V","8x0,5",null,"BITNER","KMT",1,14992,"PLN",0.23,null,null,null,null,null,null,null,"n83",null,null,"27.32.13","8544 49 95"]
[348,null,"STEROWNICZE","S32876",5902956009753,"BiT LiHCH 300/300V","10x0,5",null,"BITNER","KMT",1,19082,"PLN",0.23,null,null,null,null,null,null,null,"n83",null,null,"27.32.13","8544 49 95"]
[349,null,"STEROWNICZE","S32877",5902956009760,"BiT LiHCH 300/300V","12x0,5",null,"BITNER","KMT",1,21226,"PLN",0.23,null,null,null,null,null,null,null,"n83",null,null,"27.32.13","8544 49 95"]
[350,null,"STEROWNICZE","S32878",5902956009777,"BiT LiHCH 300/300V","14x0,5",null,"BITNER","KMT",1,24256,"PLN",0.23,null,null,null,null,null,null,null,"n83",null,null,"27.32.13","8544 49 95"]
[351,null,"STEROWNICZE","S32879",5902956009784,"BiT LiHCH 300/300V","16x0,5",null,"BITNER","KMT",1,26787,"PLN",0.23,null,null,null,null,null,null,null,"n83",null,null,"27.32.13","8544 49 95"]
[352,null,"STEROWNICZE","S32880",5902956009791,"BiT LiHCH 300/300V","18x0,5",null,"BITNER","KMT",1,33572,"PLN",0.23,null,null,null,null,null,null,null,"n83",null,null,"27.32.13","8544 49 95"]
[353,null,"STEROWNICZE","S32881",5902956009807,"BiT LiHCH 300/300V","20x0,5",null,"BITNER","KMT",1,33320,"PLN",0.23,null,null,null,null,null,null,null,"n83",null,null,"27.32.13","8544 49 95"]
[354,null,"STEROWNICZE","S32882",5902956009814,"BiT LiHCH 300/300V","21x0,5",null,"BITNER","KMT",1,34447,"PLN",0.23,null,null,null,null,null,null,null,"n83",null,null,"27.32.13","8544 49 95"]
[355,null,"STEROWNICZE","S32888",5902956009876,"BiT LiHCH 300/300V","48x0,5",null,"BITNER","KMT",1,76404,"PLN",0.23,null,null,null,null,null,null,null,"n83",null,null,"27.32.13","8544 49 95"]
[356,null,"STEROWNICZE","S32892",5902956009913,"BiT LiHCH 300/300V","2x0,75",null,"BITNER","KMT",1,7183,"PLN",0.23,null,null,null,null,null,null,null,"n83",null,null,"27.32.13","8544 49 95"]
[357,null,"STEROWNICZE","S32893",5902956009920,"BiT LiHCH 300/300V","3x0,75",null,"BITNER","KMT",1,8840,"PLN",0.23,null,null,null,null,null,null,null,"n83",null,null,"27.32.13","8544 49 95"]
[358,null,"STEROWNICZE","S32894",5902956009937,"BiT LiHCH 300/300V","4x0,75",null,"BITNER","KMT",1,11356,"PLN",0.23,null,null,null,null,null,null,null,"n83",null,null,"27.32.13","8544 49 95"]
[359,null,"STEROWNICZE","S32895",5902956009944,"BiT LiHCH 300/300V","5x0,75",null,"BITNER","KMT",1,13454,"PLN",0.23,null,null,null,null,null,null,null,"n83",null,null,"27.32.13","8544 49 95"]
[360,null,"STEROWNICZE","S32896",5902956009951,"BiT LiHCH 300/300V","6x0,75",null,"BITNER","KMT",1,15933,"PLN",0.23,null,null,null,null,null,null,null,"n83",null,null,"27.32.13","8544 49 95"]
[361,null,"STEROWNICZE","S32897",5902956009968,"BiT LiHCH 300/300V","7x0,75",null,"BITNER","KMT",1,17545,"PLN",0.23,null,null,null,null,null,null,null,"n83",null,null,"27.32.13","8544 49 95"]
[362,null,"STEROWNICZE","S32898",5902956009975,"BiT LiHCH 300/300V","8x0,75",null,"BITNER","KMT",1,20015,"PLN",0.23,null,null,null,null,null,null,null,"n83",null,null,"27.32.13","8544 49 95"]
[363,null,"STEROWNICZE","S32899",5902956009982,"BiT LiHCH 300/300V","10x0,75",null,"BITNER","KMT",1,25264,"PLN",0.23,null,null,null,null,null,null,null,"n83",null,null,"27.32.13","8544 49 95"]
[364,null,"STEROWNICZE","S32900",5902956009999,"BiT LiHCH 300/300V","12x0,75",null,"BITNER","KMT",1,31827,"PLN",0.23,null,null,null,null,null,null,null,"n83",null,null,"27.32.13","8544 49 95"]
[365,null,"STEROWNICZE","S32901",5902956010001,"BiT LiHCH 300/300V","14x0,75",null,"BITNER","KMT",1,33075,"PLN",0.23,null,null,null,null,null,null,null,"n83",null,null,"27.32.13","8544 49 95"]
[366,null,"STEROWNICZE","S32902",5902956010018,"BiT LiHCH 300/300V","16x0,75",null,"BITNER","KMT",1,40152,"PLN",0.23,null,null,null,null,null,null,null,"n83",null,null,"27.32.13","8544 49 95"]
[367,null,"STEROWNICZE","S32903",5902956010025,"BiT LiHCH 300/300V","18x0,75",null,"BITNER","KMT",1,44250,"PLN",0.23,null,null,null,null,null,null,null,"n83",null,null,"27.32.13","8544 49 95"]
[368,null,"STEROWNICZE","S32904",5902956010032,"BiT LiHCH 300/300V","20x0,75",null,"BITNER","KMT",1,48773,"PLN",0.23,null,null,null,null,null,null,null,"n83",null,null,"27.32.13","8544 49 95"]
[369,null,"STEROWNICZE","S32905",5902956010049,"BiT LiHCH 300/300V","21x0,75",null,"BITNER","KMT",1,49893,"PLN",0.23,null,null,null,null,null,null,null,"n83",null,null,"27.32.13","8544 49 95"]
[370,null,"STEROWNICZE","S32906",5902956010056,"BiT LiHCH 300/300V","27x0,75",null,"BITNER","KMT",1,63041,"PLN",0.23,null,null,null,null,null,null,null,"n83",null,null,"27.32.13","8544 49 95"]
[371,null,"STEROWNICZE","S32907",5902956010063,"BiT LiHCH 300/300V","30x0,75",null,"BITNER","KMT",1,70005,"PLN",0.23,null,null,null,null,null,null,null,"n83",null,null,"27.32.13","8544 49 95"]
[372,null,"STEROWNICZE","S32908",5902956010070,"BiT LiHCH 300/300V","37x0,75",null,"BITNER","KMT",1,83310,"PLN",0.23,null,null,null,null,null,null,null,"n83",null,null,"27.32.13","8544 49 95"]
[373,null,"STEROWNICZE","S32910",5902956010094,"BiT LiHCH 300/300V","2x1,0",null,"BITNER","KMT",1,9309,"PLN",0.23,null,null,null,null,null,null,null,"n83",null,null,"27.32.13","8544 49 95"]
[374,null,"STEROWNICZE","S32911",5902956010100,"BiT LiHCH 300/300V","3x1,0",null,"BITNER","KMT",1,11372,"PLN",0.23,null,null,null,null,null,null,null,"n83",null,null,"27.32.13","8544 49 95"]
[375,null,"STEROWNICZE","S32912",5902956010117,"BiT LiHCH 300/300V","4x1,0",null,"BITNER","KMT",1,14268,"PLN",0.23,null,null,null,null,null,null,null,"n83",null,null,"27.32.13","8544 49 95"]
[376,null,"STEROWNICZE","S32913",5902956010124,"BiT LiHCH 300/300V","5x1,0",null,"BITNER","KMT",1,17314,"PLN",0.23,null,null,null,null,null,null,null,"n83",null,null,"27.32.13","8544 49 95"]
[377,null,"STEROWNICZE","S32914",5902956010131,"BiT LiHCH 300/300V","6x1,0",null,"BITNER","KMT",1,20300,"PLN",0.23,null,null,null,null,null,null,null,"n83",null,null,"27.32.13","8544 49 95"]
[378,null,"STEROWNICZE","S32915",5902956010148,"BiT LiHCH 300/300V","7x1,0",null,"BITNER","KMT",1,22458,"PLN",0.23,null,null,null,null,null,null,null,"n83",null,null,"27.32.13","8544 49 95"]
[379,null,"STEROWNICZE","S32916",5902956010155,"BiT LiHCH 300/300V","8x1,0",null,"BITNER","KMT",1,26123,"PLN",0.23,null,null,null,null,null,null,null,"n83",null,null,"27.32.13","8544 49 95"]
[380,null,"STEROWNICZE","S32917",5902956010162,"BiT LiHCH 300/300V","10x1,0",null,"BITNER","KMT",1,32849,"PLN",0.23,null,null,null,null,null,null,null,"n83",null,null,"27.32.13","8544 49 95"]
[381,null,"STEROWNICZE","S32918",5902956010179,"BiT LiHCH 300/300V","12x1,0",null,"BITNER","KMT",1,37226,"PLN",0.23,null,null,null,null,null,null,null,"n83",null,null,"27.32.13","8544 49 95"]
[382,null,"STEROWNICZE","S32919",5902956010186,"BiT LiHCH 300/300V","14x1,0",null,"BITNER","KMT",1,46706,"PLN",0.23,null,null,null,null,null,null,null,"n83",null,null,"27.32.13","8544 49 95"]
[383,null,"STEROWNICZE","S32920",5902956010193,"BiT LiHCH 300/300V","16x1,0",null,"BITNER","KMT",1,52665,"PLN",0.23,null,null,null,null,null,null,null,"n83",null,null,"27.32.13","8544 49 95"]
[384,null,"STEROWNICZE","S32921",5902956010209,"BiT LiHCH 300/300V","18x1,0",null,"BITNER","KMT",1,57336,"PLN",0.23,null,null,null,null,null,null,null,"n83",null,null,"27.32.13","8544 49 95"]
[385,null,"STEROWNICZE","S32922",5902956010216,"BiT LiHCH 300/300V","20x1,0",null,"BITNER","KMT",1,63810,"PLN",0.23,null,null,null,null,null,null,null,"n83",null,null,"27.32.13","8544 49 95"]
[386,null,"STEROWNICZE","S32923",5902956010223,"BiT LiHCH 300/300V","21x1,0",null,"BITNER","KMT",1,65332,"PLN",0.23,null,null,null,null,null,null,null,"n83",null,null,"27.32.13","8544 49 95"]
[387,null,"STEROWNICZE","S32925",5902956010247,"BiT LiHCH 300/300V","30x1,0",null,"BITNER","KMT",1,90066,"PLN",0.23,null,null,null,null,null,null,null,"n83",null,null,"27.32.13","8544 49 95"]
[388,null,"STEROWNICZE","S32927",5902956010261,"BiT LiHCH 300/300V","2x1,5",null,"BITNER","KMT",1,11424,"PLN",0.23,null,null,null,null,null,null,null,"n83",null,null,"27.32.13","8544 49 95"]
[389,null,"STEROWNICZE","S32928",5902956010278,"BiT LiHCH 300/300V","3x1,5",null,"BITNER","KMT",1,14589,"PLN",0.23,null,null,null,null,null,null,null,"n83",null,null,"27.32.13","8544 49 95"]
[390,null,"STEROWNICZE","S32929",5902956010285,"BiT LiHCH 300/300V","4x1,5",null,"BITNER","KMT",1,18702,"PLN",0.23,null,null,null,null,null,null,null,"n83",null,null,"27.32.13","8544 49 95"]
[391,null,"STEROWNICZE","S32930",5902956010292,"BiT LiHCH 300/300V","5x1,5",null,"BITNER","KMT",1,22651,"PLN",0.23,null,null,null,null,null,null,null,"n83",null,null,"27.32.13","8544 49 95"]
[392,null,"STEROWNICZE","S32931",5902956010308,"BiT LiHCH 300/300V","6x1,5",null,"BITNER","KMT",1,27302,"PLN",0.23,null,null,null,null,null,null,null,"n83",null,null,"27.32.13","8544 49 95"]
[393,null,"STEROWNICZE","S32932",5902956010315,"BiT LiHCH 300/300V","7x1,5",null,"BITNER","KMT",1,30468,"PLN",0.23,null,null,null,null,null,null,null,"n83",null,null,"27.32.13","8544 49 95"]
[394,null,"STEROWNICZE","S32933",5902956010322,"BiT LiHCH 300/300V","8x1,5",null,"BITNER","KMT",1,38538,"PLN",0.23,null,null,null,null,null,null,null,"n83",null,null,"27.32.13","8544 49 95"]
[395,null,"STEROWNICZE","S32934",5902956010339,"BiT LiHCH 300/300V","10x1,5",null,"BITNER","KMT",1,47646,"PLN",0.23,null,null,null,null,null,null,null,"n83",null,null,"27.32.13","8544 49 95"]
[396,null,"STEROWNICZE","S32935",5902956010346,"BiT LiHCH 300/300V","12x1,5",null,"BITNER","KMT",1,53281,"PLN",0.23,null,null,null,null,null,null,null,"n83",null,null,"27.32.13","8544 49 95"]
[397,null,"STEROWNICZE","S32936",5902956010353,"BiT LiHCH 300/300V","14x1,5",null,"BITNER","KMT",1,60943,"PLN",0.23,null,null,null,null,null,null,null,"n83",null,null,"27.32.13","8544 49 95"]
[398,null,"STEROWNICZE","S32937",5902956010360,"BiT LiHCH 300/300V","16x1,5",null,"BITNER","KMT",1,68631,"PLN",0.23,null,null,null,null,null,null,null,"n83",null,null,"27.32.13","8544 49 95"]
[399,null,"STEROWNICZE","S32938",5902956010377,"BiT LiHCH 300/300V","18x1,5",null,"BITNER","KMT",1,76643,"PLN",0.23,null,null,null,null,null,null,null,"n83",null,null,"27.32.13","8544 49 95"]
[400,null,"STEROWNICZE","S32939",5902956010384,"BiT LiHCH 300/300V","20x1,5",null,"BITNER","KMT",1,84623,"PLN",0.23,null,null,null,null,null,null,null,"n83",null,null,"27.32.13","8544 49 95"]
[401,null,"STEROWNICZE","S32940",5902956010391,"BiT LiHCH 300/300V","21x1,5",null,"BITNER","KMT",1,87641,"PLN",0.23,null,null,null,null,null,null,null,"n83",null,null,"27.32.13","8544 49 95"]
[402,null,"STEROWNICZE","S32942",5902956010414,"BiT LiHCH 300/300V","30x1,5",null,"BITNER","KMT",1,126633,"PLN",0.23,null,null,null,null,null,null,null,"n83",null,null,"27.32.13","8544 49 95"]
[403,null,"STEROWNICZE","S32943",5902956010421,"BiT LiHCH 300/300V","37x1,5",null,"BITNER","KMT",1,152458,"PLN",0.23,null,null,null,null,null,null,null,"n83",null,null,"27.32.13","8544 49 95"]
[404,null,"STEROWNICZE","S32944",5902956010438,"BiT LiHCH 300/300V","2x2,5",null,"BITNER","KMT",1,17149,"PLN",0.23,null,null,null,null,null,null,null,"n83",null,null,"27.32.13","8544 49 95"]
[405,null,"STEROWNICZE","S32945",5902956010445,"BiT LiHCH 300/300V","3x2,5",null,"BITNER","KMT",1,25429,"PLN",0.23,null,null,null,null,null,null,null,"n83",null,null,"27.32.13","8544 49 95"]
[406,null,"STEROWNICZE","S32946",5902956010452,"BiT LiHCH 300/300V","4x2,5",null,"BITNER","KMT",1,29378,"PLN",0.23,null,null,null,null,null,null,null,"n83",null,null,"27.32.13","8544 49 95"]
[407,null,"STEROWNICZE","S32947",5902956010469,"BiT LiHCH 300/300V","5x2,5",null,"BITNER","KMT",1,40136,"PLN",0.23,null,null,null,null,null,null,null,"n83",null,null,"27.32.13","8544 49 95"]
[408,null,"STEROWNICZE","S32948",5902956010476,"BiT LiHCH 300/300V","6x2,5",null,"BITNER","KMT",1,46377,"PLN",0.23,null,null,null,null,null,null,null,"n83",null,null,"27.32.13","8544 49 95"]
[409,null,"STEROWNICZE","S32949",5902956010483,"BiT LiHCH 300/300V","7x2,5",null,"BITNER","KMT",1,51215,"PLN",0.23,null,null,null,null,null,null,null,"n83",null,null,"27.32.13","8544 49 95"]
[410,null,"STEROWNICZE","S32950",5902956010490,"BiT LiHCH 300/300V","8x2,5",null,"BITNER","KMT",1,58875,"PLN",0.23,null,null,null,null,null,null,null,"n83",null,null,"27.32.13","8544 49 95"]
[411,null,"STEROWNICZE","S32951",5902956010506,"BiT LiHCH 300/300V","10x2,5",null,"BITNER","KMT",1,72544,"PLN",0.23,null,null,null,null,null,null,null,"n83",null,null,"27.32.13","8544 49 95"]
[412,null,"STEROWNICZE","S32952",5902956010513,"BiT LiHCH 300/300V","12x2,5",null,"BITNER","KMT",1,84319,"PLN",0.23,null,null,null,null,null,null,null,"n83",null,null,"27.32.13","8544 49 95"]
[413,null,"STEROWNICZE","S32953",5902956010520,"BiT LiHCH 300/300V","14x2,5",null,"BITNER","KMT",1,101347,"PLN",0.23,null,null,null,null,null,null,null,"n83",null,null,"27.32.13","8544 49 95"]
[414,null,"STEROWNICZE","S32954",5902956010537,"BiT LiHCH 300/300V","16x2,5",null,"BITNER","KMT",1,114695,"PLN",0.23,null,null,null,null,null,null,null,"n83",null,null,"27.32.13","8544 49 95"]
[415,null,"STEROWNICZE","S32955",5902956010544,"BiT LiHCH 300/300V","18x2,5",null,"BITNER","KMT",1,127799,"PLN",0.23,null,null,null,null,null,null,null,"n83",null,null,"27.32.13","8544 49 95"]
[416,null,"STEROWNICZE","S32956",5902956010551,"BiT LiHCH 300/300V","20x2,5",null,"BITNER","KMT",1,140646,"PLN",0.23,null,null,null,null,null,null,null,"n83",null,null,"27.32.13","8544 49 95"]
[417,null,"STEROWNICZE","S32957",5902956010568,"BiT LiHCH 300/300V","21x2,5",null,"BITNER","KMT",1,145939,"PLN",0.23,null,null,null,null,null,null,null,"n83",null,null,"27.32.13","8544 49 95"]
[418,null,"STEROWNICZE","S33242",5902956010995,"BiT LiHCH 300/300V","2x2x0,5",null,"BITNER","KMT",1,10714,"PLN",0.23,null,null,null,null,null,null,null,"n83",null,null,"27.32.13","8544 49 95"]
[419,null,"STEROWNICZE","S33243",5902956011008,"BiT LiHCH 300/300V","3x2x0,5",null,"BITNER","KMT",1,15977,"PLN",0.23,null,null,null,null,null,null,null,"n83",null,null,"27.32.13","8544 49 95"]
[420,null,"STEROWNICZE","S33244",5902956011015,"BiT LiHCH 300/300V","4x2x0,5",null,"BITNER","KMT",1,19427,"PLN",0.23,null,null,null,null,null,null,null,"n83",null,null,"27.32.13","8544 49 95"]
[421,null,"STEROWNICZE","S33245",5902956011022,"BiT LiHCH 300/300V","5x2x0,5",null,"BITNER","KMT",1,24256,"PLN",0.23,null,null,null,null,null,null,null,"n83",null,null,"27.32.13","8544 49 95"]
[422,null,"STEROWNICZE","S33246",5902956011039,"BiT LiHCH 300/300V","6x2x0,5",null,"BITNER","KMT",1,27041,"PLN",0.23,null,null,null,null,null,null,null,"n83",null,null,"27.32.13","8544 49 95"]
[423,null,"STEROWNICZE","S33247",5902956011046,"BiT LiHCH 300/300V","7x2x0,5",null,"BITNER","KMT",1,30364,"PLN",0.23,null,null,null,null,null,null,null,"n83",null,null,"27.32.13","8544 49 95"]
[424,null,"STEROWNICZE","S33248",5902956011053,"BiT LiHCH 300/300V","8x2x0,5",null,"BITNER","KMT",1,33530,"PLN",0.23,null,null,null,null,null,null,null,"n83",null,null,"27.32.13","8544 49 95"]
[425,null,"STEROWNICZE","S33249",5902956011060,"BiT LiHCH 300/300V","10x2x0,5",null,"BITNER","KMT",1,40092,"PLN",0.23,null,null,null,null,null,null,null,"n83",null,null,"27.32.13","8544 49 95"]
[426,null,"STEROWNICZE","S33250",5902956011077,"BiT LiHCH 300/300V","12x2x0,5",null,"BITNER","KMT",1,46997,"PLN",0.23,null,null,null,null,null,null,null,"n83",null,null,"27.32.13","8544 49 95"]
[427,null,"STEROWNICZE","S33251",5902956011084,"BiT LiHCH 300/300V","14x2x0,5",null,"BITNER","KMT",1,52140,"PLN",0.23,null,null,null,null,null,null,null,"n83",null,null,"27.32.13","8544 49 95"]
[428,null,"STEROWNICZE","S33252",5902956011091,"BiT LiHCH 300/300V","16x2x0,5",null,"BITNER","KMT",1,58815,"PLN",0.23,null,null,null,null,null,null,null,"n83",null,null,"27.32.13","8544 49 95"]
[429,null,"STEROWNICZE","S33253",5902956011107,"BiT LiHCH 300/300V","18x2x0,5",null,"BITNER","KMT",1,64622,"PLN",0.23,null,null,null,null,null,null,null,"n83",null,null,"27.32.13","8544 49 95"]
[430,null,"STEROWNICZE","S33254",5902956011114,"BiT LiHCH 300/300V","20x2x0,5",null,"BITNER","KMT",1,75194,"PLN",0.23,null,null,null,null,null,null,null,"n83",null,null,"27.32.13","8544 49 95"]
[431,null,"STEROWNICZE","S33255",5902956011121,"BiT LiHCH 300/300V","24x2x0,5",null,"BITNER","KMT",1,81622,"PLN",0.23,null,null,null,null,null,null,null,"n83",null,null,"27.32.13","8544 49 95"]
[432,null,"STEROWNICZE","S33256",5902956011138,"BiT LiHCH 300/300V","2x2x0,75",null,"BITNER","KMT",1,13683,"PLN",0.23,null,null,null,null,null,null,null,"n83",null,null,"27.32.13","8544 49 95"]
[433,null,"STEROWNICZE","S33257",5902956011145,"BiT LiHCH 300/300V","3x2x0,75",null,"BITNER","KMT",1,20651,"PLN",0.23,null,null,null,null,null,null,null,"n83",null,null,"27.32.13","8544 49 95"]
[434,null,"STEROWNICZE","S33258",5902956011152,"BiT LiHCH 300/300V","4x2x0,75",null,"BITNER","KMT",1,25234,"PLN",0.23,null,null,null,null,null,null,null,"n83",null,null,"27.32.13","8544 49 95"]
[435,null,"STEROWNICZE","S33259",5902956011169,"BiT LiHCH 300/300V","5x2x0,75",null,"BITNER","KMT",1,31266,"PLN",0.23,null,null,null,null,null,null,null,"n83",null,null,"27.32.13","8544 49 95"]
[436,null,"STEROWNICZE","S33261",5902956011176,"BiT LiHCH 300/300V","7x2x0,75",null,"BITNER","KMT",1,39829,"PLN",0.23,null,null,null,null,null,null,null,"n83",null,null,"27.32.13","8544 49 95"]
[437,null,"STEROWNICZE","S33263",5902956011183,"BiT LiHCH 300/300V","10x2x0,75",null,"BITNER","KMT",1,53432,"PLN",0.23,null,null,null,null,null,null,null,"n83",null,null,"27.32.13","8544 49 95"]
[438,null,"STEROWNICZE","S33264",5902956011190,"BiT LiHCH 300/300V","12x2x0,75",null,"BITNER","KMT",1,62667,"PLN",0.23,null,null,null,null,null,null,null,"n83",null,null,"27.32.13","8544 49 95"]
[439,null,"STEROWNICZE","S33265",5902956011206,"BiT LiHCH 300/300V","14x2x0,75",null,"BITNER","KMT",1,70492,"PLN",0.23,null,null,null,null,null,null,null,"n83",null,null,"27.32.13","8544 49 95"]
[440,null,"STEROWNICZE","S33266",5902956011213,"BiT LiHCH 300/300V","16x2x0,75",null,"BITNER","KMT",1,80098,"PLN",0.23,null,null,null,null,null,null,null,"n83",null,null,"27.32.13","8544 49 95"]
[441,null,"STEROWNICZE","S33267",5902956011220,"BiT LiHCH 300/300V","18x2x0,75",null,"BITNER","KMT",1,89194,"PLN",0.23,null,null,null,null,null,null,null,"n83",null,null,"27.32.13","8544 49 95"]
[442,null,"STEROWNICZE","S33269",5902956011237,"BiT LiHCH 300/300V","2x2x1,0",null,"BITNER","KMT",1,19911,"PLN",0.23,null,null,null,null,null,null,null,"n83",null,null,"27.32.13","8544 49 95"]
[443,null,"STEROWNICZE","S33270",5902956011244,"BiT LiHCH 300/300V","3x2x1,0",null,"BITNER","KMT",1,27438,"PLN",0.23,null,null,null,null,null,null,null,"n83",null,null,"27.32.13","8544 49 95"]
[444,null,"STEROWNICZE","S33271",5902956011251,"BiT LiHCH 300/300V","4x2x1,0",null,"BITNER","KMT",1,32925,"PLN",0.23,null,null,null,null,null,null,null,"n83",null,null,"27.32.13","8544 49 95"]
[445,null,"STEROWNICZE","S33272",5902956011268,"BiT LiHCH 300/300V","5x2x1,0",null,"BITNER","KMT",1,39754,"PLN",0.23,null,null,null,null,null,null,null,"n83",null,null,"27.32.13","8544 49 95"]
[446,null,"STEROWNICZE","S33273",5902956011275,"BiT LiHCH 300/300V","7x2x1,0",null,"BITNER","KMT",1,50991,"PLN",0.23,null,null,null,null,null,null,null,"n83",null,null,"27.32.13","8544 49 95"]
[447,null,"STEROWNICZE","S33274",5902956011282,"BiT LiHCH 300/300V","10x2x1,0",null,"BITNER","KMT",1,69662,"PLN",0.23,null,null,null,null,null,null,null,"n83",null,null,"27.32.13","8544 49 95"]
[448,null,"STEROWNICZE","S33275",5902956011299,"BiT LiHCH 300/300V","12x2x1,0",null,"BITNER","KMT",1,80973,"PLN",0.23,null,null,null,null,null,null,null,"n83",null,null,"27.32.13","8544 49 95"]
[449,null,"STEROWNICZE","S33276",5902956011305,"BiT LiHCH 300/300V","14x2x1,0",null,"BITNER","KMT",1,91754,"PLN",0.23,null,null,null,null,null,null,null,"n83",null,null,"27.32.13","8544 49 95"]
[450,null,"STEROWNICZE","S33277",5902956011312,"BiT LiHCH 300/300V","16x2x1,0",null,"BITNER","KMT",1,105826,"PLN",0.23,null,null,null,null,null,null,null,"n83",null,null,"27.32.13","8544 49 95"]
[451,null,"STEROWNICZE","S33278",5902956011329,"BiT LiHCH 300/300V","18x2x1,0",null,"BITNER","KMT",1,115115,"PLN",0.23,null,null,null,null,null,null,null,"n83",null,null,"27.32.13","8544 49 95"]
[452,null,"STEROWNICZE","S33279",5902956011336,"BiT LiHCH 300/300V","2x2x1,5",null,"BITNER","KMT",1,24995,"PLN",0.23,null,null,null,null,null,null,null,"n83",null,null,"27.32.13","8544 49 95"]
[453,null,"STEROWNICZE","S33280",5902956011343,"BiT LiHCH 300/300V","3x2x1,5",null,"BITNER","KMT",1,34251,"PLN",0.23,null,null,null,null,null,null,null,"n83",null,null,"27.32.13","8544 49 95"]
[454,null,"STEROWNICZE","S33281",5902956011350,"BiT LiHCH 300/300V","4x2x1,5",null,"BITNER","KMT",1,41703,"PLN",0.23,null,null,null,null,null,null,null,"n83",null,null,"27.32.13","8544 49 95"]
[455,null,"STEROWNICZE","S33282",5902956011367,"BiT LiHCH 300/300V","5x2x1,5",null,"BITNER","KMT",1,50296,"PLN",0.23,null,null,null,null,null,null,null,"n83",null,null,"27.32.13","8544 49 95"]
[456,null,"STEROWNICZE","S33283",5902956011374,"BiT LiHCH 300/300V","7x2x1,5",null,"BITNER","KMT",1,66945,"PLN",0.23,null,null,null,null,null,null,null,"n83",null,null,"27.32.13","8544 49 95"]
[457,null,"STEROWNICZE","S33284",5902956011381,"BiT LiHCH 300/300V","10x2x1,5",null,"BITNER","KMT",1,91238,"PLN",0.23,null,null,null,null,null,null,null,"n83",null,null,"27.32.13","8544 49 95"]
[458,null,"STEROWNICZE","S33285",5902956011398,"BiT LiHCH 300/300V","12x2x1,5",null,"BITNER","KMT",1,106939,"PLN",0.23,null,null,null,null,null,null,null,"n83",null,null,"27.32.13","8544 49 95"]
[459,null,"STEROWNICZE","S33286",5902956011404,"BiT LiHCH 300/300V","14x2x1,5",null,"BITNER","KMT",1,123200,"PLN",0.23,null,null,null,null,null,null,null,"n83",null,null,"27.32.13","8544 49 95"]
[460,null,"STEROWNICZE","S33287",5902956011411,"BiT LiHCH 300/300V","16x2x1,5",null,"BITNER","KMT",1,139818,"PLN",0.23,null,null,null,null,null,null,null,"n83",null,null,"27.32.13","8544 49 95"]
[461,null,"STEROWNICZE","S32000",5902956133649,"IB-BiT LiYY 300/300V","2x0,5",null,"BITNER","KMT",1,3576,"PLN",0.23,null,null,null,null,null,null,null,"n87E",null,null,"27.32.13","8544 49 95"]
[462,null,"STEROWNICZE","S32001",5902956133656,"IB-BiT LiYY 300/300V","3x0,5",null,"BITNER","KMT",1,4936,"PLN",0.23,null,null,null,null,null,null,null,"n87E",null,null,"27.32.13","8544 49 95"]
[463,null,"STEROWNICZE","S32002",5902956133663,"IB-BiT LiYY 300/300V","4x0,5",null,"BITNER","KMT",1,5959,"PLN",0.23,null,null,null,null,null,null,null,"n87E",null,null,"27.32.13","8544 49 95"]
[464,null,"STEROWNICZE","S32003",5902956133670,"IB-BiT LiYY 300/300V","5x0,5",null,"BITNER","KMT",1,7466,"PLN",0.23,null,null,null,null,null,null,null,"n87E",null,null,"27.32.13","8544 49 95"]
[465,null,"STEROWNICZE","S32004",5902956133687,"IB-BiT LiYY 300/300V","7x0,5",null,"BITNER","KMT",1,9788,"PLN",0.23,null,null,null,null,null,null,null,"n87E",null,null,"27.32.13","8544 49 95"]
[466,null,"STEROWNICZE","S32005",5902956133694,"IB-BiT LiYY 300/300V","8x0,5",null,"BITNER","KMT",1,11311,"PLN",0.23,null,null,null,null,null,null,null,"n87E",null,null,"27.32.13","8544 49 95"]
[467,null,"STEROWNICZE","S32006",5902956133700,"IB-BiT LiYY 300/300V","10x0,5",null,"BITNER","KMT",1,14029,"PLN",0.23,null,null,null,null,null,null,null,"n87E",null,null,"27.32.13","8544 49 95"]
[468,null,"STEROWNICZE","S32007",5902956133717,"IB-BiT LiYY 300/300V","12x0,5",null,"BITNER","KMT",1,16231,"PLN",0.23,null,null,null,null,null,null,null,"n87E",null,null,"27.32.13","8544 49 95"]
[469,null,"STEROWNICZE","S32008",5902956133724,"IB-BiT LiYY 300/300V","14x0,5",null,"BITNER","KMT",1,18910,"PLN",0.23,null,null,null,null,null,null,null,"n87E",null,null,"27.32.13","8544 49 95"]
[470,null,"STEROWNICZE","S32009",5902956133731,"IB-BiT LiYY 300/300V","16x0,5",null,"BITNER","KMT",1,21359,"PLN",0.23,null,null,null,null,null,null,null,"n87E",null,null,"27.32.13","8544 49 95"]
[471,null,"STEROWNICZE","S32010",5902956133748,"IB-BiT LiYY 300/300V","18x0,5",null,"BITNER","KMT",1,23376,"PLN",0.23,null,null,null,null,null,null,null,"n87E",null,null,"27.32.13","8544 49 95"]
[472,null,"STEROWNICZE","S32011",5902956133755,"IB-BiT LiYY 300/300V","21x0,5",null,"BITNER","KMT",1,27302,"PLN",0.23,null,null,null,null,null,null,null,"n87E",null,null,"27.32.13","8544 49 95"]
[473,null,"STEROWNICZE","S32013",5902956133779,"IB-BiT LiYY 300/300V","30x0,5",null,"BITNER","KMT",1,38940,"PLN",0.23,null,null,null,null,null,null,null,"n87E",null,null,"27.32.13","8544 49 95"]
[474,null,"STEROWNICZE","S32014",5902956133786,"IB-BiT LiYY 300/300V","37x0,5",null,"BITNER","KMT",1,46908,"PLN",0.23,null,null,null,null,null,null,null,"n87E",null,null,"27.32.13","8544 49 95"]
[475,null,"STEROWNICZE","S32016",5902956133809,"IB-BiT LiYY 300/300V","2x0,75",null,"BITNER","KMT",1,5010,"PLN",0.23,null,null,null,null,null,null,null,"n87E",null,null,"27.32.13","8544 49 95"]
[476,null,"STEROWNICZE","S32017",5902956133816,"IB-BiT LiYY 300/300V","3x0,75",null,"BITNER","KMT",1,6563,"PLN",0.23,null,null,null,null,null,null,null,"n87E",null,null,"27.32.13","8544 49 95"]
[477,null,"STEROWNICZE","S32018",5902956133823,"IB-BiT LiYY 300/300V","4x0,75",null,"BITNER","KMT",1,8527,"PLN",0.23,null,null,null,null,null,null,null,"n87E",null,null,"27.32.13","8544 49 95"]
[478,null,"STEROWNICZE","S32019",5902956133830,"IB-BiT LiYY 300/300V","5x0,75",null,"BITNER","KMT",1,10259,"PLN",0.23,null,null,null,null,null,null,null,"n87E",null,null,"27.32.13","8544 49 95"]
[479,null,"STEROWNICZE","S32020",5902956133847,"IB-BiT LiYY 300/300V","7x0,75",null,"BITNER","KMT",1,13894,"PLN",0.23,null,null,null,null,null,null,null,"n87E",null,null,"27.32.13","8544 49 95"]
[480,null,"STEROWNICZE","S32021",5902956133854,"IB-BiT LiYY 300/300V","8x0,75",null,"BITNER","KMT",1,16113,"PLN",0.23,null,null,null,null,null,null,null,"n87E",null,null,"27.32.13","8544 49 95"]
[481,null,"STEROWNICZE","S32022",5902956133861,"IB-BiT LiYY 300/300V","10x0,75",null,"BITNER","KMT",1,20030,"PLN",0.23,null,null,null,null,null,null,null,"n87E",null,null,"27.32.13","8544 49 95"]
[482,null,"STEROWNICZE","S32023",5902956133878,"IB-BiT LiYY 300/300V","12x0,75",null,"BITNER","KMT",1,23346,"PLN",0.23,null,null,null,null,null,null,null,"n87E",null,null,"27.32.13","8544 49 95"]
[483,null,"STEROWNICZE","S32024",5902956133885,"IB-BiT LiYY 300/300V","14x0,75",null,"BITNER","KMT",1,26303,"PLN",0.23,null,null,null,null,null,null,null,"n87E",null,null,"27.32.13","8544 49 95"]
[484,null,"STEROWNICZE","S32025",5902956133892,"IB-BiT LiYY 300/300V","16x0,75",null,"BITNER","KMT",1,30423,"PLN",0.23,null,null,null,null,null,null,null,"n87E",null,null,"27.32.13","8544 49 95"]
[485,null,"STEROWNICZE","S32026",5902956133908,"IB-BiT LiYY 300/300V","18x0,75",null,"BITNER","KMT",1,34492,"PLN",0.23,null,null,null,null,null,null,null,"n87E",null,null,"27.32.13","8544 49 95"]
[486,null,"STEROWNICZE","S32027",5902956133915,"IB-BiT LiYY 300/300V","21x0,75",null,"BITNER","KMT",1,39337,"PLN",0.23,null,null,null,null,null,null,null,"n87E",null,null,"27.32.13","8544 49 95"]
[487,null,"STEROWNICZE","S32028",5902956133922,"IB-BiT LiYY 300/300V","30x0,75",null,"BITNER","KMT",1,55247,"PLN",0.23,null,null,null,null,null,null,null,"n87E",null,null,"27.32.13","8544 49 95"]
[488,null,"STEROWNICZE","S32030",5902956133946,"IB-BiT LiYY 300/300V","2x1,0",null,"BITNER","KMT",1,6130,"PLN",0.23,null,null,null,null,null,null,null,"n87E",null,null,"27.32.13","8544 49 95"]
[489,null,"STEROWNICZE","S32031",5902956133953,"IB-BiT LiYY 300/300V","3x1,0",null,"BITNER","KMT",1,8616,"PLN",0.23,null,null,null,null,null,null,null,"n87E",null,null,"27.32.13","8544 49 95"]
[490,null,"STEROWNICZE","S32032",5902956133960,"IB-BiT LiYY 300/300V","4x1,0",null,"BITNER","KMT",1,10876,"PLN",0.23,null,null,null,null,null,null,null,"n87E",null,null,"27.32.13","8544 49 95"]
[491,null,"STEROWNICZE","S32033",5902956133977,"IB-BiT LiYY 300/300V","5x1,0",null,"BITNER","KMT",1,13683,"PLN",0.23,null,null,null,null,null,null,null,"n87E",null,null,"27.32.13","8544 49 95"]
[492,null,"STEROWNICZE","S32034",5902956133984,"IB-BiT LiYY 300/300V","7x1,0",null,"BITNER","KMT",1,18538,"PLN",0.23,null,null,null,null,null,null,null,"n87E",null,null,"27.32.13","8544 49 95"]
[493,null,"STEROWNICZE","S32035",5902956133991,"IB-BiT LiYY 300/300V","8x1,0",null,"BITNER","KMT",1,21359,"PLN",0.23,null,null,null,null,null,null,null,"n87E",null,null,"27.32.13","8544 49 95"]
[494,null,"STEROWNICZE","S32036",5902956134004,"IB-BiT LiYY 300/300V","10x1,0",null,"BITNER","KMT",1,26048,"PLN",0.23,null,null,null,null,null,null,null,"n87E",null,null,"27.32.13","8544 49 95"]
[495,null,"STEROWNICZE","S32037",5902956134011,"IB-BiT LiYY 300/300V","12x1,0",null,"BITNER","KMT",1,30348,"PLN",0.23,null,null,null,null,null,null,null,"n87E",null,null,"27.32.13","8544 49 95"]
[496,null,"STEROWNICZE","S32038",5902956134028,"IB-BiT LiYY 300/300V","14x1,0",null,"BITNER","KMT",1,35701,"PLN",0.23,null,null,null,null,null,null,null,"n87E",null,null,"27.32.13","8544 49 95"]
[497,null,"STEROWNICZE","S32039",5902956134035,"IB-BiT LiYY 300/300V","16x1,0",null,"BITNER","KMT",1,40600,"PLN",0.23,null,null,null,null,null,null,null,"n87E",null,null,"27.32.13","8544 49 95"]
[498,null,"STEROWNICZE","S32040",5902956134042,"IB-BiT LiYY 300/300V","18x1,0",null,"BITNER","KMT",1,45534,"PLN",0.23,null,null,null,null,null,null,null,"n87E",null,null,"27.32.13","8544 49 95"]
[499,null,"STEROWNICZE","S32041",5902956134059,"IB-BiT LiYY 300/300V","20x1,0",null,"BITNER","KMT",1,50312,"PLN",0.23,null,null,null,null,null,null,null,"n87E",null,null,"27.32.13","8544 49 95"]
[500,null,"STEROWNICZE","S32042",5902956134066,"IB-BiT LiYY 300/300V","2x1,5",null,"BITNER","KMT",1,8355,"PLN",0.23,null,null,null,null,null,null,null,"n87E",null,null,"27.32.13","8544 49 95"]
[501,null,"STEROWNICZE","S32043",5902956134073,"IB-BiT LiYY 300/300V","3x1,5",null,"BITNER","KMT",1,11557,"PLN",0.23,null,null,null,null,null,null,null,"n87E",null,null,"27.32.13","8544 49 95"]
[502,null,"STEROWNICZE","S32044",5902956134080,"IB-BiT LiYY 300/300V","4x1,5",null,"BITNER","KMT",1,15193,"PLN",0.23,null,null,null,null,null,null,null,"n87E",null,null,"27.32.13","8544 49 95"]
[503,null,"STEROWNICZE","S32045",5902956134097,"IB-BiT LiYY 300/300V","5x1,5",null,"BITNER","KMT",1,18896,"PLN",0.23,null,null,null,null,null,null,null,"n87E",null,null,"27.32.13","8544 49 95"]
[504,null,"STEROWNICZE","S32046",5902956134103,"IB-BiT LiYY 300/300V","7x1,5",null,"BITNER","KMT",1,25160,"PLN",0.23,null,null,null,null,null,null,null,"n87E",null,null,"27.32.13","8544 49 95"]
[505,null,"STEROWNICZE","S32047",5902956134110,"IB-BiT LiYY 300/300V","8x1,5",null,"BITNER","KMT",1,28460,"PLN",0.23,null,null,null,null,null,null,null,"n87E",null,null,"27.32.13","8544 49 95"]
[506,null,"STEROWNICZE","S32048",5902956134127,"IB-BiT LiYY 300/300V","10x1,5",null,"BITNER","KMT",1,36380,"PLN",0.23,null,null,null,null,null,null,null,"n87E",null,null,"27.32.13","8544 49 95"]
[507,null,"STEROWNICZE","S32049",5902956134134,"IB-BiT LiYY 300/300V","12x1,5",null,"BITNER","KMT",1,42593,"PLN",0.23,null,null,null,null,null,null,null,"n87E",null,null,"27.32.13","8544 49 95"]
[508,null,"STEROWNICZE","S32050",5902956134141,"IB-BiT LiYY 300/300V","14x1,5",null,"BITNER","KMT",1,48318,"PLN",0.23,null,null,null,null,null,null,null,"n87E",null,null,"27.32.13","8544 49 95"]
[509,null,"STEROWNICZE","S32051",5902956134158,"IB-BiT LiYY 300/300V","16x1,5",null,"BITNER","KMT",1,55634,"PLN",0.23,null,null,null,null,null,null,null,"n87E",null,null,"27.32.13","8544 49 95"]
[510,null,"STEROWNICZE","S32052",5902956134165,"IB-BiT LiYY 300/300V","18x1,5",null,"BITNER","KMT",1,62539,"PLN",0.23,null,null,null,null,null,null,null,"n87E",null,null,"27.32.13","8544 49 95"]
[511,null,"STEROWNICZE","S32053",5902956134172,"IB-BiT LiYY 300/300V","20x1,5",null,"BITNER","KMT",1,69724,"PLN",0.23,null,null,null,null,null,null,null,"n87E",null,null,"27.32.13","8544 49 95"]
[512,null,"STEROWNICZE","S32054",5902956134189,"IB-BiT LiYY 300/300V","2x2,5",null,"BITNER","KMT",1,13347,"PLN",0.23,null,null,null,null,null,null,null,"n87E",null,null,"27.32.13","8544 49 95"]
[513,null,"STEROWNICZE","S32055",5902956134196,"IB-BiT LiYY 300/300V","3x2,5",null,"BITNER","KMT",1,19112,"PLN",0.23,null,null,null,null,null,null,null,"n87E",null,null,"27.32.13","8544 49 95"]
[514,null,"STEROWNICZE","S32056",5902956134202,"IB-BiT LiYY 300/300V","4x2,5",null,"BITNER","KMT",1,24464,"PLN",0.23,null,null,null,null,null,null,null,"n87E",null,null,"27.32.13","8544 49 95"]
[515,null,"STEROWNICZE","S32057",5902956134219,"IB-BiT LiYY 300/300V","5x2,5",null,"BITNER","KMT",1,30162,"PLN",0.23,null,null,null,null,null,null,null,"n87E",null,null,"27.32.13","8544 49 95"]
[516,null,"STEROWNICZE","S32058",5902956134226,"IB-BiT LiYY 300/300V","7x2,5",null,"BITNER","KMT",1,41584,"PLN",0.23,null,null,null,null,null,null,null,"n87E",null,null,"27.32.13","8544 49 95"]
[517,null,"STEROWNICZE","S32059",5902956134233,"IB-BiT LiYY 300/300V","8x2,5",null,"BITNER","KMT",1,46735,"PLN",0.23,null,null,null,null,null,null,null,"n87E",null,null,"27.32.13","8544 49 95"]
[518,null,"STEROWNICZE","S32060",5902956134240,"IB-BiT LiYY 300/300V","10x2,5",null,"BITNER","KMT",1,57897,"PLN",0.23,null,null,null,null,null,null,null,"n87E",null,null,"27.32.13","8544 49 95"]
[519,null,"STEROWNICZE","S32061",5902956134257,"IB-BiT LiYY 300/300V","12x2,5",null,"BITNER","KMT",1,69311,"PLN",0.23,null,null,null,null,null,null,null,"n87E",null,null,"27.32.13","8544 49 95"]
[520,null,"STEROWNICZE","S32200",5902956134264,"IB-BiT LiYCY 300/300V","2x0,5",null,"BITNER","KMT",1,6032,"PLN",0.23,null,null,null,null,null,null,null,"n87E",null,null,"27.32.13","8544 49 95"]
[521,null,"STEROWNICZE","S32201",5902956134271,"IB-BiT LiYCY 300/300V","3x0,5",null,"BITNER","KMT",1,7405,"PLN",0.23,null,null,null,null,null,null,null,"n87E",null,null,"27.32.13","8544 49 95"]
[522,null,"STEROWNICZE","S32202",5902956134288,"IB-BiT LiYCY 300/300V","4x0,5",null,"BITNER","KMT",1,8915,"PLN",0.23,null,null,null,null,null,null,null,"n87E",null,null,"27.32.13","8544 49 95"]
[523,null,"STEROWNICZE","S32203",5902956134295,"IB-BiT LiYCY 300/300V","5x0,5",null,"BITNER","KMT",1,10729,"PLN",0.23,null,null,null,null,null,null,null,"n87E",null,null,"27.32.13","8544 49 95"]
[524,null,"STEROWNICZE","S32204",5902956134301,"IB-BiT LiYCY 300/300V","7x0,5",null,"BITNER","KMT",1,13378,"PLN",0.23,null,null,null,null,null,null,null,"n87E",null,null,"27.32.13","8544 49 95"]
[525,null,"STEROWNICZE","S32205",5902956134318,"IB-BiT LiYCY 300/300V","8x0,5",null,"BITNER","KMT",1,15476,"PLN",0.23,null,null,null,null,null,null,null,"n87E",null,null,"27.32.13","8544 49 95"]
[526,null,"STEROWNICZE","S32206",5902956134325,"IB-BiT LiYCY 300/300V","10x0,5",null,"BITNER","KMT",1,19716,"PLN",0.23,null,null,null,null,null,null,null,"n87E",null,null,"27.32.13","8544 49 95"]
[527,null,"STEROWNICZE","S32207",5902956134332,"IB-BiT LiYCY 300/300V","12x0,5",null,"BITNER","KMT",1,21927,"PLN",0.23,null,null,null,null,null,null,null,"n87E",null,null,"27.32.13","8544 49 95"]
[528,null,"STEROWNICZE","S32208",5902956134349,"IB-BiT LiYCY 300/300V","14x0,5",null,"BITNER","KMT",1,24464,"PLN",0.23,null,null,null,null,null,null,null,"n87E",null,null,"27.32.13","8544 49 95"]
[529,null,"STEROWNICZE","S32209",5902956134356,"IB-BiT LiYCY 300/300V","16x0,5",null,"BITNER","KMT",1,27012,"PLN",0.23,null,null,null,null,null,null,null,"n87E",null,null,"27.32.13","8544 49 95"]
[530,null,"STEROWNICZE","S32210",5902956134363,"IB-BiT LiYCY 300/300V","18x0,5",null,"BITNER","KMT",1,33857,"PLN",0.23,null,null,null,null,null,null,null,"n87E",null,null,"27.32.13","8544 49 95"]
[531,null,"STEROWNICZE","S32211",5902956134370,"IB-BiT LiYCY 300/300V","21x0,5",null,"BITNER","KMT",1,34731,"PLN",0.23,null,null,null,null,null,null,null,"n87E",null,null,"27.32.13","8544 49 95"]
[532,null,"STEROWNICZE","S32217",5902956134431,"IB-BiT LiYCY 300/300V","48x0,5",null,"BITNER","KMT",1,75769,"PLN",0.23,null,null,null,null,null,null,null,"n87E",null,null,"27.32.13","8544 49 95"]
[533,null,"STEROWNICZE","S32218",5902956134448,"IB-BiT LiYCY 300/300V","2x0,75",null,"BITNER","KMT",1,7669,"PLN",0.23,null,null,null,null,null,null,null,"n87E",null,null,"27.32.13","8544 49 95"]
[534,null,"STEROWNICZE","S32219",5902956134455,"IB-BiT LiYCY 300/300V","3x0,75",null,"BITNER","KMT",1,9444,"PLN",0.23,null,null,null,null,null,null,null,"n87E",null,null,"27.32.13","8544 49 95"]
[535,null,"STEROWNICZE","S32220",5902956134462,"IB-BiT LiYCY 300/300V","4x0,75",null,"BITNER","KMT",1,11736,"PLN",0.23,null,null,null,null,null,null,null,"n87E",null,null,"27.32.13","8544 49 95"]
[536,null,"STEROWNICZE","S32221",5902956134479,"IB-BiT LiYCY 300/300V","5x0,75",null,"BITNER","KMT",1,13909,"PLN",0.23,null,null,null,null,null,null,null,"n87E",null,null,"27.32.13","8544 49 95"]
[537,null,"STEROWNICZE","S32222",5902956134486,"IB-BiT LiYCY 300/300V","7x0,75",null,"BITNER","KMT",1,18127,"PLN",0.23,null,null,null,null,null,null,null,"n87E",null,null,"27.32.13","8544 49 95"]
[538,null,"STEROWNICZE","S32223",5902956134493,"IB-BiT LiYCY 300/300V","8x0,75",null,"BITNER","KMT",1,20681,"PLN",0.23,null,null,null,null,null,null,null,"n87E",null,null,"27.32.13","8544 49 95"]
[539,null,"STEROWNICZE","S32224",5902956134509,"IB-BiT LiYCY 300/300V","10x0,75",null,"BITNER","KMT",1,25489,"PLN",0.23,null,null,null,null,null,null,null,"n87E",null,null,"27.32.13","8544 49 95"]
[540,null,"STEROWNICZE","S32225",5902956134516,"IB-BiT LiYCY 300/300V","12x0,75",null,"BITNER","KMT",1,32110,"PLN",0.23,null,null,null,null,null,null,null,"n87E",null,null,"27.32.13","8544 49 95"]
[541,null,"STEROWNICZE","S32226",5902956134523,"IB-BiT LiYCY 300/300V","14x0,75",null,"BITNER","KMT",1,33380,"PLN",0.23,null,null,null,null,null,null,null,"n87E",null,null,"27.32.13","8544 49 95"]
[542,null,"STEROWNICZE","S32227",5902956134530,"IB-BiT LiYCY 300/300V","16x0,75",null,"BITNER","KMT",1,40494,"PLN",0.23,null,null,null,null,null,null,null,"n87E",null,null,"27.32.13","8544 49 95"]
[543,null,"STEROWNICZE","S32228",5902956134547,"IB-BiT LiYCY 300/300V","18x0,75",null,"BITNER","KMT",1,44645,"PLN",0.23,null,null,null,null,null,null,null,"n87E",null,null,"27.32.13","8544 49 95"]
[544,null,"STEROWNICZE","S32229",5902956134554,"IB-BiT LiYCY 300/300V","21x0,75",null,"BITNER","KMT",1,49483,"PLN",0.23,null,null,null,null,null,null,null,"n87E",null,null,"27.32.13","8544 49 95"]
[545,null,"STEROWNICZE","S32230",5902956134561,"IB-BiT LiYCY 300/300V","27x0,75",null,"BITNER","KMT",1,62524,"PLN",0.23,null,null,null,null,null,null,null,"n87E",null,null,"27.32.13","8544 49 95"]
[546,null,"STEROWNICZE","S32231",5902956134578,"IB-BiT LiYCY 300/300V","30x0,75",null,"BITNER","KMT",1,69417,"PLN",0.23,null,null,null,null,null,null,null,"n87E",null,null,"27.32.13","8544 49 95"]
[547,null,"STEROWNICZE","S32233",5902956134592,"IB-BiT LiYCY 300/300V","2x1,0",null,"BITNER","KMT",1,9931,"PLN",0.23,null,null,null,null,null,null,null,"n87E",null,null,"27.32.13","8544 49 95"]
[548,null,"STEROWNICZE","S32234",5902956134608,"IB-BiT LiYCY 300/300V","3x1,0",null,"BITNER","KMT",1,11751,"PLN",0.23,null,null,null,null,null,null,null,"n87E",null,null,"27.32.13","8544 49 95"]
[549,null,"STEROWNICZE","S32235",5902956134615,"IB-BiT LiYCY 300/300V","4x1,0",null,"BITNER","KMT",1,14738,"PLN",0.23,null,null,null,null,null,null,null,"n87E",null,null,"27.32.13","8544 49 95"]
[550,null,"STEROWNICZE","S32236",5902956134622,"IB-BiT LiYCY 300/300V","5x1,0",null,"BITNER","KMT",1,17873,"PLN",0.23,null,null,null,null,null,null,null,"n87E",null,null,"27.32.13","8544 49 95"]
[551,null,"STEROWNICZE","S32237",5902956134639,"IB-BiT LiYCY 300/300V","7x1,0",null,"BITNER","KMT",1,23210,"PLN",0.23,null,null,null,null,null,null,null,"n87E",null,null,"27.32.13","8544 49 95"]
[552,null,"STEROWNICZE","S32238",5902956134646,"IB-BiT LiYCY 300/300V","8x1,0",null,"BITNER","KMT",1,26332,"PLN",0.23,null,null,null,null,null,null,null,"n87E",null,null,"27.32.13","8544 49 95"]
[553,null,"STEROWNICZE","S32239",5902956134653,"IB-BiT LiYCY 300/300V","10x1,0",null,"BITNER","KMT",1,33133,"PLN",0.23,null,null,null,null,null,null,null,"n87E",null,null,"27.32.13","8544 49 95"]
[554,null,"STEROWNICZE","S32240",5902956134660,"IB-BiT LiYCY 300/300V","12x1,0",null,"BITNER","KMT",1,37522,"PLN",0.23,null,null,null,null,null,null,null,"n87E",null,null,"27.32.13","8544 49 95"]
[555,null,"STEROWNICZE","S32241",5902956134677,"IB-BiT LiYCY 300/300V","14x1,0",null,"BITNER","KMT",1,47100,"PLN",0.23,null,null,null,null,null,null,null,"n87E",null,null,"27.32.13","8544 49 95"]
[556,null,"STEROWNICZE","S32242",5902956134684,"IB-BiT LiYCY 300/300V","16x1,0",null,"BITNER","KMT",1,52245,"PLN",0.23,null,null,null,null,null,null,null,"n87E",null,null,"27.32.13","8544 49 95"]
[557,null,"STEROWNICZE","S32243",5902956134691,"IB-BiT LiYCY 300/300V","18x1,0",null,"BITNER","KMT",1,56845,"PLN",0.23,null,null,null,null,null,null,null,"n87E",null,null,"27.32.13","8544 49 95"]
[558,null,"STEROWNICZE","S32244",5902956134707,"IB-BiT LiYCY 300/300V","21x1,0",null,"BITNER","KMT",1,64771,"PLN",0.23,null,null,null,null,null,null,null,"n87E",null,null,"27.32.13","8544 49 95"]
[559,null,"STEROWNICZE","S32246",5902956134721,"IB-BiT LiYCY 300/300V","30x1,0",null,"BITNER","KMT",1,89327,"PLN",0.23,null,null,null,null,null,null,null,"n87E",null,null,"27.32.13","8544 49 95"]
[560,null,"STEROWNICZE","S32248",5902956134745,"IB-BiT LiYCY 300/300V","2x1,5",null,"BITNER","KMT",1,11826,"PLN",0.23,null,null,null,null,null,null,null,"n87E",null,null,"27.32.13","8544 49 95"]
[561,null,"STEROWNICZE","S32249",5902956134752,"IB-BiT LiYCY 300/300V","3x1,5",null,"BITNER","KMT",1,15050,"PLN",0.23,null,null,null,null,null,null,null,"n87E",null,null,"27.32.13","8544 49 95"]
[562,null,"STEROWNICZE","S32250",5902956134769,"IB-BiT LiYCY 300/300V","4x1,5",null,"BITNER","KMT",1,19337,"PLN",0.23,null,null,null,null,null,null,null,"n87E",null,null,"27.32.13","8544 49 95"]
[563,null,"STEROWNICZE","S32251",5902956134776,"IB-BiT LiYCY 300/300V","5x1,5",null,"BITNER","KMT",1,23406,"PLN",0.23,null,null,null,null,null,null,null,"n87E",null,null,"27.32.13","8544 49 95"]
[564,null,"STEROWNICZE","S32252",5902956134783,"IB-BiT LiYCY 300/300V","7x1,5",null,"BITNER","KMT",1,30722,"PLN",0.23,null,null,null,null,null,null,null,"n87E",null,null,"27.32.13","8544 49 95"]
[565,null,"STEROWNICZE","S32253",5902956134790,"IB-BiT LiYCY 300/300V","8x1,5",null,"BITNER","KMT",1,38868,"PLN",0.23,null,null,null,null,null,null,null,"n87E",null,null,"27.32.13","8544 49 95"]
[566,null,"STEROWNICZE","S32254",5902956134806,"IB-BiT LiYCY 300/300V","10x1,5",null,"BITNER","KMT",1,47250,"PLN",0.23,null,null,null,null,null,null,null,"n87E",null,null,"27.32.13","8544 49 95"]
[567,null,"STEROWNICZE","S32255",5902956134813,"IB-BiT LiYCY 300/300V","12x1,5",null,"BITNER","KMT",1,52814,"PLN",0.23,null,null,null,null,null,null,null,"n87E",null,null,"27.32.13","8544 49 95"]
[568,null,"STEROWNICZE","S32256",5902956134820,"IB-BiT LiYCY 300/300V","14x1,5",null,"BITNER","KMT",1,60450,"PLN",0.23,null,null,null,null,null,null,null,"n87E",null,null,"27.32.13","8544 49 95"]
[569,null,"STEROWNICZE","S32257",5902956134837,"IB-BiT LiYCY 300/300V","16x1,5",null,"BITNER","KMT",1,68051,"PLN",0.23,null,null,null,null,null,null,null,"n87E",null,null,"27.32.13","8544 49 95"]
[570,null,"STEROWNICZE","S32258",5902956134844,"IB-BiT LiYCY 300/300V","18x1,5",null,"BITNER","KMT",1,76008,"PLN",0.23,null,null,null,null,null,null,null,"n87E",null,null,"27.32.13","8544 49 95"]
[571,null,"STEROWNICZE","S32259",5902956134851,"IB-BiT LiYCY 300/300V","21x1,5",null,"BITNER","KMT",1,86916,"PLN",0.23,null,null,null,null,null,null,null,"n87E",null,null,"27.32.13","8544 49 95"]
[572,null,"STEROWNICZE","S32261",5902956134875,"IB-BiT LiYCY 300/300V","30x1,5",null,"BITNER","KMT",1,125580,"PLN",0.23,null,null,null,null,null,null,null,"n87E",null,null,"27.32.13","8544 49 95"]
[573,null,"STEROWNICZE","S32262",5902956134882,"IB-BiT LiYCY 300/300V","2x2,5",null,"BITNER","KMT",1,17740,"PLN",0.23,null,null,null,null,null,null,null,"n87E",null,null,"27.32.13","8544 49 95"]
[574,null,"STEROWNICZE","S32263",5902956134899,"IB-BiT LiYCY 300/300V","3x2,5",null,"BITNER","KMT",1,25636,"PLN",0.23,null,null,null,null,null,null,null,"n87E",null,null,"27.32.13","8544 49 95"]
[575,null,"STEROWNICZE","S32264",5902956134905,"IB-BiT LiYCY 300/300V","4x2,5",null,"BITNER","KMT",1,29655,"PLN",0.23,null,null,null,null,null,null,null,"n87E",null,null,"27.32.13","8544 49 95"]
[576,null,"STEROWNICZE","S32265",5902956134912,"IB-BiT LiYCY 300/300V","5x2,5",null,"BITNER","KMT",1,40479,"PLN",0.23,null,null,null,null,null,null,null,"n87E",null,null,"27.32.13","8544 49 95"]
[577,null,"STEROWNICZE","S32266",5902956134929,"IB-BiT LiYCY 300/300V","7x2,5",null,"BITNER","KMT",1,50766,"PLN",0.23,null,null,null,null,null,null,null,"n87E",null,null,"27.32.13","8544 49 95"]
[578,null,"STEROWNICZE","S32267",5902956134936,"IB-BiT LiYCY 300/300V","8x2,5",null,"BITNER","KMT",1,58398,"PLN",0.23,null,null,null,null,null,null,null,"n87E",null,null,"27.32.13","8544 49 95"]
[579,null,"STEROWNICZE","S32268",5902956134943,"IB-BiT LiYCY 300/300V","10x2,5",null,"BITNER","KMT",1,71939,"PLN",0.23,null,null,null,null,null,null,null,"n87E",null,null,"27.32.13","8544 49 95"]
[580,null,"STEROWNICZE","S32269",5902956134950,"IB-BiT LiYCY 300/300V","12x2,5",null,"BITNER","KMT",1,83609,"PLN",0.23,null,null,null,null,null,null,null,"n87E",null,null,"27.32.13","8544 49 95"]
[581,null,"STEROWNICZE","S32270",5902956134967,"IB-BiT LiYCY 300/300V","14x2,5",null,"BITNER","KMT",1,100505,"PLN",0.23,null,null,null,null,null,null,null,"n87E",null,null,"27.32.13","8544 49 95"]
[582,null,"STEROWNICZE","S32271",5902956134974,"IB-BiT LiYCY 300/300V","16x2,5",null,"BITNER","KMT",1,113755,"PLN",0.23,null,null,null,null,null,null,null,"n87E",null,null,"27.32.13","8544 49 95"]
[583,null,"STEROWNICZE","S32272",5902956134981,"IB-BiT LiYCY 300/300V","18x2,5",null,"BITNER","KMT",1,126725,"PLN",0.23,null,null,null,null,null,null,null,"n87E",null,null,"27.32.13","8544 49 95"]
[584,null,"STEROWNICZE","S32273",5902956134998,"IB-BiT LiYCY 300/300V","21x2,5",null,"BITNER","KMT",1,144714,"PLN",0.23,null,null,null,null,null,null,null,"n87E",null,null,"27.32.13","8544 49 95"]
[585,null,"STEROWNICZE","S32300",5902956135001,"IB-BiT LiYCY 300/300V","2x2x0,5",null,"BITNER","KMT",1,10804,"PLN",0.23,null,null,null,null,null,null,null,"n87E",null,null,"27.32.13","8544 49 95"]
[586,null,"STEROWNICZE","S32301",5902956135018,"IB-BiT LiYCY 300/300V","3x2x0,5",null,"BITNER","KMT",1,16097,"PLN",0.23,null,null,null,null,null,null,null,"n87E",null,null,"27.32.13","8544 49 95"]
[587,null,"STEROWNICZE","S32302",5902956135025,"IB-BiT LiYCY 300/300V","4x2x0,5",null,"BITNER","KMT",1,19575,"PLN",0.23,null,null,null,null,null,null,null,"n87E",null,null,"27.32.13","8544 49 95"]
[588,null,"STEROWNICZE","S32303",5902956135032,"IB-BiT LiYCY 300/300V","6x2x0,5",null,"BITNER","KMT",1,27272,"PLN",0.23,null,null,null,null,null,null,null,"n87E",null,null,"27.32.13","8544 49 95"]
[589,null,"STEROWNICZE","S32304",5902956135049,"IB-BiT LiYCY 300/300V","8x2x0,5",null,"BITNER","KMT",1,33796,"PLN",0.23,null,null,null,null,null,null,null,"n87E",null,null,"27.32.13","8544 49 95"]
[590,null,"STEROWNICZE","S32305",5902956135056,"IB-BiT LiYCY 300/300V","10x2x0,5",null,"BITNER","KMT",1,40405,"PLN",0.23,null,null,null,null,null,null,null,"n87E",null,null,"27.32.13","8544 49 95"]
[591,null,"STEROWNICZE","S32306",5902956135063,"IB-BiT LiYCY 300/300V","12x2x0,5",null,"BITNER","KMT",1,47354,"PLN",0.23,null,null,null,null,null,null,null,"n87E",null,null,"27.32.13","8544 49 95"]
[592,null,"STEROWNICZE","S32307",5902956135070,"IB-BiT LiYCY 300/300V","14x2x0,5",null,"BITNER","KMT",1,52576,"PLN",0.23,null,null,null,null,null,null,null,"n87E",null,null,"27.32.13","8544 49 95"]
[593,null,"STEROWNICZE","S32308",5902956135087,"IB-BiT LiYCY 300/300V","16x2x0,5",null,"BITNER","KMT",1,59286,"PLN",0.23,null,null,null,null,null,null,null,"n87E",null,null,"27.32.13","8544 49 95"]
[594,null,"STEROWNICZE","S32309",5902956135094,"IB-BiT LiYCY 300/300V","18x2x0,5",null,"BITNER","KMT",1,65137,"PLN",0.23,null,null,null,null,null,null,null,"n87E",null,null,"27.32.13","8544 49 95"]
[595,null,"STEROWNICZE","S32310",5902956135100,"IB-BiT LiYCY 300/300V","20x2x0,5",null,"BITNER","KMT",1,75815,"PLN",0.23,null,null,null,null,null,null,null,"n87E",null,null,"27.32.13","8544 49 95"]
[596,null,"STEROWNICZE","S32311",5902956135117,"IB-BiT LiYCY 300/300V","24x2x0,5",null,"BITNER","KMT",1,82287,"PLN",0.23,null,null,null,null,null,null,null,"n87E",null,null,"27.32.13","8544 49 95"]
[597,null,"STEROWNICZE","S32312",5902956135124,"IB-BiT LiYCY 300/300V","2x2x0,75",null,"BITNER","KMT",1,13791,"PLN",0.23,null,null,null,null,null,null,null,"n87E",null,null,"27.32.13","8544 49 95"]
[598,null,"STEROWNICZE","S32313",5902956135131,"IB-BiT LiYCY 300/300V","3x2x0,75",null,"BITNER","KMT",1,20815,"PLN",0.23,null,null,null,null,null,null,null,"n87E",null,null,"27.32.13","8544 49 95"]
[599,null,"STEROWNICZE","S32314",5902956135148,"IB-BiT LiYCY 300/300V","4x2x0,75",null,"BITNER","KMT",1,25429,"PLN",0.23,null,null,null,null,null,null,null,"n87E",null,null,"27.32.13","8544 49 95"]
[600,null,"STEROWNICZE","S32315",5902956135155,"IB-BiT LiYCY 300/300V","7x2x0,75",null,"BITNER","KMT",1,40136,"PLN",0.23,null,null,null,null,null,null,null,"n87E",null,null,"27.32.13","8544 49 95"]
[601,null,"STEROWNICZE","S32316",5902956135162,"IB-BiT LiYCY 300/300V","10x2x0,75",null,"BITNER","KMT",1,53901,"PLN",0.23,null,null,null,null,null,null,null,"n87E",null,null,"27.32.13","8544 49 95"]
[602,null,"STEROWNICZE","S32317",5902956135179,"IB-BiT LiYCY 300/300V","12x2x0,75",null,"BITNER","KMT",1,63175,"PLN",0.23,null,null,null,null,null,null,null,"n87E",null,null,"27.32.13","8544 49 95"]
[603,null,"STEROWNICZE","S32318",5902956135186,"IB-BiT LiYCY 300/300V","14x2x0,75",null,"BITNER","KMT",1,71066,"PLN",0.23,null,null,null,null,null,null,null,"n87E",null,null,"27.32.13","8544 49 95"]
[604,null,"STEROWNICZE","S32319",5902956135193,"IB-BiT LiYCY 300/300V","16x2x0,75",null,"BITNER","KMT",1,80766,"PLN",0.23,null,null,null,null,null,null,null,"n87E",null,null,"27.32.13","8544 49 95"]
[605,null,"STEROWNICZE","S32320",5902956135209,"IB-BiT LiYCY 300/300V","18x2x0,75",null,"BITNER","KMT",1,89932,"PLN",0.23,null,null,null,null,null,null,null,"n87E",null,null,"27.32.13","8544 49 95"]
[606,null,"STEROWNICZE","S32321",5902956135216,"IB-BiT LiYCY 300/300V","2x2x1,0",null,"BITNER","KMT",1,20075,"PLN",0.23,null,null,null,null,null,null,null,"n87E",null,null,"27.32.13","8544 49 95"]
[607,null,"STEROWNICZE","S32322",5902956135223,"IB-BiT LiYCY 300/300V","3x2x1,0",null,"BITNER","KMT",1,27661,"PLN",0.23,null,null,null,null,null,null,null,"n87E",null,null,"27.32.13","8544 49 95"]
[608,null,"STEROWNICZE","S32323",5902956135230,"IB-BiT LiYCY 300/300V","4x2x1,0",null,"BITNER","KMT",1,33179,"PLN",0.23,null,null,null,null,null,null,null,"n87E",null,null,"27.32.13","8544 49 95"]
[609,null,"STEROWNICZE","S32324",5902956135247,"IB-BiT LiYCY 300/300V","10x2x1,0",null,"BITNER","KMT",1,70223,"PLN",0.23,null,null,null,null,null,null,null,"n87E",null,null,"27.32.13","8544 49 95"]
[610,null,"STEROWNICZE","S32325",5902956135254,"IB-BiT LiYCY 300/300V","12x2x1,0",null,"BITNER","KMT",1,81637,"PLN",0.23,null,null,null,null,null,null,null,"n87E",null,null,"27.32.13","8544 49 95"]
[611,null,"STEROWNICZE","S32326",5902956135261,"IB-BiT LiYCY 300/300V","2x2x1,5",null,"BITNER","KMT",1,25204,"PLN",0.23,null,null,null,null,null,null,null,"n87E",null,null,"27.32.13","8544 49 95"]
[612,null,"STEROWNICZE","S32327",5902956135278,"IB-BiT LiYCY 300/300V","3x2x1,5",null,"BITNER","KMT",1,34536,"PLN",0.23,null,null,null,null,null,null,null,"n87E",null,null,"27.32.13","8544 49 95"]
[613,null,"STEROWNICZE","S32328",5902956135285,"IB-BiT LiYCY 300/300V","4x2x1,5",null,"BITNER","KMT",1,42017,"PLN",0.23,null,null,null,null,null,null,null,"n87E",null,null,"27.32.13","8544 49 95"]
[614,null,"STEROWNICZE","S32329",5902956135292,"IB-BiT LiYCY 300/300V","7x2x1,5",null,"BITNER","KMT",1,67477,"PLN",0.23,null,null,null,null,null,null,null,"n87E",null,null,"27.32.13","8544 49 95"]
[615,null,"STEROWNICZE","S32330",5902956135308,"IB-BiT LiYCY 300/300V","10x2x1,5",null,"BITNER","KMT",1,91977,"PLN",0.23,null,null,null,null,null,null,null,"n87E",null,null,"27.32.13","8544 49 95"]
[616,null,"STEROWNICZE","S32331",5902956135315,"IB-BiT LiYCY 300/300V","12x2x1,5",null,"BITNER","KMT",1,107811,"PLN",0.23,null,null,null,null,null,null,null,"n87E",null,null,"27.32.13","8544 49 95"]
[617,null,"STEROWNICZE","S32332",5902956135322,"IB-BiT LiYCY 300/300V","14x2x1,5",null,"BITNER","KMT",1,124206,"PLN",0.23,null,null,null,null,null,null,null,"n87E",null,null,"27.32.13","8544 49 95"]
[618,null,"STEROWNICZE","S32333",5902956135339,"IB-BiT LiYCY 300/300V","16x2x1,5",null,"BITNER","KMT",1,140929,"PLN",0.23,null,null,null,null,null,null,null,"n87E",null,null,"27.32.13","8544 49 95"]
[619,null,"STEROWNICZE","S54400",5902956023063,"BiT 500®","2x0,5",null,"BITNER","KMT",1,2644,"PLN",0.23,null,null,null,null,null,null,null,"n91",null,null,"27.32.13","8544 49 95"]
[620,null,"STEROWNICZE","S54401",5902956023070,"BiT 500®","3G0,5",null,"BITNER","KMT",1,3637,"PLN",0.23,null,null,null,null,null,null,null,"n91",null,null,"27.32.13","8544 49 95"]
[621,null,"STEROWNICZE","S54402",5902956023087,"BiT 500®","3x0,5",null,"BITNER","KMT",1,4001,"PLN",0.23,null,null,null,null,null,null,null,"n91",null,null,"27.32.13","8544 49 95"]
[622,null,"STEROWNICZE","S54403",5902956023094,"BiT 500®","4G0,5",null,"BITNER","KMT",1,4666,"PLN",0.23,null,null,null,null,null,null,null,"n91",null,null,"27.32.13","8544 49 95"]
[623,null,"STEROWNICZE","S54404",5902956023100,"BiT 500®","4x0,5",null,"BITNER","KMT",1,5129,"PLN",0.23,null,null,null,null,null,null,null,"n91",null,null,"27.32.13","8544 49 95"]
[624,null,"STEROWNICZE","S54405",5902956023117,"BiT 500®","5G0,5",null,"BITNER","KMT",1,5779,"PLN",0.23,null,null,null,null,null,null,null,"n91",null,null,"27.32.13","8544 49 95"]
[625,null,"STEROWNICZE","S54406",5902956023124,"BiT 500®","5x0,5",null,"BITNER","KMT",1,6368,"PLN",0.23,null,null,null,null,null,null,null,"n91",null,null,"27.32.13","8544 49 95"]
[626,null,"STEROWNICZE","S54407",5902956023131,"BiT 500®","6G0,5",null,"BITNER","KMT",1,6944,"PLN",0.23,null,null,null,null,null,null,null,"n91",null,null,"27.32.13","8544 49 95"]
[627,null,"STEROWNICZE","S54408",5902956023148,"BiT 500®","7G0,5",null,"BITNER","KMT",1,7727,"PLN",0.23,null,null,null,null,null,null,null,"n91",null,null,"27.32.13","8544 49 95"]
[628,null,"STEROWNICZE","S54409",5902956023155,"BiT 500®","7x0,5",null,"BITNER","KMT",1,8498,"PLN",0.23,null,null,null,null,null,null,null,"n91",null,null,"27.32.13","8544 49 95"]
[629,null,"STEROWNICZE","S54410",5902956023162,"BiT 500®","8G0,5",null,"BITNER","KMT",1,9191,"PLN",0.23,null,null,null,null,null,null,null,"n91",null,null,"27.32.13","8544 49 95"]
[630,null,"STEROWNICZE","S54411",5902956023179,"BiT 500®","8x0,5",null,"BITNER","KMT",1,10108,"PLN",0.23,null,null,null,null,null,null,null,"n91",null,null,"27.32.13","8544 49 95"]
[631,null,"STEROWNICZE","S54412",5902956023186,"BiT 500®","10G0,5",null,"BITNER","KMT",1,11826,"PLN",0.23,null,null,null,null,null,null,null,"n91",null,null,"27.32.13","8544 49 95"]
[632,null,"STEROWNICZE","S54413",5902956023193,"BiT 500®","12G0,5",null,"BITNER","KMT",1,13528,"PLN",0.23,null,null,null,null,null,null,null,"n91",null,null,"27.32.13","8544 49 95"]
[633,null,"STEROWNICZE","S54414",5902956023209,"BiT 500®","12x0,5",null,"BITNER","KMT",1,14886,"PLN",0.23,null,null,null,null,null,null,null,"n91",null,null,"27.32.13","8544 49 95"]
[634,null,"STEROWNICZE","S54415",5902956023216,"BiT 500®","14G0,5",null,"BITNER","KMT",1,15536,"PLN",0.23,null,null,null,null,null,null,null,"n91",null,null,"27.32.13","8544 49 95"]
[635,null,"STEROWNICZE","S54416",5902956023223,"BiT 500®","16G0,5",null,"BITNER","KMT",1,17709,"PLN",0.23,null,null,null,null,null,null,null,"n91",null,null,"27.32.13","8544 49 95"]
[636,null,"STEROWNICZE","S54417",5902956023230,"BiT 500®","18G0,5",null,"BITNER","KMT",1,19805,"PLN",0.23,null,null,null,null,null,null,null,"n91",null,null,"27.32.13","8544 49 95"]
[637,null,"STEROWNICZE","S54418",5902956023247,"BiT 500®","19G0,5",null,"BITNER","KMT",1,20620,"PLN",0.23,null,null,null,null,null,null,null,"n91",null,null,"27.32.13","8544 49 95"]
[638,null,"STEROWNICZE","S54420",5902956023254,"BiT 500®","21G0,5",null,"BITNER","KMT",1,22898,"PLN",0.23,null,null,null,null,null,null,null,"n91",null,null,"27.32.13","8544 49 95"]
[639,null,"STEROWNICZE","S54505",5902956023261,"BiT 500®","25G0,5",null,"BITNER","KMT",1,27347,"PLN",0.23,null,null,null,null,null,null,null,"n91",null,null,"27.32.13","8544 49 95"]
[640,null,"STEROWNICZE","S54422",5902956023278,"BiT 500®","27G0,5",null,"BITNER","KMT",1,29064,"PLN",0.23,null,null,null,null,null,null,null,"n91",null,null,"27.32.13","8544 49 95"]
[641,null,"STEROWNICZE","S54423",5902956023285,"BiT 500®","30G0,5",null,"BITNER","KMT",1,32245,"PLN",0.23,null,null,null,null,null,null,null,"n91",null,null,"27.32.13","8544 49 95"]
[642,null,"STEROWNICZE","S54506",5902956023292,"BiT 500®","34G0,5",null,"BITNER","KMT",1,36724,"PLN",0.23,null,null,null,null,null,null,null,"n91",null,null,"27.32.13","8544 49 95"]
[643,null,"STEROWNICZE","S54424",5902956023308,"BiT 500®","37G0,5",null,"BITNER","KMT",1,39292,"PLN",0.23,null,null,null,null,null,null,null,"n91",null,null,"27.32.13","8544 49 95"]
[644,null,"STEROWNICZE","S54507",5902956023315,"BiT 500®","40G0,5",null,"BITNER","KMT",1,42398,"PLN",0.23,null,null,null,null,null,null,null,"n91",null,null,"27.32.13","8544 49 95"]
[645,null,"STEROWNICZE","S54508",5902956023322,"BiT 500®","42G0,5",null,"BITNER","KMT",1,45369,"PLN",0.23,null,null,null,null,null,null,null,"n91",null,null,"27.32.13","8544 49 95"]
[646,null,"STEROWNICZE","S54509",5902956023339,"BiT 500®","50G0,5",null,"BITNER","KMT",1,53281,"PLN",0.23,null,null,null,null,null,null,null,"n91",null,null,"27.32.13","8544 49 95"]
[647,null,"STEROWNICZE","S54510",5902956023346,"BiT 500®","56G0,5",null,"BITNER","KMT",1,59360,"PLN",0.23,null,null,null,null,null,null,null,"n91",null,null,"27.32.13","8544 49 95"]
[648,null,"STEROWNICZE","S54511",5902956023353,"BiT 500®","61G0,5",null,"BITNER","KMT",1,64265,"PLN",0.23,null,null,null,null,null,null,null,"n91",null,null,"27.32.13","8544 49 95"]
[649,null,"STEROWNICZE","S54425",5902956023360,"BiT 500®","2x0,75",null,"BITNER","KMT",1,3650,"PLN",0.23,null,null,null,null,null,null,null,"n91",null,null,"27.32.13","8544 49 95"]
[650,null,"STEROWNICZE","S54426",5902956023377,"BiT 500®","3G0,75",null,"BITNER","KMT",1,5083,"PLN",0.23,null,null,null,null,null,null,null,"n91",null,null,"27.32.13","8544 49 95"]
[651,null,"STEROWNICZE","S54427",5902956023384,"BiT 500®","3x0,75",null,"BITNER","KMT",1,5584,"PLN",0.23,null,null,null,null,null,null,null,"n91",null,null,"27.32.13","8544 49 95"]
[652,null,"STEROWNICZE","S54428",5902956023391,"BiT 500®","4G0,75",null,"BITNER","KMT",1,6563,"PLN",0.23,null,null,null,null,null,null,null,"n91",null,null,"27.32.13","8544 49 95"]
[653,null,"STEROWNICZE","S54429",5902956023407,"BiT 500®","4x0,75",null,"BITNER","KMT",1,7213,"PLN",0.23,null,null,null,null,null,null,null,"n91",null,null,"27.32.13","8544 49 95"]
[654,null,"STEROWNICZE","S54430",5902956023414,"BiT 500®","5G0,75",null,"BITNER","KMT",1,8145,"PLN",0.23,null,null,null,null,null,null,null,"n91",null,null,"27.32.13","8544 49 95"]
[655,null,"STEROWNICZE","S54431",5902956023421,"BiT 500®","5x0,75",null,"BITNER","KMT",1,8958,"PLN",0.23,null,null,null,null,null,null,null,"n91",null,null,"27.32.13","8544 49 95"]
[656,null,"STEROWNICZE","S54432",5902956023438,"BiT 500®","6G0,75",null,"BITNER","KMT",1,9698,"PLN",0.23,null,null,null,null,null,null,null,"n91",null,null,"27.32.13","8544 49 95"]
[657,null,"STEROWNICZE","S54433",5902956023445,"BiT 500®","6x0,75",null,"BITNER","KMT",1,10668,"PLN",0.23,null,null,null,null,null,null,null,"n91",null,null,"27.32.13","8544 49 95"]
[658,null,"STEROWNICZE","S54434",5902956023452,"BiT 500®","7G0,75",null,"BITNER","KMT",1,10983,"PLN",0.23,null,null,null,null,null,null,null,"n91",null,null,"27.32.13","8544 49 95"]
[659,null,"STEROWNICZE","S54435",5902956023469,"BiT 500®","7x0,75",null,"BITNER","KMT",1,12065,"PLN",0.23,null,null,null,null,null,null,null,"n91",null,null,"27.32.13","8544 49 95"]
[660,null,"STEROWNICZE","S54436",5902956023476,"BiT 500®","8G0,75",null,"BITNER","KMT",1,12595,"PLN",0.23,null,null,null,null,null,null,null,"n91",null,null,"27.32.13","8544 49 95"]
[661,null,"STEROWNICZE","S54437",5902956023483,"BiT 500®","8x0,75",null,"BITNER","KMT",1,13849,"PLN",0.23,null,null,null,null,null,null,null,"n91",null,null,"27.32.13","8544 49 95"]
[662,null,"STEROWNICZE","S54438",5902956023490,"BiT 500®","10G0,75",null,"BITNER","KMT",1,16619,"PLN",0.23,null,null,null,null,null,null,null,"n91",null,null,"27.32.13","8544 49 95"]
[663,null,"STEROWNICZE","S54439",5902956023506,"BiT 500®","12G0,75",null,"BITNER","KMT",1,19159,"PLN",0.23,null,null,null,null,null,null,null,"n91",null,null,"27.32.13","8544 49 95"]
[664,null,"STEROWNICZE","S54440",5902956023513,"BiT 500®","12x0,75",null,"BITNER","KMT",1,21082,"PLN",0.23,null,null,null,null,null,null,null,"n91",null,null,"27.32.13","8544 49 95"]
[665,null,"STEROWNICZE","S54441",5902956023520,"BiT 500®","14G0,75",null,"BITNER","KMT",1,22085,"PLN",0.23,null,null,null,null,null,null,null,"n91",null,null,"27.32.13","8544 49 95"]
[666,null,"STEROWNICZE","S54442",5902956023537,"BiT 500®","16G0,75",null,"BITNER","KMT",1,25293,"PLN",0.23,null,null,null,null,null,null,null,"n91",null,null,"27.32.13","8544 49 95"]
[667,null,"STEROWNICZE","S54443",5902956023544,"BiT 500®","18G0,75",null,"BITNER","KMT",1,28326,"PLN",0.23,null,null,null,null,null,null,null,"n91",null,null,"27.32.13","8544 49 95"]
[668,null,"STEROWNICZE","S54444",5902956023551,"BiT 500®","19G0,75",null,"BITNER","KMT",1,29609,"PLN",0.23,null,null,null,null,null,null,null,"n91",null,null,"27.32.13","8544 49 95"]
[669,null,"STEROWNICZE","S54446",5902956023568,"BiT 500®","21G0,75",null,"BITNER","KMT",1,32640,"PLN",0.23,null,null,null,null,null,null,null,"n91",null,null,"27.32.13","8544 49 95"]
[670,null,"STEROWNICZE","S54512",5902956023575,"BiT 500®","25G0,75",null,"BITNER","KMT",1,39210,"PLN",0.23,null,null,null,null,null,null,null,"n91",null,null,"27.32.13","8544 49 95"]
[671,null,"STEROWNICZE","S54513",5902956023582,"BiT 500®","27G0,75",null,"BITNER","KMT",1,41748,"PLN",0.23,null,null,null,null,null,null,null,"n91",null,null,"27.32.13","8544 49 95"]
[672,null,"STEROWNICZE","S54514",5902956023599,"BiT 500®","30G0,75",null,"BITNER","KMT",1,46137,"PLN",0.23,null,null,null,null,null,null,null,"n91",null,null,"27.32.13","8544 49 95"]
[673,null,"STEROWNICZE","S54515",5902956023605,"BiT 500®","34G0,75",null,"BITNER","KMT",1,52984,"PLN",0.23,null,null,null,null,null,null,null,"n91",null,null,"27.32.13","8544 49 95"]
[674,null,"STEROWNICZE","S54516",5902956023612,"BiT 500®","37G0,75",null,"BITNER","KMT",1,56798,"PLN",0.23,null,null,null,null,null,null,null,"n91",null,null,"27.32.13","8544 49 95"]
[675,null,"STEROWNICZE","S54517",5902956023629,"BiT 500®","40G0,75",null,"BITNER","KMT",1,61294,"PLN",0.23,null,null,null,null,null,null,null,"n91",null,null,"27.32.13","8544 49 95"]
[676,null,"STEROWNICZE","S54518",5902956023636,"BiT 500®","42G0,75",null,"BITNER","KMT",1,65094,"PLN",0.23,null,null,null,null,null,null,null,"n91",null,null,"27.32.13","8544 49 95"]
[677,null,"STEROWNICZE","S54519",5902956023643,"BiT 500®","50G0,75",null,"BITNER","KMT",1,76615,"PLN",0.23,null,null,null,null,null,null,null,"n91",null,null,"27.32.13","8544 49 95"]
[678,null,"STEROWNICZE","S54520",5902956023650,"BiT 500®","56G0,75",null,"BITNER","KMT",1,85117,"PLN",0.23,null,null,null,null,null,null,null,"n91",null,null,"27.32.13","8544 49 95"]
[679,null,"STEROWNICZE","S54521",5902956023667,"BiT 500®","61G0,75",null,"BITNER","KMT",1,92298,"PLN",0.23,null,null,null,null,null,null,null,"n91",null,null,"27.32.13","8544 49 95"]
[680,null,"STEROWNICZE","S54448",5902956023674,"BiT 500®","2x1,0",null,"BITNER","KMT",1,4636,"PLN",0.23,null,null,null,null,null,null,null,"n91",null,null,"27.32.13","8544 49 95"]
[681,null,"STEROWNICZE","S54449",5902956023681,"BiT 500®","3G1,0",null,"BITNER","KMT",1,6533,"PLN",0.23,null,null,null,null,null,null,null,"n91",null,null,"27.32.13","8544 49 95"]
[682,null,"STEROWNICZE","S54450",5902956023698,"BiT 500®","3x1,0",null,"BITNER","KMT",1,7183,"PLN",0.23,null,null,null,null,null,null,null,"n91",null,null,"27.32.13","8544 49 95"]
[683,null,"STEROWNICZE","S54451",5902956023704,"BiT 500®","4G1,0",null,"BITNER","KMT",1,8437,"PLN",0.23,null,null,null,null,null,null,null,"n91",null,null,"27.32.13","8544 49 95"]
[684,null,"STEROWNICZE","S54452",5902956023711,"BiT 500®","4x1,0",null,"BITNER","KMT",1,9294,"PLN",0.23,null,null,null,null,null,null,null,"n91",null,null,"27.32.13","8544 49 95"]
[685,null,"STEROWNICZE","S54453",5902956023728,"BiT 500®","5G1,0",null,"BITNER","KMT",1,10497,"PLN",0.23,null,null,null,null,null,null,null,"n91",null,null,"27.32.13","8544 49 95"]
[686,null,"STEROWNICZE","S54454",5902956023735,"BiT 500®","5x1,0",null,"BITNER","KMT",1,11544,"PLN",0.23,null,null,null,null,null,null,null,"n91",null,null,"27.32.13","8544 49 95"]
[687,null,"STEROWNICZE","S54455",5902956023742,"BiT 500®","6G1,0",null,"BITNER","KMT",1,12490,"PLN",0.23,null,null,null,null,null,null,null,"n91",null,null,"27.32.13","8544 49 95"]
[688,null,"STEROWNICZE","S54456",5902956023759,"BiT 500®","6x1,0",null,"BITNER","KMT",1,13760,"PLN",0.23,null,null,null,null,null,null,null,"n91",null,null,"27.32.13","8544 49 95"]
[689,null,"STEROWNICZE","S54457",5902956023766,"BiT 500®","7G1,0",null,"BITNER","KMT",1,14179,"PLN",0.23,null,null,null,null,null,null,null,"n91",null,null,"27.32.13","8544 49 95"]
[690,null,"STEROWNICZE","S54458",5902956023773,"BiT 500®","7x1,0",null,"BITNER","KMT",1,15595,"PLN",0.23,null,null,null,null,null,null,null,"n91",null,null,"27.32.13","8544 49 95"]
[691,null,"STEROWNICZE","S54459",5902956023780,"BiT 500®","8G1,0",null,"BITNER","KMT",1,16911,"PLN",0.23,null,null,null,null,null,null,null,"n91",null,null,"27.32.13","8544 49 95"]
[692,null,"STEROWNICZE","S54460",5902956023797,"BiT 500®","10G1,0",null,"BITNER","KMT",1,21269,"PLN",0.23,null,null,null,null,null,null,null,"n91",null,null,"27.32.13","8544 49 95"]
[693,null,"STEROWNICZE","S54461",5902956023803,"BiT 500®","10x1,0",null,"BITNER","KMT",1,23406,"PLN",0.23,null,null,null,null,null,null,null,"n91",null,null,"27.32.13","8544 49 95"]
[694,null,"STEROWNICZE","S54462",5902956023810,"BiT 500®","12G1,0",null,"BITNER","KMT",1,24660,"PLN",0.23,null,null,null,null,null,null,null,"n91",null,null,"27.32.13","8544 49 95"]
[695,null,"STEROWNICZE","S54463",5902956023827,"BiT 500®","12x1,0",null,"BITNER","KMT",1,27115,"PLN",0.23,null,null,null,null,null,null,null,"n91",null,null,"27.32.13","8544 49 95"]
[696,null,"STEROWNICZE","S54464",5902956023834,"BiT 500®","14G1,0",null,"BITNER","KMT",1,28668,"PLN",0.23,null,null,null,null,null,null,null,"n91",null,null,"27.32.13","8544 49 95"]
[697,null,"STEROWNICZE","S54465",5902956023841,"BiT 500®","16G1,0",null,"BITNER","KMT",1,32640,"PLN",0.23,null,null,null,null,null,null,null,"n91",null,null,"27.32.13","8544 49 95"]
[698,null,"STEROWNICZE","S54466",5902956023858,"BiT 500®","18G1,0",null,"BITNER","KMT",1,36589,"PLN",0.23,null,null,null,null,null,null,null,"n91",null,null,"27.32.13","8544 49 95"]
[699,null,"STEROWNICZE","S54467",5902956023865,"BiT 500®","18x1,0",null,"BITNER","KMT",1,40255,"PLN",0.23,null,null,null,null,null,null,null,"n91",null,null,"27.32.13","8544 49 95"]
[700,null,"STEROWNICZE","S54468",5902956023872,"BiT 500®","19G1,0",null,"BITNER","KMT",1,38277,"PLN",0.23,null,null,null,null,null,null,null,"n91",null,null,"27.32.13","8544 49 95"]
[701,null,"STEROWNICZE","S54471",5902956023889,"BiT 500®","21G1,0",null,"BITNER","KMT",1,42411,"PLN",0.23,null,null,null,null,null,null,null,"n91",null,null,"27.32.13","8544 49 95"]
[702,null,"STEROWNICZE","S54522",5902956023896,"BiT 500®","25G1,0",null,"BITNER","KMT",1,50648,"PLN",0.23,null,null,null,null,null,null,null,"n91",null,null,"27.32.13","8544 49 95"]
[703,null,"STEROWNICZE","S54523",5902956023902,"BiT 500®","27G1,0",null,"BITNER","KMT",1,54021,"PLN",0.23,null,null,null,null,null,null,null,"n91",null,null,"27.32.13","8544 49 95"]
[704,null,"STEROWNICZE","S54524",5902956023919,"BiT 500®","30G1,0",null,"BITNER","KMT",1,60203,"PLN",0.23,null,null,null,null,null,null,null,"n91",null,null,"27.32.13","8544 49 95"]
[705,null,"STEROWNICZE","S54525",5902956023926,"BiT 500®","34G1,0",null,"BITNER","KMT",1,68497,"PLN",0.23,null,null,null,null,null,null,null,"n91",null,null,"27.32.13","8544 49 95"]
[706,null,"STEROWNICZE","S54526",5902956023933,"BiT 500®","37G1,0",null,"BITNER","KMT",1,73611,"PLN",0.23,null,null,null,null,null,null,null,"n91",null,null,"27.32.13","8544 49 95"]
[707,null,"STEROWNICZE","S54527",5902956023940,"BiT 500®","40G1,0",null,"BITNER","KMT",1,79779,"PLN",0.23,null,null,null,null,null,null,null,"n91",null,null,"27.32.13","8544 49 95"]
[708,null,"STEROWNICZE","S54528",5902956023957,"BiT 500®","42G1,0",null,"BITNER","KMT",1,84229,"PLN",0.23,null,null,null,null,null,null,null,"n91",null,null,"27.32.13","8544 49 95"]
[709,null,"STEROWNICZE","S54529",5902956023964,"BiT 500®","50G1,0",null,"BITNER","KMT",1,99309,"PLN",0.23,null,null,null,null,null,null,null,"n91",null,null,"27.32.13","8544 49 95"]
[710,null,"STEROWNICZE","S54530",5902956023971,"BiT 500®","56G1,0",null,"BITNER","KMT",1,110783,"PLN",0.23,null,null,null,null,null,null,null,"n91",null,null,"27.32.13","8544 49 95"]
[711,null,"STEROWNICZE","S54531",5902956023988,"BiT 500®","61G1,0",null,"BITNER","KMT",1,120183,"PLN",0.23,null,null,null,null,null,null,null,"n91",null,null,"27.32.13","8544 49 95"]
[712,null,"STEROWNICZE","S54473",5902956023995,"BiT 500®","2x1,5",null,"BITNER","KMT",1,6547,"PLN",0.23,null,null,null,null,null,null,null,"n91",null,null,"27.32.13","8544 49 95"]
[713,null,"STEROWNICZE","S54474",5902956024008,"BiT 500®","3G1,5",null,"BITNER","KMT",1,9161,"PLN",0.23,null,null,null,null,null,null,null,"n91",null,null,"27.32.13","8544 49 95"]
[714,null,"STEROWNICZE","S54475",5902956024015,"BiT 500®","3x1,5",null,"BITNER","KMT",1,10064,"PLN",0.23,null,null,null,null,null,null,null,"n91",null,null,"27.32.13","8544 49 95"]
[715,null,"STEROWNICZE","S54476",5902956024022,"BiT 500®","4G1,5",null,"BITNER","KMT",1,11991,"PLN",0.23,null,null,null,null,null,null,null,"n91",null,null,"27.32.13","8544 49 95"]
[716,null,"STEROWNICZE","S54477",5902956024039,"BiT 500®","4x1,5",null,"BITNER","KMT",1,13200,"PLN",0.23,null,null,null,null,null,null,null,"n91",null,null,"27.32.13","8544 49 95"]
[717,null,"STEROWNICZE","S54478",5902956024046,"BiT 500®","5G1,5",null,"BITNER","KMT",1,14797,"PLN",0.23,null,null,null,null,null,null,null,"n91",null,null,"27.32.13","8544 49 95"]
[718,null,"STEROWNICZE","S54479",5902956024053,"BiT 500®","5x1,5",null,"BITNER","KMT",1,16275,"PLN",0.23,null,null,null,null,null,null,null,"n91",null,null,"27.32.13","8544 49 95"]
[719,null,"STEROWNICZE","S54480",5902956024060,"BiT 500®","6G1,5",null,"BITNER","KMT",1,17889,"PLN",0.23,null,null,null,null,null,null,null,"n91",null,null,"27.32.13","8544 49 95"]
[720,null,"STEROWNICZE","S54532",5902956024077,"BiT 500®","6x1,5",null,"BITNER","KMT",1,19687,"PLN",0.23,null,null,null,null,null,null,null,"n91",null,null,"27.32.13","8544 49 95"]
[721,null,"STEROWNICZE","S54481",5902956024084,"BiT 500®","7G1,5",null,"BITNER","KMT",1,20373,"PLN",0.23,null,null,null,null,null,null,null,"n91",null,null,"27.32.13","8544 49 95"]
[722,null,"STEROWNICZE","S54482",5902956024091,"BiT 500®","7x1,5",null,"BITNER","KMT",1,22412,"PLN",0.23,null,null,null,null,null,null,null,"n91",null,null,"27.32.13","8544 49 95"]
[723,null,"STEROWNICZE","S54483",5902956024107,"BiT 500®","8G1,5",null,"BITNER","KMT",1,23360,"PLN",0.23,null,null,null,null,null,null,null,"n91",null,null,"27.32.13","8544 49 95"]
[724,null,"STEROWNICZE","S54484",5902956024114,"BiT 500®","10G1,5",null,"BITNER","KMT",1,30101,"PLN",0.23,null,null,null,null,null,null,null,"n91",null,null,"27.32.13","8544 49 95"]
[725,null,"STEROWNICZE","S54533",5902956024121,"BiT 500®","10x1,5",null,"BITNER","KMT",1,33117,"PLN",0.23,null,null,null,null,null,null,null,"n91",null,null,"27.32.13","8544 49 95"]
[726,null,"STEROWNICZE","S54485",5902956024138,"BiT 500®","12G1,5",null,"BITNER","KMT",1,35037,"PLN",0.23,null,null,null,null,null,null,null,"n91",null,null,"27.32.13","8544 49 95"]
[727,null,"STEROWNICZE","S54486",5902956024145,"BiT 500®","12x1,5",null,"BITNER","KMT",1,38538,"PLN",0.23,null,null,null,null,null,null,null,"n91",null,null,"27.32.13","8544 49 95"]
[728,null,"STEROWNICZE","S54534",5902956024152,"BiT 500®","14G1,5",null,"BITNER","KMT",1,40703,"PLN",0.23,null,null,null,null,null,null,null,"n91",null,null,"27.32.13","8544 49 95"]
[729,null,"STEROWNICZE","S54535",5902956024169,"BiT 500®","16G1,5",null,"BITNER","KMT",1,46407,"PLN",0.23,null,null,null,null,null,null,null,"n91",null,null,"27.32.13","8544 49 95"]
[730,null,"STEROWNICZE","S54536",5902956024176,"BiT 500®","18G1,5",null,"BITNER","KMT",1,51968,"PLN",0.23,null,null,null,null,null,null,null,"n91",null,null,"27.32.13","8544 49 95"]
[731,null,"STEROWNICZE","S54537",5902956024183,"BiT 500®","19G1,5",null,"BITNER","KMT",1,54446,"PLN",0.23,null,null,null,null,null,null,null,"n91",null,null,"27.32.13","8544 49 95"]
[732,null,"STEROWNICZE","S54538",5902956024190,"BiT 500®","21G1,5",null,"BITNER","KMT",1,60555,"PLN",0.23,null,null,null,null,null,null,null,"n91",null,null,"27.32.13","8544 49 95"]
[733,null,"STEROWNICZE","S54539",5902956024206,"BiT 500®","25G1,5",null,"BITNER","KMT",1,72485,"PLN",0.23,null,null,null,null,null,null,null,"n91",null,null,"27.32.13","8544 49 95"]
[734,null,"STEROWNICZE","S54540",5902956024213,"BiT 500®","27G1,5",null,"BITNER","KMT",1,77427,"PLN",0.23,null,null,null,null,null,null,null,"n91",null,null,"27.32.13","8544 49 95"]
[735,null,"STEROWNICZE","S54541",5902956024220,"BiT 500®","30G1,5",null,"BITNER","KMT",1,85632,"PLN",0.23,null,null,null,null,null,null,null,"n91",null,null,"27.32.13","8544 49 95"]
[736,null,"STEROWNICZE","S54542",5902956024237,"BiT 500®","34G1,5",null,"BITNER","KMT",1,97353,"PLN",0.23,null,null,null,null,null,null,null,"n91",null,null,"27.32.13","8544 49 95"]
[737,null,"STEROWNICZE","S54543",5902956024244,"BiT 500®","37G1,5",null,"BITNER","KMT",1,104781,"PLN",0.23,null,null,null,null,null,null,null,"n91",null,null,"27.32.13","8544 49 95"]
[738,null,"STEROWNICZE","S54544",5902956024251,"BiT 500®","40G1,5",null,"BITNER","KMT",1,113456,"PLN",0.23,null,null,null,null,null,null,null,"n91",null,null,"27.32.13","8544 49 95"]
[739,null,"STEROWNICZE","S54545",5902956024268,"BiT 500®","42G1,5",null,"BITNER","KMT",1,119757,"PLN",0.23,null,null,null,null,null,null,null,"n91",null,null,"27.32.13","8544 49 95"]
[740,null,"STEROWNICZE","S54546",5902956024275,"BiT 500®","50G1,5",null,"BITNER","KMT",1,142080,"PLN",0.23,null,null,null,null,null,null,null,"n91",null,null,"27.32.13","8544 49 95"]
[741,null,"STEROWNICZE","S54547",5902956024282,"BiT 500®","56G1,5",null,"BITNER","KMT",1,158139,"PLN",0.23,null,null,null,null,null,null,null,"n91",null,null,"27.32.13","8544 49 95"]
[742,null,"STEROWNICZE","S54548",5902956024299,"BiT 500®","61G1,5",null,"BITNER","KMT",1,171621,"PLN",0.23,null,null,null,null,null,null,null,"n91",null,null,"27.32.13","8544 49 95"]
[743,null,"STEROWNICZE","S54487",5902956024305,"BiT 500®","2x2,5",null,"BITNER","KMT",1,10243,"PLN",0.23,null,null,null,null,null,null,null,"n91",null,null,"27.32.13","8544 49 95"]
[744,null,"STEROWNICZE","S54488",5902956024312,"BiT 500®","3G2,5",null,"BITNER","KMT",1,14633,"PLN",0.23,null,null,null,null,null,null,null,"n91",null,null,"27.32.13","8544 49 95"]
[745,null,"STEROWNICZE","S54489",5902956024329,"BiT 500®","3x2,5",null,"BITNER","KMT",1,16097,"PLN",0.23,null,null,null,null,null,null,null,"n91",null,null,"27.32.13","8544 49 95"]
[746,null,"STEROWNICZE","S54490",5902956024336,"BiT 500®","4G2,5",null,"BITNER","KMT",1,19456,"PLN",0.23,null,null,null,null,null,null,null,"n91",null,null,"27.32.13","8544 49 95"]
[747,null,"STEROWNICZE","S54491",5902956024343,"BiT 500®","4x2,5",null,"BITNER","KMT",1,21389,"PLN",0.23,null,null,null,null,null,null,null,"n91",null,null,"27.32.13","8544 49 95"]
[748,null,"STEROWNICZE","S54492",5902956024350,"BiT 500®","5G2,5",null,"BITNER","KMT",1,24039,"PLN",0.23,null,null,null,null,null,null,null,"n91",null,null,"27.32.13","8544 49 95"]
[749,null,"STEROWNICZE","S54493",5902956024367,"BiT 500®","5x2,5",null,"BITNER","KMT",1,26450,"PLN",0.23,null,null,null,null,null,null,null,"n91",null,null,"27.32.13","8544 49 95"]
[750,null,"STEROWNICZE","S54495",5902956024398,"BiT 500®","7G2,5",null,"BITNER","KMT",1,32968,"PLN",0.23,null,null,null,null,null,null,null,"n91",null,null,"27.32.13","8544 49 95"]
[751,null,"STEROWNICZE","S54496",5902956024404,"BiT 500®","7x2,5",null,"BITNER","KMT",1,36254,"PLN",0.23,null,null,null,null,null,null,null,"n91",null,null,"27.32.13","8544 49 95"]
[752,null,"STEROWNICZE","S54498",5902956024411,"BiT 500®","10G2,5",null,"BITNER","KMT",1,48474,"PLN",0.23,null,null,null,null,null,null,null,"n91",null,null,"27.32.13","8544 49 95"]
[753,null,"STEROWNICZE","S54499",5902956024428,"BiT 500®","12G2,5",null,"BITNER","KMT",1,56650,"PLN",0.23,null,null,null,null,null,null,null,"n91",null,null,"27.32.13","8544 49 95"]
[754,null,"STEROWNICZE","S54500",5902956024435,"BiT 500®","12x2,5",null,"BITNER","KMT",1,62316,"PLN",0.23,null,null,null,null,null,null,null,"n91",null,null,"27.32.13","8544 49 95"]
[755,null,"STEROWNICZE","S54550",5902956024442,"BiT 500®","14G2,5",null,"BITNER","KMT",1,66027,"PLN",0.23,null,null,null,null,null,null,null,"n91",null,null,"27.32.13","8544 49 95"]
[756,null,"STEROWNICZE","S54551",5902956024459,"BiT 500®","16G2,5",null,"BITNER","KMT",1,75254,"PLN",0.23,null,null,null,null,null,null,null,"n91",null,null,"27.32.13","8544 49 95"]
[757,null,"STEROWNICZE","S54552",5902956024466,"BiT 500®","18G2,5",null,"BITNER","KMT",1,84697,"PLN",0.23,null,null,null,null,null,null,null,"n91",null,null,"27.32.13","8544 49 95"]
[758,null,"STEROWNICZE","S54553",5902956024473,"BiT 500®","21G2,5",null,"BITNER","KMT",1,98039,"PLN",0.23,null,null,null,null,null,null,null,"n91",null,null,"27.32.13","8544 49 95"]
[759,null,"STEROWNICZE","S54554",5902956024480,"BiT 500®","25G2,5",null,"BITNER","KMT",1,117257,"PLN",0.23,null,null,null,null,null,null,null,"n91",null,null,"27.32.13","8544 49 95"]
[760,null,"STEROWNICZE","S54555",5902956024497,"BiT 500®","30G2,5",null,"BITNER","KMT",1,138839,"PLN",0.23,null,null,null,null,null,null,null,"n91",null,null,"27.32.13","8544 49 95"]
[761,null,"STEROWNICZE","S54556",5902956024503,"BiT 500®","34G2,5",null,"BITNER","KMT",1,158593,"PLN",0.23,null,null,null,null,null,null,null,"n91",null,null,"27.32.13","8544 49 95"]
[762,null,"STEROWNICZE","S54557",5902956024510,"BiT 500®","37G2,5",null,"BITNER","KMT",1,170852,"PLN",0.23,null,null,null,null,null,null,null,"n91",null,null,"27.32.13","8544 49 95"]
[763,null,"STEROWNICZE","S54558",5902956024527,"BiT 500®","42G2,5",null,"BITNER","KMT",1,194698,"PLN",0.23,null,null,null,null,null,null,null,"n91",null,null,"27.32.13","8544 49 95"]
[764,null,"STEROWNICZE","S54559",5902956024534,"BiT 500®","50G2,5",null,"BITNER","KMT",1,230272,"PLN",0.23,null,null,null,null,null,null,null,"n91",null,null,"27.32.13","8544 49 95"]
[765,null,"STEROWNICZE","S54560",5902956024541,"BiT 500®","2x4,0",null,"BITNER","KMT",1,16984,"PLN",0.23,null,null,null,null,null,null,null,"n91",null,null,"27.32.13","8544 49 95"]
[766,null,"STEROWNICZE","S54561",5902956024558,"BiT 500®","3G4,0",null,"BITNER","KMT",1,24422,"PLN",0.23,null,null,null,null,null,null,null,"n91",null,null,"27.32.13","8544 49 95"]
[767,null,"STEROWNICZE","S54562",5902956024565,"BiT 500®","3x4,0",null,"BITNER","KMT",1,26863,"PLN",0.23,null,null,null,null,null,null,null,"n91",null,null,"27.32.13","8544 49 95"]
[768,null,"STEROWNICZE","S54563",5902956024572,"BiT 500®","4G4,0",null,"BITNER","KMT",1,32155,"PLN",0.23,null,null,null,null,null,null,null,"n91",null,null,"27.32.13","8544 49 95"]
[769,null,"STEROWNICZE","S54564",5902956024589,"BiT 500®","5G4,0",null,"BITNER","KMT",1,39861,"PLN",0.23,null,null,null,null,null,null,null,"n91",null,null,"27.32.13","8544 49 95"]
[770,null,"STEROWNICZE","S54565",5902956024596,"BiT 500®","7G4,0",null,"BITNER","KMT",1,55142,"PLN",0.23,null,null,null,null,null,null,null,"n91",null,null,"27.32.13","8544 49 95"]
[771,null,"STEROWNICZE","S54566",5902956024602,"BiT 500®","10G4,0",null,"BITNER","KMT",1,81168,"PLN",0.23,null,null,null,null,null,null,null,"n91",null,null,"27.32.13","8544 49 95"]
[772,null,"STEROWNICZE","S54567",5902956024619,"BiT 500®","12G4,0",null,"BITNER","KMT",1,95283,"PLN",0.23,null,null,null,null,null,null,null,"n91",null,null,"27.32.13","8544 49 95"]
[773,null,"STEROWNICZE","S54568",5902956024626,"BiT 500®","2x2x0,5",null,"BITNER","KMT",1,5114,"PLN",0.23,null,null,null,null,null,null,null,"n91",null,null,"27.32.13","8544 49 95"]
[774,null,"STEROWNICZE","S54569",5902956024633,"BiT 500®","3x2x0,5",null,"BITNER","KMT",1,6988,"PLN",0.23,null,null,null,null,null,null,null,"n91",null,null,"27.32.13","8544 49 95"]
[775,null,"STEROWNICZE","S54570",5902956024640,"BiT 500®","4x2x0,5",null,"BITNER","KMT",1,9236,"PLN",0.23,null,null,null,null,null,null,null,"n91",null,null,"27.32.13","8544 49 95"]
[776,null,"STEROWNICZE","S54571",5902956024657,"BiT 500®","5x2x0,5",null,"BITNER","KMT",1,11557,"PLN",0.23,null,null,null,null,null,null,null,"n91",null,null,"27.32.13","8544 49 95"]
[777,null,"STEROWNICZE","S54572",5902956024664,"BiT 500®","6x2x0,5",null,"BITNER","KMT",1,13394,"PLN",0.23,null,null,null,null,null,null,null,"n91",null,null,"27.32.13","8544 49 95"]
[778,null,"STEROWNICZE","S54573",5902956024671,"BiT 500®","7x2x0,5",null,"BITNER","KMT",1,15746,"PLN",0.23,null,null,null,null,null,null,null,"n91",null,null,"27.32.13","8544 49 95"]
[779,null,"STEROWNICZE","S54574",5902956024688,"BiT 500®","8x2x0,5",null,"BITNER","KMT",1,17843,"PLN",0.23,null,null,null,null,null,null,null,"n91",null,null,"27.32.13","8544 49 95"]
[780,null,"STEROWNICZE","S54575",5902956024695,"BiT 500®","10x2x0,5",null,"BITNER","KMT",1,21523,"PLN",0.23,null,null,null,null,null,null,null,"n91",null,null,"27.32.13","8544 49 95"]
[781,null,"STEROWNICZE","S54576",5902956024701,"BiT 500®","12x2x0,5",null,"BITNER","KMT",1,25748,"PLN",0.23,null,null,null,null,null,null,null,"n91",null,null,"27.32.13","8544 49 95"]
[782,null,"STEROWNICZE","S54577",5902956024718,"BiT 500®","14x2x0,5",null,"BITNER","KMT",1,29407,"PLN",0.23,null,null,null,null,null,null,null,"n91",null,null,"27.32.13","8544 49 95"]
[783,null,"STEROWNICZE","S54578",5902956024725,"BiT 500®","16x2x0,5",null,"BITNER","KMT",1,34073,"PLN",0.23,null,null,null,null,null,null,null,"n91",null,null,"27.32.13","8544 49 95"]
[784,null,"STEROWNICZE","S54579",5902956024732,"BiT 500®","18x2x0,5",null,"BITNER","KMT",1,37888,"PLN",0.23,null,null,null,null,null,null,null,"n91",null,null,"27.32.13","8544 49 95"]
[785,null,"STEROWNICZE","S54580",5902956024749,"BiT 500®","20x2x0,5",null,"BITNER","KMT",1,41854,"PLN",0.23,null,null,null,null,null,null,null,"n91",null,null,"27.32.13","8544 49 95"]
[786,null,"STEROWNICZE","S54581",5902956024756,"BiT 500®","24x2x0,5",null,"BITNER","KMT",1,49923,"PLN",0.23,null,null,null,null,null,null,null,"n91",null,null,"27.32.13","8544 49 95"]
[787,null,"STEROWNICZE","S54582",5902956024763,"BiT 500®","2x2x0,75",null,"BITNER","KMT",1,7047,"PLN",0.23,null,null,null,null,null,null,null,"n91",null,null,"27.32.13","8544 49 95"]
[788,null,"STEROWNICZE","S54583",5902956024770,"BiT 500®","3x2x0,75",null,"BITNER","KMT",1,10005,"PLN",0.23,null,null,null,null,null,null,null,"n91",null,null,"27.32.13","8544 49 95"]
[789,null,"STEROWNICZE","S54584",5902956024787,"BiT 500®","4x2x0,75",null,"BITNER","KMT",1,13051,"PLN",0.23,null,null,null,null,null,null,null,"n91",null,null,"27.32.13","8544 49 95"]
[790,null,"STEROWNICZE","S54585",5902956024794,"BiT 500®","5x2x0,75",null,"BITNER","KMT",1,16335,"PLN",0.23,null,null,null,null,null,null,null,"n91",null,null,"27.32.13","8544 49 95"]
[791,null,"STEROWNICZE","S54586",5902956024800,"BiT 500®","6x2x0,75",null,"BITNER","KMT",1,18821,"PLN",0.23,null,null,null,null,null,null,null,"n91",null,null,"27.32.13","8544 49 95"]
[792,null,"STEROWNICZE","S54587",5902956024817,"BiT 500®","7x2x0,75",null,"BITNER","KMT",1,21911,"PLN",0.23,null,null,null,null,null,null,null,"n91",null,null,"27.32.13","8544 49 95"]
[793,null,"STEROWNICZE","S54588",5902956024824,"BiT 500®","8x2x0,75",null,"BITNER","KMT",1,25055,"PLN",0.23,null,null,null,null,null,null,null,"n91",null,null,"27.32.13","8544 49 95"]
[794,null,"STEROWNICZE","S54589",5902956024831,"BiT 500®","10x2x0,75",null,"BITNER","KMT",1,30496,"PLN",0.23,null,null,null,null,null,null,null,"n91",null,null,"27.32.13","8544 49 95"]
[795,null,"STEROWNICZE","S54590",5902956024848,"BiT 500®","12x2x0,75",null,"BITNER","KMT",1,36708,"PLN",0.23,null,null,null,null,null,null,null,"n91",null,null,"27.32.13","8544 49 95"]
[796,null,"STEROWNICZE","S54591",5902956024855,"BiT 500®","14x2x0,75",null,"BITNER","KMT",1,42562,"PLN",0.23,null,null,null,null,null,null,null,"n91",null,null,"27.32.13","8544 49 95"]
[797,null,"STEROWNICZE","S54592",5902956024862,"BiT 500®","16x2x0,75",null,"BITNER","KMT",1,48908,"PLN",0.23,null,null,null,null,null,null,null,"n91",null,null,"27.32.13","8544 49 95"]
[798,null,"STEROWNICZE","S54593",5902956024879,"BiT 500®","18x2x0,75",null,"BITNER","KMT",1,54493,"PLN",0.23,null,null,null,null,null,null,null,"n91",null,null,"27.32.13","8544 49 95"]
[799,null,"STEROWNICZE","S54594",5902956024886,"BiT 500®","20x2x0,75",null,"BITNER","KMT",1,60249,"PLN",0.23,null,null,null,null,null,null,null,"n91",null,null,"27.32.13","8544 49 95"]
[800,null,"STEROWNICZE","S54595",5902956024893,"BiT 500®","24x2x0,75",null,"BITNER","KMT",1,71664,"PLN",0.23,null,null,null,null,null,null,null,"n91",null,null,"27.32.13","8544 49 95"]
[801,null,"STEROWNICZE","S54596",5902956024909,"BiT 500®","2x2x1,0",null,"BITNER","KMT",1,8989,"PLN",0.23,null,null,null,null,null,null,null,"n91",null,null,"27.32.13","8544 49 95"]
[802,null,"STEROWNICZE","S54597",5902956024916,"BiT 500®","3x2x1,0",null,"BITNER","KMT",1,12849,"PLN",0.23,null,null,null,null,null,null,null,"n91",null,null,"27.32.13","8544 49 95"]
[803,null,"STEROWNICZE","S54598",5902956024923,"BiT 500®","4x2x1,0",null,"BITNER","KMT",1,16820,"PLN",0.23,null,null,null,null,null,null,null,"n91",null,null,"27.32.13","8544 49 95"]
[804,null,"STEROWNICZE","S54599",5902956024930,"BiT 500®","5x2x1,0",null,"BITNER","KMT",1,20740,"PLN",0.23,null,null,null,null,null,null,null,"n91",null,null,"27.32.13","8544 49 95"]
[805,null,"STEROWNICZE","S54600",5902956024947,"BiT 500®","6x2x1,0",null,"BITNER","KMT",1,24315,"PLN",0.23,null,null,null,null,null,null,null,"n91",null,null,"27.32.13","8544 49 95"]
[806,null,"STEROWNICZE","S54601",5902956024954,"BiT 500®","7x2x1,0",null,"BITNER","KMT",1,28490,"PLN",0.23,null,null,null,null,null,null,null,"n91",null,null,"27.32.13","8544 49 95"]
[807,null,"STEROWNICZE","S54602",5902956024961,"BiT 500®","8x2x1,0",null,"BITNER","KMT",1,31901,"PLN",0.23,null,null,null,null,null,null,null,"n91",null,null,"27.32.13","8544 49 95"]
[808,null,"STEROWNICZE","S54603",5902956024978,"BiT 500®","10x2x1,0",null,"BITNER","KMT",1,39485,"PLN",0.23,null,null,null,null,null,null,null,"n91",null,null,"27.32.13","8544 49 95"]
[809,null,"STEROWNICZE","S54604",5902956024985,"BiT 500®","12x2x1,0",null,"BITNER","KMT",1,47504,"PLN",0.23,null,null,null,null,null,null,null,"n91",null,null,"27.32.13","8544 49 95"]
[810,null,"STEROWNICZE","S54605",5902956024992,"BiT 500®","14x2x1,0",null,"BITNER","KMT",1,55380,"PLN",0.23,null,null,null,null,null,null,null,"n91",null,null,"27.32.13","8544 49 95"]
[811,null,"STEROWNICZE","S54606",5902956025005,"BiT 500®","16x2x1,0",null,"BITNER","KMT",1,63296,"PLN",0.23,null,null,null,null,null,null,null,"n91",null,null,"27.32.13","8544 49 95"]
[812,null,"STEROWNICZE","S54607",5902956025012,"BiT 500®","18x2x1,0",null,"BITNER","KMT",1,70641,"PLN",0.23,null,null,null,null,null,null,null,"n91",null,null,"27.32.13","8544 49 95"]
[813,null,"STEROWNICZE","S54608",5902956025029,"BiT 500®","20x2x1,0",null,"BITNER","KMT",1,78181,"PLN",0.23,null,null,null,null,null,null,null,"n91",null,null,"27.32.13","8544 49 95"]
[814,null,"STEROWNICZE","S54609",5902956025036,"BiT 500®","24x2x1,0",null,"BITNER","KMT",1,93410,"PLN",0.23,null,null,null,null,null,null,null,"n91",null,null,"27.32.13","8544 49 95"]
[815,null,"STEROWNICZE","S54610",5902956025043,"BiT 500®","2x2x1,5",null,"BITNER","KMT",1,12901,"PLN",0.23,null,null,null,null,null,null,null,"n91",null,null,"27.32.13","8544 49 95"]
[816,null,"STEROWNICZE","S54611",5902956025050,"BiT 500®","3x2x1,5",null,"BITNER","KMT",1,18283,"PLN",0.23,null,null,null,null,null,null,null,"n91",null,null,"27.32.13","8544 49 95"]
[817,null,"STEROWNICZE","S54612",5902956025067,"BiT 500®","4x2x1,5",null,"BITNER","KMT",1,23471,"PLN",0.23,null,null,null,null,null,null,null,"n91",null,null,"27.32.13","8544 49 95"]
[818,null,"STEROWNICZE","S54613",5902956025074,"BiT 500®","5x2x1,5",null,"BITNER","KMT",1,29594,"PLN",0.23,null,null,null,null,null,null,null,"n91",null,null,"27.32.13","8544 49 95"]
[819,null,"STEROWNICZE","S54614",5902956025081,"BiT 500®","6x2x1,5",null,"BITNER","KMT",1,34223,"PLN",0.23,null,null,null,null,null,null,null,"n91",null,null,"27.32.13","8544 49 95"]
[820,null,"STEROWNICZE","S54615",5902956025098,"BiT 500®","7x2x1,5",null,"BITNER","KMT",1,40285,"PLN",0.23,null,null,null,null,null,null,null,"n91",null,null,"27.32.13","8544 49 95"]
[821,null,"STEROWNICZE","S54616",5902956025104,"BiT 500®","8x2x1,5",null,"BITNER","KMT",1,45772,"PLN",0.23,null,null,null,null,null,null,null,"n91",null,null,"27.32.13","8544 49 95"]
[822,null,"STEROWNICZE","S54617",5902956025111,"BiT 500®","10x2x1,5",null,"BITNER","KMT",1,56918,"PLN",0.23,null,null,null,null,null,null,null,"n91",null,null,"27.32.13","8544 49 95"]
[823,null,"STEROWNICZE","S54618",5902956025128,"BiT 500®","12x2x1,5",null,"BITNER","KMT",1,67849,"PLN",0.23,null,null,null,null,null,null,null,"n91",null,null,"27.32.13","8544 49 95"]
[824,null,"STEROWNICZE","S54619",5902956025135,"BiT 500®","14x2x1,5",null,"BITNER","KMT",1,78785,"PLN",0.23,null,null,null,null,null,null,null,"n91",null,null,"27.32.13","8544 49 95"]
[825,null,"STEROWNICZE","S54620",5902956025142,"BiT 500®","16x2x1,5",null,"BITNER","KMT",1,90411,"PLN",0.23,null,null,null,null,null,null,null,"n91",null,null,"27.32.13","8544 49 95"]
[826,null,"STEROWNICZE","S54621",5902956025159,"BiT 500®","18x2x1,5",null,"BITNER","KMT",1,100952,"PLN",0.23,null,null,null,null,null,null,null,"n91",null,null,"27.32.13","8544 49 95"]
[827,null,"STEROWNICZE","S54622",5902956025166,"BiT 500®","20x2x1,5",null,"BITNER","KMT",1,112448,"PLN",0.23,null,null,null,null,null,null,null,"n91",null,null,"27.32.13","8544 49 95"]
[828,null,"STEROWNICZE","S54623",5902956025173,"BiT 500®","24x2x1,5",null,"BITNER","KMT",1,133964,"PLN",0.23,null,null,null,null,null,null,null,"n91",null,null,"27.32.13","8544 49 95"]
[829,null,"STEROWNICZE","S54624",5902956025180,"BiT 500®","2x2x2,5",null,"BITNER","KMT",1,20194,"PLN",0.23,null,null,null,null,null,null,null,"n91",null,null,"27.32.13","8544 49 95"]
[830,null,"STEROWNICZE","S54625",5902956025197,"BiT 500®","3x2x2,5",null,"BITNER","KMT",1,28915,"PLN",0.23,null,null,null,null,null,null,null,"n91",null,null,"27.32.13","8544 49 95"]
[831,null,"STEROWNICZE","S54626",5902956025203,"BiT 500®","4x2x2,5",null,"BITNER","KMT",1,37493,"PLN",0.23,null,null,null,null,null,null,null,"n91",null,null,"27.32.13","8544 49 95"]
[832,null,"STEROWNICZE","S54627",5902956025210,"BiT 500®","5x2x2,5",null,"BITNER","KMT",1,47415,"PLN",0.23,null,null,null,null,null,null,null,"n91",null,null,"27.32.13","8544 49 95"]
[833,null,"STEROWNICZE","S54628",5902956025227,"BiT 500®","6x2x2,5",null,"BITNER","KMT",1,55813,"PLN",0.23,null,null,null,null,null,null,null,"n91",null,null,"27.32.13","8544 49 95"]
[834,null,"STEROWNICZE","S54629",5902956025234,"BiT 500®","7x2x2,5",null,"BITNER","KMT",1,65288,"PLN",0.23,null,null,null,null,null,null,null,"n91",null,null,"27.32.13","8544 49 95"]
[835,null,"STEROWNICZE","S54630",5902956025241,"BiT 500®","8x2x2,5",null,"BITNER","KMT",1,74262,"PLN",0.23,null,null,null,null,null,null,null,"n91",null,null,"27.32.13","8544 49 95"]
[836,null,"STEROWNICZE","S54631",5902956025258,"BiT 500®","10x2x2,5",null,"BITNER","KMT",1,92432,"PLN",0.23,null,null,null,null,null,null,null,"n91",null,null,"27.32.13","8544 49 95"]
[837,null,"STEROWNICZE","S54632",5902956025265,"BiT 500®","12x2x2,5",null,"BITNER","KMT",1,110350,"PLN",0.23,null,null,null,null,null,null,null,"n91",null,null,"27.32.13","8544 49 95"]
[838,null,"STEROWNICZE","S54633",5902956025272,"BiT 500®","14x2x2,5",null,"BITNER","KMT",1,128925,"PLN",0.23,null,null,null,null,null,null,null,"n91",null,null,"27.32.13","8544 49 95"]
[839,null,"STEROWNICZE","S54634",5902956025289,"BiT 500®","16x2x2,5",null,"BITNER","KMT",1,147448,"PLN",0.23,null,null,null,null,null,null,null,"n91",null,null,"27.32.13","8544 49 95"]
[840,null,"STEROWNICZE","SB4020",5902956025296,"BiT 500®C","2x0,5",null,"BITNER","KMT",1,5040,"PLN",0.23,null,null,null,null,null,null,null,"n91",null,null,"27.32.13","8544 49 95"]
[841,null,"STEROWNICZE","SB4021",5902956025302,"BiT 500®C","3G0,5",null,"BITNER","KMT",1,6019,"PLN",0.23,null,null,null,null,null,null,null,"n91",null,null,"27.32.13","8544 49 95"]
[842,null,"STEROWNICZE","SB4022",5902956025319,"BiT 500®C","3x0,5",null,"BITNER","KMT",1,6606,"PLN",0.23,null,null,null,null,null,null,null,"n91",null,null,"27.32.13","8544 49 95"]
[843,null,"STEROWNICZE","SB4023",5902956025326,"BiT 500®C","4G0,5",null,"BITNER","KMT",1,7244,"PLN",0.23,null,null,null,null,null,null,null,"n91",null,null,"27.32.13","8544 49 95"]
[844,null,"STEROWNICZE","SB4024",5902956025333,"BiT 500®C","4x0,5",null,"BITNER","KMT",1,7952,"PLN",0.23,null,null,null,null,null,null,null,"n91",null,null,"27.32.13","8544 49 95"]
[845,null,"STEROWNICZE","SB4025",5902956025340,"BiT 500®C","5G0,5",null,"BITNER","KMT",1,8765,"PLN",0.23,null,null,null,null,null,null,null,"n91",null,null,"27.32.13","8544 49 95"]
[846,null,"STEROWNICZE","SB4026",5902956025357,"BiT 500®C","5x0,5",null,"BITNER","KMT",1,9639,"PLN",0.23,null,null,null,null,null,null,null,"n91",null,null,"27.32.13","8544 49 95"]
[847,null,"STEROWNICZE","SB4027",5902956025364,"BiT 500®C","6G0,5",null,"BITNER","KMT",1,10243,"PLN",0.23,null,null,null,null,null,null,null,"n91",null,null,"27.32.13","8544 49 95"]
[848,null,"STEROWNICZE","SB4028",5902956025371,"BiT 500®C","7G0,5",null,"BITNER","KMT",1,11222,"PLN",0.23,null,null,null,null,null,null,null,"n91",null,null,"27.32.13","8544 49 95"]
[849,null,"STEROWNICZE","SB4029",5902956025388,"BiT 500®C","7x0,5",null,"BITNER","KMT",1,12355,"PLN",0.23,null,null,null,null,null,null,null,"n91",null,null,"27.32.13","8544 49 95"]
[850,null,"STEROWNICZE","SB4030",5902956025395,"BiT 500®C","8G0,5",null,"BITNER","KMT",1,14723,"PLN",0.23,null,null,null,null,null,null,null,"n91",null,null,"27.32.13","8544 49 95"]
[851,null,"STEROWNICZE","SB4031",5902956025401,"BiT 500®C","8x0,5",null,"BITNER","KMT",1,16202,"PLN",0.23,null,null,null,null,null,null,null,"n91",null,null,"27.32.13","8544 49 95"]
[852,null,"STEROWNICZE","SB4032",5902956025418,"BiT 500®C","10G0,5",null,"BITNER","KMT",1,18344,"PLN",0.23,null,null,null,null,null,null,null,"n91",null,null,"27.32.13","8544 49 95"]
[853,null,"STEROWNICZE","SB4033",5902956025425,"BiT 500®C","12G0,5",null,"BITNER","KMT",1,19986,"PLN",0.23,null,null,null,null,null,null,null,"n91",null,null,"27.32.13","8544 49 95"]
[854,null,"STEROWNICZE","SB4034",5902956025432,"BiT 500®C","12x0,5",null,"BITNER","KMT",1,21994,"PLN",0.23,null,null,null,null,null,null,null,"n91",null,null,"27.32.13","8544 49 95"]
[855,null,"STEROWNICZE","SB4035",5902956025449,"BiT 500®C","14G0,5",null,"BITNER","KMT",1,22458,"PLN",0.23,null,null,null,null,null,null,null,"n91",null,null,"27.32.13","8544 49 95"]
[856,null,"STEROWNICZE","SB4036",5902956025456,"BiT 500®C","16G0,5",null,"BITNER","KMT",1,25085,"PLN",0.23,null,null,null,null,null,null,null,"n91",null,null,"27.32.13","8544 49 95"]
[857,null,"STEROWNICZE","SB4037",5902956025463,"BiT 500®C","18G0,5",null,"BITNER","KMT",1,28087,"PLN",0.23,null,null,null,null,null,null,null,"n91",null,null,"27.32.13","8544 49 95"]
[858,null,"STEROWNICZE","SB4038",5902956025470,"BiT 500®C","19G0,5",null,"BITNER","KMT",1,28989,"PLN",0.23,null,null,null,null,null,null,null,"n91",null,null,"27.32.13","8544 49 95"]
[859,null,"STEROWNICZE","SB4039",5902956025487,"BiT 500®C","21G0,5",null,"BITNER","KMT",1,30975,"PLN",0.23,null,null,null,null,null,null,null,"n91",null,null,"27.32.13","8544 49 95"]
[860,null,"STEROWNICZE","SB4040",5902956025494,"BiT 500®C","25G0,5",null,"BITNER","KMT",1,36814,"PLN",0.23,null,null,null,null,null,null,null,"n91",null,null,"27.32.13","8544 49 95"]
[861,null,"STEROWNICZE","SB4041",5902956025500,"BiT 500®C","27G0,5",null,"BITNER","KMT",1,38672,"PLN",0.23,null,null,null,null,null,null,null,"n91",null,null,"27.32.13","8544 49 95"]
[862,null,"STEROWNICZE","SB4042",5902956025517,"BiT 500®C","30G0,5",null,"BITNER","KMT",1,42107,"PLN",0.23,null,null,null,null,null,null,null,"n91",null,null,"27.32.13","8544 49 95"]
[863,null,"STEROWNICZE","SB4043",5902956025524,"BiT 500®C","34G0,5",null,"BITNER","KMT",1,47489,"PLN",0.23,null,null,null,null,null,null,null,"n91",null,null,"27.32.13","8544 49 95"]
[864,null,"STEROWNICZE","SB4044",5902956025531,"BiT 500®C","37G0,5",null,"BITNER","KMT",1,50282,"PLN",0.23,null,null,null,null,null,null,null,"n91",null,null,"27.32.13","8544 49 95"]
[865,null,"STEROWNICZE","SB4045",5902956025548,"BiT 500®C","40G0,5",null,"BITNER","KMT",1,54306,"PLN",0.23,null,null,null,null,null,null,null,"n91",null,null,"27.32.13","8544 49 95"]
[866,null,"STEROWNICZE","SB4046",5902956025555,"BiT 500®C","42G0,5",null,"BITNER","KMT",1,57779,"PLN",0.23,null,null,null,null,null,null,null,"n91",null,null,"27.32.13","8544 49 95"]
[867,null,"STEROWNICZE","SB4047",5902956025562,"BiT 500®C","50G0,5",null,"BITNER","KMT",1,66810,"PLN",0.23,null,null,null,null,null,null,null,"n91",null,null,"27.32.13","8544 49 95"]
[868,null,"STEROWNICZE","SB4048",5902956025579,"BiT 500®C","56G0,5",null,"BITNER","KMT",1,73329,"PLN",0.23,null,null,null,null,null,null,null,"n91",null,null,"27.32.13","8544 49 95"]
[869,null,"STEROWNICZE","SB4049",5902956025586,"BiT 500®C","61G0,5",null,"BITNER","KMT",1,79069,"PLN",0.23,null,null,null,null,null,null,null,"n91",null,null,"27.32.13","8544 49 95"]
[870,null,"STEROWNICZE","SB4050",5902956025593,"BiT 500®C","2x0,75",null,"BITNER","KMT",1,6061,"PLN",0.23,null,null,null,null,null,null,null,"n91",null,null,"27.32.13","8544 49 95"]
[871,null,"STEROWNICZE","SB4051",5902956025609,"BiT 500®C","3G0,75",null,"BITNER","KMT",1,7622,"PLN",0.23,null,null,null,null,null,null,null,"n91",null,null,"27.32.13","8544 49 95"]
[872,null,"STEROWNICZE","SB4052",5902956025616,"BiT 500®C","3x0,75",null,"BITNER","KMT",1,8392,"PLN",0.23,null,null,null,null,null,null,null,"n91",null,null,"27.32.13","8544 49 95"]
[873,null,"STEROWNICZE","SB4053",5902956025623,"BiT 500®C","4G0,75",null,"BITNER","KMT",1,9579,"PLN",0.23,null,null,null,null,null,null,null,"n91",null,null,"27.32.13","8544 49 95"]
[874,null,"STEROWNICZE","SB4054",5902956025630,"BiT 500®C","4x0,75",null,"BITNER","KMT",1,10543,"PLN",0.23,null,null,null,null,null,null,null,"n91",null,null,"27.32.13","8544 49 95"]
[875,null,"STEROWNICZE","SB4055",5902956025647,"BiT 500®C","5G0,75",null,"BITNER","KMT",1,11602,"PLN",0.23,null,null,null,null,null,null,null,"n91",null,null,"27.32.13","8544 49 95"]
[876,null,"STEROWNICZE","SB4056",5902956025654,"BiT 500®C","5x0,75",null,"BITNER","KMT",1,12760,"PLN",0.23,null,null,null,null,null,null,null,"n91",null,null,"27.32.13","8544 49 95"]
[877,null,"STEROWNICZE","SB4057",5902956025661,"BiT 500®C","6G0,75",null,"BITNER","KMT",1,15462,"PLN",0.23,null,null,null,null,null,null,null,"n91",null,null,"27.32.13","8544 49 95"]
[878,null,"STEROWNICZE","SB4058",5902956025678,"BiT 500®C","6x0,75",null,"BITNER","KMT",1,17015,"PLN",0.23,null,null,null,null,null,null,null,"n91",null,null,"27.32.13","8544 49 95"]
[879,null,"STEROWNICZE","SB4059",5902956025685,"BiT 500®C","7G0,75",null,"BITNER","KMT",1,16865,"PLN",0.23,null,null,null,null,null,null,null,"n91",null,null,"27.32.13","8544 49 95"]
[880,null,"STEROWNICZE","SB4060",5902956025692,"BiT 500®C","7x0,75",null,"BITNER","KMT",1,18551,"PLN",0.23,null,null,null,null,null,null,null,"n91",null,null,"27.32.13","8544 49 95"]
[881,null,"STEROWNICZE","SB4061",5902956025708,"BiT 500®C","8G0,75",null,"BITNER","KMT",1,19337,"PLN",0.23,null,null,null,null,null,null,null,"n91",null,null,"27.32.13","8544 49 95"]
[882,null,"STEROWNICZE","SB4062",5902956025715,"BiT 500®C","8x0,75",null,"BITNER","KMT",1,21269,"PLN",0.23,null,null,null,null,null,null,null,"n91",null,null,"27.32.13","8544 49 95"]
[883,null,"STEROWNICZE","SB4063",5902956025722,"BiT 500®C","10G0,75",null,"BITNER","KMT",1,23755,"PLN",0.23,null,null,null,null,null,null,null,"n91",null,null,"27.32.13","8544 49 95"]
[884,null,"STEROWNICZE","SB4064",5902956025739,"BiT 500®C","12G0,75",null,"BITNER","KMT",1,26518,"PLN",0.23,null,null,null,null,null,null,null,"n91",null,null,"27.32.13","8544 49 95"]
[885,null,"STEROWNICZE","SB4065",5902956025746,"BiT 500®C","12x0,75",null,"BITNER","KMT",1,29169,"PLN",0.23,null,null,null,null,null,null,null,"n91",null,null,"27.32.13","8544 49 95"]
[886,null,"STEROWNICZE","SB4066",5902956025753,"BiT 500®C","14G0,75",null,"BITNER","KMT",1,32595,"PLN",0.23,null,null,null,null,null,null,null,"n91",null,null,"27.32.13","8544 49 95"]
[887,null,"STEROWNICZE","SB4067",5902956025760,"BiT 500®C","16G0,75",null,"BITNER","KMT",1,33238,"PLN",0.23,null,null,null,null,null,null,null,"n91",null,null,"27.32.13","8544 49 95"]
[888,null,"STEROWNICZE","SB4068",5902956025777,"BiT 500®C","18G0,75",null,"BITNER","KMT",1,36888,"PLN",0.23,null,null,null,null,null,null,null,"n91",null,null,"27.32.13","8544 49 95"]
[889,null,"STEROWNICZE","SB4069",5902956025784,"BiT 500®C","19G0,75",null,"BITNER","KMT",1,38247,"PLN",0.23,null,null,null,null,null,null,null,"n91",null,null,"27.32.13","8544 49 95"]
[890,null,"STEROWNICZE","SB4070",5902956025791,"BiT 500®C","21G0,75",null,"BITNER","KMT",1,41854,"PLN",0.23,null,null,null,null,null,null,null,"n91",null,null,"27.32.13","8544 49 95"]
[891,null,"STEROWNICZE","SB4071",5902956025807,"BiT 500®C","25G0,75",null,"BITNER","KMT",1,49619,"PLN",0.23,null,null,null,null,null,null,null,"n91",null,null,"27.32.13","8544 49 95"]
[892,null,"STEROWNICZE","SB4072",5902956025814,"BiT 500®C","27G0,75",null,"BITNER","KMT",1,52440,"PLN",0.23,null,null,null,null,null,null,null,"n91",null,null,"27.32.13","8544 49 95"]
[893,null,"STEROWNICZE","SB4073",5902956025821,"BiT 500®C","30G0,75",null,"BITNER","KMT",1,57822,"PLN",0.23,null,null,null,null,null,null,null,"n91",null,null,"27.32.13","8544 49 95"]
[894,null,"STEROWNICZE","SB4074",5902956025838,"BiT 500®C","34G0,75",null,"BITNER","KMT",1,65408,"PLN",0.23,null,null,null,null,null,null,null,"n91",null,null,"27.32.13","8544 49 95"]
[895,null,"STEROWNICZE","SB4075",5902956025845,"BiT 500®C","37G0,75",null,"BITNER","KMT",1,69632,"PLN",0.23,null,null,null,null,null,null,null,"n91",null,null,"27.32.13","8544 49 95"]
[896,null,"STEROWNICZE","SB4076",5902956025852,"BiT 500®C","40G0,75",null,"BITNER","KMT",1,74574,"PLN",0.23,null,null,null,null,null,null,null,"n91",null,null,"27.32.13","8544 49 95"]
[897,null,"STEROWNICZE","SB4077",5902956025869,"BiT 500®C","42G0,75",null,"BITNER","KMT",1,79451,"PLN",0.23,null,null,null,null,null,null,null,"n91",null,null,"27.32.13","8544 49 95"]
[898,null,"STEROWNICZE","SB4078",5902956025876,"BiT 500®C","50G0,75",null,"BITNER","KMT",1,92104,"PLN",0.23,null,null,null,null,null,null,null,"n91",null,null,"27.32.13","8544 49 95"]
[899,null,"STEROWNICZE","SB4079",5902956025883,"BiT 500®C","56G0,75",null,"BITNER","KMT",1,101571,"PLN",0.23,null,null,null,null,null,null,null,"n91",null,null,"27.32.13","8544 49 95"]
[900,null,"STEROWNICZE","SB4080",5902956025890,"BiT 500®C","61G0,75",null,"BITNER","KMT",1,109821,"PLN",0.23,null,null,null,null,null,null,null,"n91",null,null,"27.32.13","8544 49 95"]
[901,null,"STEROWNICZE","SB4081",5902956025906,"BiT 500®C","2x1,0",null,"BITNER","KMT",1,7183,"PLN",0.23,null,null,null,null,null,null,null,"n91",null,null,"27.32.13","8544 49 95"]
[902,null,"STEROWNICZE","SB4082",5902956025913,"BiT 500®C","3G1,0",null,"BITNER","KMT",1,9325,"PLN",0.23,null,null,null,null,null,null,null,"n91",null,null,"27.32.13","8544 49 95"]
[903,null,"STEROWNICZE","SB4083",5902956025920,"BiT 500®C","3x1,0",null,"BITNER","KMT",1,10243,"PLN",0.23,null,null,null,null,null,null,null,"n91",null,null,"27.32.13","8544 49 95"]
[904,null,"STEROWNICZE","SB4084",5902956025937,"BiT 500®C","4G1,0",null,"BITNER","KMT",1,11782,"PLN",0.23,null,null,null,null,null,null,null,"n91",null,null,"27.32.13","8544 49 95"]
[905,null,"STEROWNICZE","SB4085",5902956025944,"BiT 500®C","4x1,0",null,"BITNER","KMT",1,12962,"PLN",0.23,null,null,null,null,null,null,null,"n91",null,null,"27.32.13","8544 49 95"]
[906,null,"STEROWNICZE","SB4086",5902956025951,"BiT 500®C","5G1,0",null,"BITNER","KMT",1,15977,"PLN",0.23,null,null,null,null,null,null,null,"n91",null,null,"27.32.13","8544 49 95"]
[907,null,"STEROWNICZE","SB4087",5902956025968,"BiT 500®C","5x1,0",null,"BITNER","KMT",1,17575,"PLN",0.23,null,null,null,null,null,null,null,"n91",null,null,"27.32.13","8544 49 95"]
[908,null,"STEROWNICZE","SB4088",5902956025975,"BiT 500®C","6G1,0",null,"BITNER","KMT",1,18672,"PLN",0.23,null,null,null,null,null,null,null,"n91",null,null,"27.32.13","8544 49 95"]
[909,null,"STEROWNICZE","SB4089",5902956025982,"BiT 500®C","6x1,0",null,"BITNER","KMT",1,20545,"PLN",0.23,null,null,null,null,null,null,null,"n91",null,null,"27.32.13","8544 49 95"]
[910,null,"STEROWNICZE","SB4090",5902956025999,"BiT 500®C","7G1,0",null,"BITNER","KMT",1,20241,"PLN",0.23,null,null,null,null,null,null,null,"n91",null,null,"27.32.13","8544 49 95"]
[911,null,"STEROWNICZE","SB4091",5902956026002,"BiT 500®C","7x1,0",null,"BITNER","KMT",1,22263,"PLN",0.23,null,null,null,null,null,null,null,"n91",null,null,"27.32.13","8544 49 95"]
[912,null,"STEROWNICZE","SB4092",5902956026019,"BiT 500®C","8G1,0",null,"BITNER","KMT",1,23346,"PLN",0.23,null,null,null,null,null,null,null,"n91",null,null,"27.32.13","8544 49 95"]
[913,null,"STEROWNICZE","SB4093",5902956026026,"BiT 500®C","10G1,0",null,"BITNER","KMT",1,29348,"PLN",0.23,null,null,null,null,null,null,null,"n91",null,null,"27.32.13","8544 49 95"]
[914,null,"STEROWNICZE","SB4094",5902956026033,"BiT 500®C","10x1,0",null,"BITNER","KMT",1,32288,"PLN",0.23,null,null,null,null,null,null,null,"n91",null,null,"27.32.13","8544 49 95"]
[915,null,"STEROWNICZE","SB4095",5902956026040,"BiT 500®C","12G1,0",null,"BITNER","KMT",1,32365,"PLN",0.23,null,null,null,null,null,null,null,"n91",null,null,"27.32.13","8544 49 95"]
[916,null,"STEROWNICZE","SB4096",5902956026057,"BiT 500®C","12x1,0",null,"BITNER","KMT",1,35612,"PLN",0.23,null,null,null,null,null,null,null,"n91",null,null,"27.32.13","8544 49 95"]
[917,null,"STEROWNICZE","SB4097",5902956026064,"BiT 500®C","14G1,0",null,"BITNER","KMT",1,36724,"PLN",0.23,null,null,null,null,null,null,null,"n91",null,null,"27.32.13","8544 49 95"]
[918,null,"STEROWNICZE","SB4098",5902956026071,"BiT 500®C","16G1,0",null,"BITNER","KMT",1,41412,"PLN",0.23,null,null,null,null,null,null,null,"n91",null,null,"27.32.13","8544 49 95"]
[919,null,"STEROWNICZE","SB4099",5902956026088,"BiT 500®C","18G1,0",null,"BITNER","KMT",1,46154,"PLN",0.23,null,null,null,null,null,null,null,"n91",null,null,"27.32.13","8544 49 95"]
[920,null,"STEROWNICZE","SB4100",5902956026095,"BiT 500®C","18x1,0",null,"BITNER","KMT",1,50753,"PLN",0.23,null,null,null,null,null,null,null,"n91",null,null,"27.32.13","8544 49 95"]
[921,null,"STEROWNICZE","SB4101",5902956026101,"BiT 500®C","19G1,0",null,"BITNER","KMT",1,47929,"PLN",0.23,null,null,null,null,null,null,null,"n91",null,null,"27.32.13","8544 49 95"]
[922,null,"STEROWNICZE","SB4102",5902956026118,"BiT 500®C","21G1,0",null,"BITNER","KMT",1,52604,"PLN",0.23,null,null,null,null,null,null,null,"n91",null,null,"27.32.13","8544 49 95"]
[923,null,"STEROWNICZE","SB4103",5902956026125,"BiT 500®C","25G1,0",null,"BITNER","KMT",1,62727,"PLN",0.23,null,null,null,null,null,null,null,"n91",null,null,"27.32.13","8544 49 95"]
[924,null,"STEROWNICZE","SB4104",5902956026132,"BiT 500®C","27G1,0",null,"BITNER","KMT",1,66341,"PLN",0.23,null,null,null,null,null,null,null,"n91",null,null,"27.32.13","8544 49 95"]
[925,null,"STEROWNICZE","SB4105",5902956026149,"BiT 500®C","30G1,0",null,"BITNER","KMT",1,72889,"PLN",0.23,null,null,null,null,null,null,null,"n91",null,null,"27.32.13","8544 49 95"]
[926,null,"STEROWNICZE","SB4106",5902956026156,"BiT 500®C","34G1,0",null,"BITNER","KMT",1,82616,"PLN",0.23,null,null,null,null,null,null,null,"n91",null,null,"27.32.13","8544 49 95"]
[927,null,"STEROWNICZE","SB4107",5902956026163,"BiT 500®C","37G1,0",null,"BITNER","KMT",1,87998,"PLN",0.23,null,null,null,null,null,null,null,"n91",null,null,"27.32.13","8544 49 95"]
[928,null,"STEROWNICZE","SB4108",5902956026170,"BiT 500®C","40G1,0",null,"BITNER","KMT",1,94635,"PLN",0.23,null,null,null,null,null,null,null,"n91",null,null,"27.32.13","8544 49 95"]
[929,null,"STEROWNICZE","SB4109",5902956026187,"BiT 500®C","42G1,0",null,"BITNER","KMT",1,100227,"PLN",0.23,null,null,null,null,null,null,null,"n91",null,null,"27.32.13","8544 49 95"]
[930,null,"STEROWNICZE","SB4110",5902956026194,"BiT 500®C","50G1,0",null,"BITNER","KMT",1,117048,"PLN",0.23,null,null,null,null,null,null,null,"n91",null,null,"27.32.13","8544 49 95"]
[931,null,"STEROWNICZE","SB4111",5902956026200,"BiT 500®C","56G1,0",null,"BITNER","KMT",1,129246,"PLN",0.23,null,null,null,null,null,null,null,"n91",null,null,"27.32.13","8544 49 95"]
[932,null,"STEROWNICZE","SB4112",5902956026217,"BiT 500®C","61G1,0",null,"BITNER","KMT",1,139594,"PLN",0.23,null,null,null,null,null,null,null,"n91",null,null,"27.32.13","8544 49 95"]
[933,null,"STEROWNICZE","SB4113",5902956026224,"BiT 500®C","2x1,5",null,"BITNER","KMT",1,9652,"PLN",0.23,null,null,null,null,null,null,null,"n91",null,null,"27.32.13","8544 49 95"]
[934,null,"STEROWNICZE","SB4114",5902956026231,"BiT 500®C","3G1,5",null,"BITNER","KMT",1,12655,"PLN",0.23,null,null,null,null,null,null,null,"n91",null,null,"27.32.13","8544 49 95"]
[935,null,"STEROWNICZE","SB4115",5902956026248,"BiT 500®C","3x1,5",null,"BITNER","KMT",1,13923,"PLN",0.23,null,null,null,null,null,null,null,"n91",null,null,"27.32.13","8544 49 95"]
[936,null,"STEROWNICZE","SB4116",5902956026255,"BiT 500®C","4G1,5",null,"BITNER","KMT",1,17873,"PLN",0.23,null,null,null,null,null,null,null,"n91",null,null,"27.32.13","8544 49 95"]
[937,null,"STEROWNICZE","SB4117",5902956026262,"BiT 500®C","4x1,5",null,"BITNER","KMT",1,19665,"PLN",0.23,null,null,null,null,null,null,null,"n91",null,null,"27.32.13","8544 49 95"]
[938,null,"STEROWNICZE","SB4118",5902956026279,"BiT 500®C","5G1,5",null,"BITNER","KMT",1,21507,"PLN",0.23,null,null,null,null,null,null,null,"n91",null,null,"27.32.13","8544 49 95"]
[939,null,"STEROWNICZE","SB4119",5902956026286,"BiT 500®C","5x1,5",null,"BITNER","KMT",1,23652,"PLN",0.23,null,null,null,null,null,null,null,"n91",null,null,"27.32.13","8544 49 95"]
[940,null,"STEROWNICZE","SB4120",5902956026293,"BiT 500®C","6G1,5",null,"BITNER","KMT",1,25191,"PLN",0.23,null,null,null,null,null,null,null,"n91",null,null,"27.32.13","8544 49 95"]
[941,null,"STEROWNICZE","SB4121",5902956026309,"BiT 500®C","6x1,5",null,"BITNER","KMT",1,27705,"PLN",0.23,null,null,null,null,null,null,null,"n91",null,null,"27.32.13","8544 49 95"]
[942,null,"STEROWNICZE","SB4122",5902956026316,"BiT 500®C","7G1,5",null,"BITNER","KMT",1,27839,"PLN",0.23,null,null,null,null,null,null,null,"n91",null,null,"27.32.13","8544 49 95"]
[943,null,"STEROWNICZE","SB4123",5902956026323,"BiT 500®C","7x1,5",null,"BITNER","KMT",1,30618,"PLN",0.23,null,null,null,null,null,null,null,"n91",null,null,"27.32.13","8544 49 95"]
[944,null,"STEROWNICZE","SB4124",5902956026330,"BiT 500®C","8G1,5",null,"BITNER","KMT",1,31177,"PLN",0.23,null,null,null,null,null,null,null,"n91",null,null,"27.32.13","8544 49 95"]
[945,null,"STEROWNICZE","SB4125",5902956026347,"BiT 500®C","10G1,5",null,"BITNER","KMT",1,39076,"PLN",0.23,null,null,null,null,null,null,null,"n91",null,null,"27.32.13","8544 49 95"]
[946,null,"STEROWNICZE","SB4126",5902956026354,"BiT 500®C","10x1,5",null,"BITNER","KMT",1,42979,"PLN",0.23,null,null,null,null,null,null,null,"n91",null,null,"27.32.13","8544 49 95"]
[947,null,"STEROWNICZE","SB4127",5902956026361,"BiT 500®C","12G1,5",null,"BITNER","KMT",1,44323,"PLN",0.23,null,null,null,null,null,null,null,"n91",null,null,"27.32.13","8544 49 95"]
[948,null,"STEROWNICZE","SB4128",5902956026378,"BiT 500®C","12x1,5",null,"BITNER","KMT",1,48743,"PLN",0.23,null,null,null,null,null,null,null,"n91",null,null,"27.32.13","8544 49 95"]
[949,null,"STEROWNICZE","SB4129",5902956026385,"BiT 500®C","14G1,5",null,"BITNER","KMT",1,50737,"PLN",0.23,null,null,null,null,null,null,null,"n91",null,null,"27.32.13","8544 49 95"]
[950,null,"STEROWNICZE","SB4130",5902956026392,"BiT 500®C","16G1,5",null,"BITNER","KMT",1,57187,"PLN",0.23,null,null,null,null,null,null,null,"n91",null,null,"27.32.13","8544 49 95"]
[951,null,"STEROWNICZE","SB4131",5902956026408,"BiT 500®C","18G1,5",null,"BITNER","KMT",1,63989,"PLN",0.23,null,null,null,null,null,null,null,"n91",null,null,"27.32.13","8544 49 95"]
[952,null,"STEROWNICZE","SB4132",5902956026415,"BiT 500®C","19G1,5",null,"BITNER","KMT",1,66601,"PLN",0.23,null,null,null,null,null,null,null,"n91",null,null,"27.32.13","8544 49 95"]
[953,null,"STEROWNICZE","SB4133",5902956026422,"BiT 500®C","21G1,5",null,"BITNER","KMT",1,73269,"PLN",0.23,null,null,null,null,null,null,null,"n91",null,null,"27.32.13","8544 49 95"]
[954,null,"STEROWNICZE","SB4134",5902956026439,"BiT 500®C","25G1,5",null,"BITNER","KMT",1,87154,"PLN",0.23,null,null,null,null,null,null,null,"n91",null,null,"27.32.13","8544 49 95"]
[955,null,"STEROWNICZE","SB4135",5902956026446,"BiT 500®C","27G1,5",null,"BITNER","KMT",1,92372,"PLN",0.23,null,null,null,null,null,null,null,"n91",null,null,"27.32.13","8544 49 95"]
[956,null,"STEROWNICZE","SB4136",5902956026453,"BiT 500®C","30G1,5",null,"BITNER","KMT",1,101437,"PLN",0.23,null,null,null,null,null,null,null,"n91",null,null,"27.32.13","8544 49 95"]
[957,null,"STEROWNICZE","SB4137",5902956026460,"BiT 500®C","34G1,5",null,"BITNER","KMT",1,115204,"PLN",0.23,null,null,null,null,null,null,null,"n91",null,null,"27.32.13","8544 49 95"]
[958,null,"STEROWNICZE","SB4138",5902956026477,"BiT 500®C","37G1,5",null,"BITNER","KMT",1,123035,"PLN",0.23,null,null,null,null,null,null,null,"n91",null,null,"27.32.13","8544 49 95"]
[959,null,"STEROWNICZE","SB4139",5902956026484,"BiT 500®C","40G1,5",null,"BITNER","KMT",1,132368,"PLN",0.23,null,null,null,null,null,null,null,"n91",null,null,"27.32.13","8544 49 95"]
[960,null,"STEROWNICZE","SB4140",5902956026491,"BiT 500®C","42G1,5",null,"BITNER","KMT",1,140042,"PLN",0.23,null,null,null,null,null,null,null,"n91",null,null,"27.32.13","8544 49 95"]
[961,null,"STEROWNICZE","SB4141",5902956026507,"BiT 500®C","50G1,5",null,"BITNER","KMT",1,164291,"PLN",0.23,null,null,null,null,null,null,null,"n91",null,null,"27.32.13","8544 49 95"]
[962,null,"STEROWNICZE","SB4142",5902956026514,"BiT 500®C","56G1,5",null,"BITNER","KMT",1,181851,"PLN",0.23,null,null,null,null,null,null,null,"n91",null,null,"27.32.13","8544 49 95"]
[963,null,"STEROWNICZE","SB4143",5902956026521,"BiT 500®C","61G1,5",null,"BITNER","KMT",1,196414,"PLN",0.23,null,null,null,null,null,null,null,"n91",null,null,"27.32.13","8544 49 95"]
[964,null,"STEROWNICZE","SB4144",5902956026538,"BiT 500®C","2x2,5",null,"BITNER","KMT",1,15962,"PLN",0.23,null,null,null,null,null,null,null,"n91",null,null,"27.32.13","8544 49 95"]
[965,null,"STEROWNICZE","SB4145",5902956026545,"BiT 500®C","3G2,5",null,"BITNER","KMT",1,21009,"PLN",0.23,null,null,null,null,null,null,null,"n91",null,null,"27.32.13","8544 49 95"]
[966,null,"STEROWNICZE","SB4146",5902956026552,"BiT 500®C","3x2,5",null,"BITNER","KMT",1,23121,"PLN",0.23,null,null,null,null,null,null,null,"n91",null,null,"27.32.13","8544 49 95"]
[967,null,"STEROWNICZE","SB4147",5902956026569,"BiT 500®C","4G2,5",null,"BITNER","KMT",1,26594,"PLN",0.23,null,null,null,null,null,null,null,"n91",null,null,"27.32.13","8544 49 95"]
[968,null,"STEROWNICZE","SB4148",5902956026576,"BiT 500®C","4x2,5",null,"BITNER","KMT",1,29242,"PLN",0.23,null,null,null,null,null,null,null,"n91",null,null,"27.32.13","8544 49 95"]
[969,null,"STEROWNICZE","SB4149",5902956026583,"BiT 500®C","5G2,5",null,"BITNER","KMT",1,31521,"PLN",0.23,null,null,null,null,null,null,null,"n91",null,null,"27.32.13","8544 49 95"]
[970,null,"STEROWNICZE","SB4150",5902956026590,"BiT 500®C","5x2,5",null,"BITNER","KMT",1,34671,"PLN",0.23,null,null,null,null,null,null,null,"n91",null,null,"27.32.13","8544 49 95"]
[971,null,"STEROWNICZE","SB4153",5902956026620,"BiT 500®C","7G2,5",null,"BITNER","KMT",1,41779,"PLN",0.23,null,null,null,null,null,null,null,"n91",null,null,"27.32.13","8544 49 95"]
[972,null,"STEROWNICZE","SB4154",5902956026637,"BiT 500®C","7x2,5",null,"BITNER","KMT",1,45966,"PLN",0.23,null,null,null,null,null,null,null,"n91",null,null,"27.32.13","8544 49 95"]
[973,null,"STEROWNICZE","SB4155",5902956026644,"BiT 500®C","10G2,5",null,"BITNER","KMT",1,60339,"PLN",0.23,null,null,null,null,null,null,null,"n91",null,null,"27.32.13","8544 49 95"]
[974,null,"STEROWNICZE","SB4156",5902956026651,"BiT 500®C","12G2,5",null,"BITNER","KMT",1,68999,"PLN",0.23,null,null,null,null,null,null,null,"n91",null,null,"27.32.13","8544 49 95"]
[975,null,"STEROWNICZE","SB4157",5902956026668,"BiT 500®C","12x2,5",null,"BITNER","KMT",1,75905,"PLN",0.23,null,null,null,null,null,null,null,"n91",null,null,"27.32.13","8544 49 95"]
[976,null,"STEROWNICZE","SB4158",5902956026675,"BiT 500®C","14G2,5",null,"BITNER","KMT",1,79025,"PLN",0.23,null,null,null,null,null,null,null,"n91",null,null,"27.32.13","8544 49 95"]
[977,null,"STEROWNICZE","SB4159",5902956026682,"BiT 500®C","16G2,5",null,"BITNER","KMT",1,89342,"PLN",0.23,null,null,null,null,null,null,null,"n91",null,null,"27.32.13","8544 49 95"]
[978,null,"STEROWNICZE","SB4160",5902956026699,"BiT 500®C","18G2,5",null,"BITNER","KMT",1,100048,"PLN",0.23,null,null,null,null,null,null,null,"n91",null,null,"27.32.13","8544 49 95"]
[979,null,"STEROWNICZE","SB4161",5902956026705,"BiT 500®C","21G2,5",null,"BITNER","KMT",1,114785,"PLN",0.23,null,null,null,null,null,null,null,"n91",null,null,"27.32.13","8544 49 95"]
[980,null,"STEROWNICZE","SB4162",5902956026712,"BiT 500®C","25G2,5",null,"BITNER","KMT",1,136772,"PLN",0.23,null,null,null,null,null,null,null,"n91",null,null,"27.32.13","8544 49 95"]
[981,null,"STEROWNICZE","SB4163",5902956026729,"BiT 500®C","30G2,5",null,"BITNER","KMT",1,160118,"PLN",0.23,null,null,null,null,null,null,null,"n91",null,null,"27.32.13","8544 49 95"]
[982,null,"STEROWNICZE","SB4164",5902956026736,"BiT 500®C","34G2,5",null,"BITNER","KMT",1,182000,"PLN",0.23,null,null,null,null,null,null,null,"n91",null,null,"27.32.13","8544 49 95"]
[983,null,"STEROWNICZE","SB4165",5902956026743,"BiT 500®C","37G2,5",null,"BITNER","KMT",1,194951,"PLN",0.23,null,null,null,null,null,null,null,"n91",null,null,"27.32.13","8544 49 95"]
[984,null,"STEROWNICZE","SB4166",5902956026750,"BiT 500®C","42G2,5",null,"BITNER","KMT",1,227390,"PLN",0.23,null,null,null,null,null,null,null,"n91",null,null,"27.32.13","8544 49 95"]
[985,null,"STEROWNICZE","SB4167",5902956026767,"BiT 500®C","50G2,5",null,"BITNER","KMT",1,265936,"PLN",0.23,null,null,null,null,null,null,null,"n91",null,null,"27.32.13","8544 49 95"]
[986,null,"STEROWNICZE","SB4168",5902956026774,"BiT 500®C","2x4,0",null,"BITNER","KMT",1,23950,"PLN",0.23,null,null,null,null,null,null,null,"n91",null,null,"27.32.13","8544 49 95"]
[987,null,"STEROWNICZE","SB4169",5902956026781,"BiT 500®C","3G4,0",null,"BITNER","KMT",1,31283,"PLN",0.23,null,null,null,null,null,null,null,"n91",null,null,"27.32.13","8544 49 95"]
[988,null,"STEROWNICZE","SB4170",5902956026798,"BiT 500®C","3x4,0",null,"BITNER","KMT",1,34402,"PLN",0.23,null,null,null,null,null,null,null,"n91",null,null,"27.32.13","8544 49 95"]
[989,null,"STEROWNICZE","SB4171",5902956026804,"BiT 500®C","4G4,0",null,"BITNER","KMT",1,40540,"PLN",0.23,null,null,null,null,null,null,null,"n91",null,null,"27.32.13","8544 49 95"]
[990,null,"STEROWNICZE","SB4172",5902956026811,"BiT 500®C","5G4,0",null,"BITNER","KMT",1,49542,"PLN",0.23,null,null,null,null,null,null,null,"n91",null,null,"27.32.13","8544 49 95"]
[991,null,"STEROWNICZE","SB4173",5902956026828,"BiT 500®C","7G4,0",null,"BITNER","KMT",1,66102,"PLN",0.23,null,null,null,null,null,null,null,"n91",null,null,"27.32.13","8544 49 95"]
[992,null,"STEROWNICZE","SB4174",5902956026835,"BiT 500®C","10G4,0",null,"BITNER","KMT",1,95375,"PLN",0.23,null,null,null,null,null,null,null,"n91",null,null,"27.32.13","8544 49 95"]
[993,null,"STEROWNICZE","SB4175",5902956026842,"BiT 500®C","12G4,0",null,"BITNER","KMT",1,110150,"PLN",0.23,null,null,null,null,null,null,null,"n91",null,null,"27.32.13","8544 49 95"]
[994,null,"STEROWNICZE","SB4176",5902956026859,"BiT 500®C","2x2x0,5",null,"BITNER","KMT",1,8616,"PLN",0.23,null,null,null,null,null,null,null,"n91",null,null,"27.32.13","8544 49 95"]
[995,null,"STEROWNICZE","SB4177",5902956026866,"BiT 500®C","3x2x0,5",null,"BITNER","KMT",1,13347,"PLN",0.23,null,null,null,null,null,null,null,"n91",null,null,"27.32.13","8544 49 95"]
[996,null,"STEROWNICZE","SB4178",5902956026873,"BiT 500®C","4x2x0,5",null,"BITNER","KMT",1,16126,"PLN",0.23,null,null,null,null,null,null,null,"n91",null,null,"27.32.13","8544 49 95"]
[997,null,"STEROWNICZE","SB4179",5902956026880,"BiT 500®C","5x2x0,5",null,"BITNER","KMT",1,19143,"PLN",0.23,null,null,null,null,null,null,null,"n91",null,null,"27.32.13","8544 49 95"]
[998,null,"STEROWNICZE","SB4180",5902956026897,"BiT 500®C","6x2x0,5",null,"BITNER","KMT",1,21129,"PLN",0.23,null,null,null,null,null,null,null,"n91",null,null,"27.32.13","8544 49 95"]
[999,null,"STEROWNICZE","SB4181",5902956026903,"BiT 500®C","7x2x0,5",null,"BITNER","KMT",1,24630,"PLN",0.23,null,null,null,null,null,null,null,"n91",null,null,"27.32.13","8544 49 95"]
[1003,null,"STEROWNICZE","SB4185",5902956026941,"BiT 500®C","14x2x0,5",null,"BITNER","KMT",1,42622,"PLN",0.23,null,null,null,null,null,null,null,"n91",null,null,"27.32.13","8544 49 95"]
[1021,null,"STEROWNICZE","SB4203",5902956027122,"BiT 500®C","24x2x0,75",null,"BITNER","KMT",1,91427,"PLN",0.23,null,null,null,null,null,null,null,"n91",null,null,"27.32.13","8544 49 95"]
[1030,null,"STEROWNICZE","SB4212",5902956027214,"BiT 500®C","12x2x1,0",null,"BITNER","KMT",1,62966,"PLN",0.23,null,null,null,null,null,null,null,"n91",null,null,"27.32.13","8544 49 95"]
[1042,null,"STEROWNICZE","SB4224",5902956027337,"BiT 500®C","8x2x1,5",null,"BITNER","KMT",1,61234,"PLN",0.23,null,null,null,null,null,null,null,"n91",null,null,"27.32.13","8544 49 95"]
[1051,null,"STEROWNICZE","SB4233",5902956027429,"BiT 500®C","3x2x2,5",null,"BITNER","KMT",1,40225,"PLN",0.23,null,null,null,null,null,null,null,"n91",null,null,"27.32.13","8544 49 95"]
[1060,null,"STEROWNICZE","SB4242",5902956027511,"BiT 500®C","16x2x2,5",null,"BITNER","KMT",1,178424,"PLN",0.23,null,null,null,null,null,null,null,"n91",null,null,"27.32.13","8544 49 95"]
[1077,null,"STEROWNICZE","S54317",5902956027689,"BiT 500®CY","30G0,5",null,"BITNER","KMT",1,47446,"PLN",0.23,null,null,null,null,null,null,null,"n91",null,null,"27.32.13","8544 49 95"]
[1081,null,"STEROWNICZE","S54321",5902956027726,"BiT 500®CY","4G0,75",null,"BITNER","KMT",1,13109,"PLN",0.23,null,null,null,null,null,null,null,"n91",null,null,"27.32.13","8544 49 95"]
[1094,null,"STEROWNICZE","S54335",5902956027856,"BiT 500®CY","2x1,0",null,"BITNER","KMT",1,8975,"PLN",0.23,null,null,null,null,null,null,null,"n91",null,null,"27.32.13","8544 49 95"]
[1115,null,"STEROWNICZE","S54357",5902956028068,"BiT 500®CY","8G1,5",null,"BITNER","KMT",1,34858,"PLN",0.23,null,null,null,null,null,null,null,"n91",null,null,"27.32.13","8544 49 95"]
[1119,null,"STEROWNICZE","S54361",5902956028105,"BiT 500®CY","3G2,5",null,"BITNER","KMT",1,23682,"PLN",0.23,null,null,null,null,null,null,null,"n91",null,null,"27.32.13","8544 49 95"]
[1136,null,"STEROWNICZE","SB0261",5902956028921,"BiT 500®(St)","8x0,5",null,"BITNER","KMT",1,11586,"PLN",0.23,null,null,null,null,null,null,null,"n91",null,null,"27.32.13","8544 49 95"]
[1145,null,"STEROWNICZE","SB0270",5902956029010,"BiT 500®(St)","25G0,5",null,"BITNER","KMT",1,29818,"PLN",0.23,null,null,null,null,null,null,null,"n91",null,null,"27.32.13","8544 49 95"]
[1154,null,"STEROWNICZE","SB0279",5902956029102,"BiT 500®(St)","61G0,5",null,"BITNER","KMT",1,68558,"PLN",0.23,null,null,null,null,null,null,null,"n91",null,null,"27.32.13","8544 49 95"]
[1166,null,"STEROWNICZE","SB0291",5902956029225,"BiT 500®(St)","8G0,75",null,"BITNER","KMT",1,14708,"PLN",0.23,null,null,null,null,null,null,null,"n91",null,null,"27.32.13","8544 49 95"]
[1175,null,"STEROWNICZE","SB0300",5902956029317,"BiT 500®(St)","21G0,75",null,"BITNER","KMT",1,35245,"PLN",0.23,null,null,null,null,null,null,null,"n91",null,null,"27.32.13","8544 49 95"]
[1193,null,"STEROWNICZE","SB0318",5902956029492,"BiT 500®(St)","6G1,0",null,"BITNER","KMT",1,14812,"PLN",0.23,null,null,null,null,null,null,null,"n91",null,null,"27.32.13","8544 49 95"]
[1208,null,"STEROWNICZE","SB0333",5902956029645,"BiT 500®(St)","25G1,0",null,"BITNER","KMT",1,55186,"PLN",0.23,null,null,null,null,null,null,null,"n91",null,null,"27.32.13","8544 49 95"]
[1217,null,"STEROWNICZE","SB0342",5902956029737,"BiT 500®(St)","61G1,0",null,"BITNER","KMT",1,128536,"PLN",0.23,null,null,null,null,null,null,null,"n91",null,null,"27.32.13","8544 49 95"]
[1230,null,"STEROWNICZE","SB0355",5902956029867,"BiT 500®(St)","10G1,5",null,"BITNER","KMT",1,33014,"PLN",0.23,null,null,null,null,null,null,null,"n91",null,null,"27.32.13","8544 49 95"]
[1235,null,"STEROWNICZE","SB0360",5902956029911,"BiT 500®(St)","16G1,5",null,"BITNER","KMT",1,50371,"PLN",0.23,null,null,null,null,null,null,null,"n91",null,null,"27.32.13","8544 49 95"]
[1251,null,"STEROWNICZE","SB0376",5902956030078,"BiT 500®(St)","3x2,5",null,"BITNER","KMT",1,18522,"PLN",0.23,null,null,null,null,null,null,null,"n91",null,null,"27.32.13","8544 49 95"]
[1260,null,"STEROWNICZE","SB0387",5902956030184,"BiT 500®(St)","12x2,5",null,"BITNER","KMT",1,67833,"PLN",0.23,null,null,null,null,null,null,null,"n91",null,null,"27.32.13","8544 49 95"]
[1270,null,"STEROWNICZE","SB0397",5902956030283,"BiT 500®(St)","50G2,5",null,"BITNER","KMT",1,246226,"PLN",0.23,null,null,null,null,null,null,null,"n91",null,null,"27.32.13","8544 49 95"]
[1281,null,"STEROWNICZE","SB0408",5902956030399,"BiT 500®(St)","4x2x0,5",null,"BITNER","KMT",1,11206,"PLN",0.23,null,null,null,null,null,null,null,"n91",null,null,"27.32.13","8544 49 95"]
[1302,null,"STEROWNICZE","SB0429",5902956030603,"BiT 500®(St)","14x2x0,75",null,"BITNER","KMT",1,47326,"PLN",0.23,null,null,null,null,null,null,null,"n91",null,null,"27.32.13","8544 49 95"]
[1305,null,"STEROWNICZE","SB0432",5902956030634,"BiT 500®(St)","20x2x0,75",null,"BITNER","KMT",1,66414,"PLN",0.23,null,null,null,null,null,null,null,"n91",null,null,"27.32.13","8544 49 95"]
[1323,null,"STEROWNICZE","SB0450",5902956030818,"BiT 500®(St)","4x2x1,5",null,"BITNER","KMT",1,26832,"PLN",0.23,null,null,null,null,null,null,null,"n91",null,null,"27.32.13","8544 49 95"]
[1332,null,"STEROWNICZE","SB0459",5902956030900,"BiT 500®(St)","18x2x1,5",null,"BITNER","KMT",1,110738,"PLN",0.23,null,null,null,null,null,null,null,"n91",null,null,"27.32.13","8544 49 95"]
[1345,null,"STEROWNICZE","SB0472",5902956031037,"BiT 500®(St)","16x2x2,5",null,"BITNER","KMT",1,160751,"PLN",0.23,null,null,null,null,null,null,null,"n91",null,null,"27.32.13","8544 49 95"]
[1351,null,"STEROWNICZE","SB0505",5902956031099,"BiT 500®2(St)","7x2x0,5",null,"BITNER","KMT",1,26594,"PLN",0.23,null,null,null,null,null,null,null,"n91",null,null,"27.32.13","8544 49 95"]
[1362,null,"STEROWNICZE","SB0516",5902956031204,"BiT 500®2(St)","4x2x0,75",null,"BITNER","KMT",1,20135,"PLN",0.23,null,null,null,null,null,null,null,"n91",null,null,"27.32.13","8544 49 95"]
[1375,null,"STEROWNICZE","SB0529",5902956031334,"BiT 500®2(St)","3x2x1,0",null,"BITNER","KMT",1,20710,"PLN",0.23,null,null,null,null,null,null,null,"n91",null,null,"27.32.13","8544 49 95"]
[1386,null,"STEROWNICZE","SB0540",5902956031440,"BiT 500®2(St)","20x2x1,0",null,"BITNER","KMT",1,121498,"PLN",0.23,null,null,null,null,null,null,null,"n91",null,null,"27.32.13","8544 49 95"]
[1404,null,"STEROWNICZE","SB0558",5902956031624,"BiT 500®2(St)","4x2x2,5",null,"BITNER","KMT",1,49662,"PLN",0.23,null,null,null,null,null,null,null,"n91",null,null,"27.32.13","8544 49 95"]
[1417,null,"STEROWNICZE","S58859",5902956031754,"BiT 500®FR","4x0,5",null,"BITNER","KMT",1,5630,"PLN",0.23,null,null,null,null,null,null,null,"n91",null,null,"27.32.13","8544 49 95"]
[1421,null,"STEROWNICZE","S58863",5902956031792,"BiT 500®FR","7G0,5",null,"BITNER","KMT",1,8498,"PLN",0.23,null,null,null,null,null,null,null,"n91",null,null,"27.32.13","8544 49 95"]
[1438,null,"STEROWNICZE","S58880",5902956031969,"BiT 500®FR","40G0,5",null,"BITNER","KMT",1,47474,"PLN",0.23,null,null,null,null,null,null,null,"n91",null,null,"27.32.13","8544 49 95"]
[1447,null,"STEROWNICZE","S58889",5902956032058,"BiT 500®FR","4x0,75",null,"BITNER","KMT",1,7937,"PLN",0.23,null,null,null,null,null,null,null,"n91",null,null,"27.32.13","8544 49 95"]
[1456,null,"STEROWNICZE","S58898",5902956032140,"BiT 500®FR","10G0,75",null,"BITNER","KMT",1,18269,"PLN",0.23,null,null,null,null,null,null,null,"n91",null,null,"27.32.13","8544 49 95"]
[1478,null,"STEROWNICZE","S58920",5902956032362,"BiT 500®FR","4x1,0",null,"BITNER","KMT",1,10198,"PLN",0.23,null,null,null,null,null,null,null,"n91",null,null,"27.32.13","8544 49 95"]
[1489,null,"STEROWNICZE","S58931",5902956032478,"BiT 500®FR","12x1,0",null,"BITNER","KMT",1,29849,"PLN",0.23,null,null,null,null,null,null,null,"n91",null,null,"27.32.13","8544 49 95"]
[1502,null,"STEROWNICZE","S58944",5902956032607,"BiT 500®FR","42G1,0",null,"BITNER","KMT",1,96039,"PLN",0.23,null,null,null,null,null,null,null,"n91",null,null,"27.32.13","8544 49 95"]
[1513,null,"STEROWNICZE","S58955",5902956032713,"BiT 500®FR","6G1,5",null,"BITNER","KMT",1,19703,"PLN",0.23,null,null,null,null,null,null,null,"n91",null,null,"27.32.13","8544 49 95"]
[1519,null,"STEROWNICZE","S58961",5902956032775,"BiT 500®FR","10x1,5",null,"BITNER","KMT",1,37090,"PLN",0.23,null,null,null,null,null,null,null,"n91",null,null,"27.32.13","8544 49 95"]
[1532,null,"STEROWNICZE","S58974",5902956032904,"BiT 500®FR","40G1,5",null,"BITNER","KMT",1,130463,"PLN",0.23,null,null,null,null,null,null,null,"n91",null,null,"27.32.13","8544 49 95"]
[1548,null,"STEROWNICZE","S58992",5902956033086,"BiT 500®FR","12x2,5",null,"BITNER","KMT",1,71051,"PLN",0.23,null,null,null,null,null,null,null,"n91",null,null,"27.32.13","8544 49 95"]
[1549,null,"STEROWNICZE","S58993",5902956033093,"BiT 500®FR","14G2,5",null,"BITNER","KMT",1,75284,"PLN",0.23,null,null,null,null,null,null,null,"n91",null,null,"27.32.13","8544 49 95"]
[1562,null,"STEROWNICZE","S59006",5902956033222,"BiT 500®FR","4G4,0",null,"BITNER","KMT",1,36014,"PLN",0.23,null,null,null,null,null,null,null,"n91",null,null,"27.32.13","8544 49 95"]
[1583,null,"STEROWNICZE","S59027",5902956033437,"BiT 500®FR","4x2x0,75",null,"BITNER","KMT",1,14087,"PLN",0.23,null,null,null,null,null,null,null,"n91",null,null,"27.32.13","8544 49 95"]
[1594,null,"STEROWNICZE","S59038",5902956033543,"BiT 500®FR","24x2x0,75",null,"BITNER","KMT",1,77382,"PLN",0.23,null,null,null,null,null,null,null,"n91",null,null,"27.32.13","8544 49 95"]
[1604,null,"STEROWNICZE","S59048",5902956033642,"BiT 500®FR","14x2x1,0",null,"BITNER","KMT",1,59815,"PLN",0.23,null,null,null,null,null,null,null,"n91",null,null,"27.32.13","8544 49 95"]
[1613,null,"STEROWNICZE","S59057",5902956033734,"BiT 500®FR","6x2x1,5",null,"BITNER","KMT",1,36963,"PLN",0.23,null,null,null,null,null,null,null,"n91",null,null,"27.32.13","8544 49 95"]
[1629,null,"STEROWNICZE","S59073",5902956033895,"BiT 500®FR","8x2x2,5",null,"BITNER","KMT",1,80190,"PLN",0.23,null,null,null,null,null,null,null,"n91",null,null,"27.32.13","8544 49 95"]
[1634,null,"STEROWNICZE","SB1300",5902956033949,"BiT 500®C FR","2x0,5",null,"BITNER","KMT",1,5451,"PLN",0.23,null,null,null,null,null,null,null,"n91",null,null,"27.32.13","8544 49 95"]
[1647,null,"STEROWNICZE","SB1313",5902956034076,"BiT 500®C FR","12G0,5",null,"BITNER","KMT",1,21597,"PLN",0.23,null,null,null,null,null,null,null,"n91",null,null,"27.32.13","8544 49 95"]
[1664,null,"STEROWNICZE","SB1330",5902956034243,"BiT 500®C FR","2x0,75",null,"BITNER","KMT",1,6533,"PLN",0.23,null,null,null,null,null,null,null,"n91",null,null,"27.32.13","8544 49 95"]
[1676,null,"STEROWNICZE","SB1342",5902956034366,"BiT 500®C FR","8x0,75",null,"BITNER","KMT",1,22957,"PLN",0.23,null,null,null,null,null,null,null,"n91",null,null,"27.32.13","8544 49 95"]
[1689,null,"STEROWNICZE","SB1355",5902956034496,"BiT 500®C FR","37G0,75",null,"BITNER","KMT",1,75194,"PLN",0.23,null,null,null,null,null,null,null,"n91",null,null,"27.32.13","8544 49 95"]
[1698,null,"STEROWNICZE","SB1364",5902956034588,"BiT 500®C FR","4G1,0",null,"BITNER","KMT",1,12714,"PLN",0.23,null,null,null,null,null,null,null,"n91",null,null,"27.32.13","8544 49 95"]
[1706,null,"STEROWNICZE","SB1372",5902956034663,"BiT 500®C FR","8G1,0",null,"BITNER","KMT",1,25220,"PLN",0.23,null,null,null,null,null,null,null,"n91",null,null,"27.32.13","8544 49 95"]
[1719,null,"STEROWNICZE","SB1385",5902956034793,"BiT 500®C FR","30G1,0",null,"BITNER","KMT",1,78725,"PLN",0.23,null,null,null,null,null,null,null,"n91",null,null,"27.32.13","8544 49 95"]
[1728,null,"STEROWNICZE","SB1394",5902956034885,"BiT 500®C FR","3G1,5",null,"BITNER","KMT",1,13671,"PLN",0.23,null,null,null,null,null,null,null,"n91",null,null,"27.32.13","8544 49 95"]
[1745,null,"STEROWNICZE","SB1411",5902956035059,"BiT 500®C FR","18G1,5",null,"BITNER","KMT",1,69103,"PLN",0.23,null,null,null,null,null,null,null,"n91",null,null,"27.32.13","8544 49 95"]
[1749,null,"STEROWNICZE","SB1415",5902956035097,"BiT 500®C FR","27G1,5",null,"BITNER","KMT",1,99765,"PLN",0.23,null,null,null,null,null,null,null,"n91",null,null,"27.32.13","8544 49 95"]
[1770,null,"STEROWNICZE","SB1438",5902956035325,"BiT 500®C FR","14G2,5",null,"BITNER","KMT",1,85362,"PLN",0.23,null,null,null,null,null,null,null,"n91",null,null,"27.32.13","8544 49 95"]
[1780,null,"STEROWNICZE","SB1448",5902956035424,"BiT 500®C FR","2x4,0",null,"BITNER","KMT",1,25869,"PLN",0.23,null,null,null,null,null,null,null,"n91",null,null,"27.32.13","8544 49 95"]
[1791,null,"STEROWNICZE","SB1459",5902956035530,"BiT 500®C FR","5x2x0,5",null,"BITNER","KMT",1,20681,"PLN",0.23,null,null,null,null,null,null,null,"n91",null,null,"27.32.13","8544 49 95"]
[1800,null,"STEROWNICZE","SB1468",5902956035622,"BiT 500®C FR","20x2x0,5",null,"BITNER","KMT",1,62376,"PLN",0.23,null,null,null,null,null,null,null,"n91",null,null,"27.32.13","8544 49 95"]
[1813,null,"STEROWNICZE","SB1481",5902956035752,"BiT 500®C FR","18x2x0,75",null,"BITNER","KMT",1,77650,"PLN",0.23,null,null,null,null,null,null,null,"n91",null,null,"27.32.13","8544 49 95"]
[1822,null,"STEROWNICZE","SB1490",5902956035844,"BiT 500®C FR","8x2x1,0",null,"BITNER","KMT",1,47870,"PLN",0.23,null,null,null,null,null,null,null,"n91",null,null,"27.32.13","8544 49 95"]
[1834,null,"STEROWNICZE","SB1502",5902956035967,"BiT 500®C FR","6x2x1,5",null,"BITNER","KMT",1,50415,"PLN",0.23,null,null,null,null,null,null,null,"n91",null,null,"27.32.13","8544 49 95"]
[1843,null,"STEROWNICZE","SB1511",5902956036056,"BiT 500®C FR","24x2x1,5",null,"BITNER","KMT",1,175437,"PLN",0.23,null,null,null,null,null,null,null,"n91",null,null,"27.32.13","8544 49 95"]
[1857,null,"STEROWNICZE","SB0602",5902956036193,"BiT 500®(St) FR","3x0,5",null,"BITNER","KMT",1,5734,"PLN",0.23,null,null,null,null,null,null,null,"n91",null,null,"27.32.13","8544 49 95"]
[1876,null,"STEROWNICZE","SB0621",5902956036384,"BiT 500®(St) FR","27G0,5",null,"BITNER","KMT",1,34784,"PLN",0.23,null,null,null,null,null,null,null,"n91",null,null,"27.32.13","8544 49 95"]
[1885,null,"STEROWNICZE","SB0630",5902956036476,"BiT 500®(St) FR","2x0,75",null,"BITNER","KMT",1,5279,"PLN",0.23,null,null,null,null,null,null,null,"n91",null,null,"27.32.13","8544 49 95"]
[1896,null,"STEROWNICZE","SB0641",5902956036582,"BiT 500®(St) FR","8G0,75",null,"BITNER","KMT",1,15879,"PLN",0.23,null,null,null,null,null,null,null,"n91",null,null,"27.32.13","8544 49 95"]
[1906,null,"STEROWNICZE","SB0651",5902956036681,"BiT 500®(St) FR","25G0,75",null,"BITNER","KMT",1,46273,"PLN",0.23,null,null,null,null,null,null,null,"n91",null,null,"27.32.13","8544 49 95"]
[1915,null,"STEROWNICZE","SB0660",5902956036773,"BiT 500®(St) FR","61G0,75",null,"BITNER","KMT",1,107940,"PLN",0.23,null,null,null,null,null,null,null,"n91",null,null,"27.32.13","8544 49 95"]
[1928,null,"STEROWNICZE","SB0673",5902956036902,"BiT 500®(St) FR","10G1,0",null,"BITNER","KMT",1,25718,"PLN",0.23,null,null,null,null,null,null,null,"n91",null,null,"27.32.13","8544 49 95"]
[1938,null,"STEROWNICZE","SB0683",5902956037008,"BiT 500®(St) FR","25G1,0",null,"BITNER","KMT",1,60719,"PLN",0.23,null,null,null,null,null,null,null,"n91",null,null,"27.32.13","8544 49 95"]
[1957,null,"STEROWNICZE","SB0702",5902956037190,"BiT 500®(St) FR","7G1,5",null,"BITNER","KMT",1,25025,"PLN",0.23,null,null,null,null,null,null,null,"n91",null,null,"27.32.13","8544 49 95"]
[1970,null,"STEROWNICZE","SB0715",5902956037329,"BiT 500®(St) FR","27G1,5",null,"BITNER","KMT",1,91649,"PLN",0.23,null,null,null,null,null,null,null,"n91",null,null,"27.32.13","8544 49 95"]
[1973,null,"STEROWNICZE","SB0718",5902956037350,"BiT 500®(St) FR","37G1,5",null,"BITNER","KMT",1,123745,"PLN",0.23,null,null,null,null,null,null,null,"n91",null,null,"27.32.13","8544 49 95"]
[1991,null,"STEROWNICZE","SB0738",5902956037558,"BiT 500®(St) FR","14G2,5",null,"BITNER","KMT",1,78405,"PLN",0.23,null,null,null,null,null,null,null,"n91",null,null,"27.32.13","8544 49 95"]
[2000,null,"STEROWNICZE","SB0747",5902956037640,"BiT 500®(St) FR","50G2,5",null,"BITNER","KMT",1,270856,"PLN",0.23,null,null,null,null,null,null,null,"n91",null,null,"27.32.13","8544 49 95"]
[2008,null,"STEROWNICZE","SB0755",5902956037725,"BiT 500®(St) FR","12G4,0",null,"BITNER","KMT",1,111136,"PLN",0.23,null,null,null,null,null,null,null,"n91",null,null,"27.32.13","8544 49 95"]
[2021,null,"STEROWNICZE","SB0768",5902956037855,"BiT 500®(St) FR","20x2x0,5",null,"BITNER","KMT",1,50618,"PLN",0.23,null,null,null,null,null,null,null,"n91",null,null,"27.32.13","8544 49 95"]
[2030,null,"STEROWNICZE","SB0777",5902956037947,"BiT 500®(St) FR","10x2x0,75",null,"BITNER","KMT",1,37045,"PLN",0.23,null,null,null,null,null,null,null,"n91",null,null,"27.32.13","8544 49 95"]
[2051,null,"STEROWNICZE","SB0798",5902956038159,"BiT 500®(St) FR","2x2x1,5",null,"BITNER","KMT",1,16895,"PLN",0.23,null,null,null,null,null,null,null,"n91",null,null,"27.32.13","8544 49 95"]
[2054,null,"STEROWNICZE","SB0801",5902956038180,"BiT 500®(St) FR","5x2x1,5",null,"BITNER","KMT",1,35866,"PLN",0.23,null,null,null,null,null,null,null,"n91",null,null,"27.32.13","8544 49 95"]
[2072,null,"STEROWNICZE","SB0819",5902956038364,"BiT 500®(St) FR","10x2x2,5",null,"BITNER","KMT",1,109671,"PLN",0.23,null,null,null,null,null,null,null,"n91",null,null,"27.32.13","8544 49 95"]
[2085,null,"STEROWNICZE","SB0859",5902956038494,"BiT 500®2(St) FR","14x2x0,5",null,"BITNER","KMT",1,54037,"PLN",0.23,null,null,null,null,null,null,null,"n91",null,null,"27.32.13","8544 49 95"]
[2089,null,"STEROWNICZE","SB0863",5902956038531,"BiT 500®2(St) FR","24x2x0,5",null,"BITNER","KMT",1,90970,"PLN",0.23,null,null,null,null,null,null,null,"n91",null,null,"27.32.13","8544 49 95"]
[2102,null,"STEROWNICZE","SB0876",5902956038661,"BiT 500®2(St) FR","20x2x0,75",null,"BITNER","KMT",1,98540,"PLN",0.23,null,null,null,null,null,null,null,"n91",null,null,"27.32.13","8544 49 95"]
[2115,null,"STEROWNICZE","SB0889",5902956038791,"BiT 500®2(St) FR","18x2x1,0",null,"BITNER","KMT",1,118353,"PLN",0.23,null,null,null,null,null,null,null,"n91",null,null,"27.32.13","8544 49 95"]
[2124,null,"STEROWNICZE","SB0898",5902956038883,"BiT 500®2(St) FR","8x2x1,5",null,"BITNER","KMT",1,70714,"PLN",0.23,null,null,null,null,null,null,null,"n91",null,null,"27.32.13","8544 49 95"]
[2136,null,"STEROWNICZE","SB0910",5902956039002,"BiT 500®2(St) FR","6x2x2,5",null,"BITNER","KMT",1,78951,"PLN",0.23,null,null,null,null,null,null,null,"n91",null,null,"27.32.13","8544 49 95"]
[2157,null,"STEROWNICZE","SB0015",5902956039217,"BiT 500®OR","12x0,5",null,"BITNER","KMT",1,19337,"PLN",0.23,null,null,null,null,null,null,null,"n91",null,null,"27.32.13","8544 49 95"]
[2166,null,"STEROWNICZE","SB0024",5902956039309,"BiT 500®OR","34G0,5",null,"BITNER","KMT",1,47767,"PLN",0.23,null,null,null,null,null,null,null,"n91",null,null,"27.32.13","8544 49 95"]
[2170,null,"STEROWNICZE","SB0028",5902956039347,"BiT 500®OR","50G0,5",null,"BITNER","KMT",1,69269,"PLN",0.23,null,null,null,null,null,null,null,"n91",null,null,"27.32.13","8544 49 95"]
[2187,null,"STEROWNICZE","SB0045",5902956039514,"BiT 500®OR","12G0,75",null,"BITNER","KMT",1,24899,"PLN",0.23,null,null,null,null,null,null,null,"n91",null,null,"27.32.13","8544 49 95"]
[2196,null,"STEROWNICZE","SB0054",5902956039606,"BiT 500®OR","30G0,75",null,"BITNER","KMT",1,59950,"PLN",0.23,null,null,null,null,null,null,null,"n91",null,null,"27.32.13","8544 49 95"]
[2205,null,"STEROWNICZE","SB0063",5902956039699,"BiT 500®OR","3G1,0",null,"BITNER","KMT",1,8511,"PLN",0.23,null,null,null,null,null,null,null,"n91",null,null,"27.32.13","8544 49 95"]
[2217,null,"STEROWNICZE","SB0075",5902956039811,"BiT 500®OR","10x1,0",null,"BITNER","KMT",1,30423,"PLN",0.23,null,null,null,null,null,null,null,"n91",null,null,"27.32.13","8544 49 95"]
[2230,null,"STEROWNICZE","SB0088",5902956039941,"BiT 500®OR","37G1,0",null,"BITNER","KMT",1,95687,"PLN",0.23,null,null,null,null,null,null,null,"n91",null,null,"27.32.13","8544 49 95"]
[2251,null,"STEROWNICZE","SB0109",5902956040152,"BiT 500®OR","12x1,5",null,"BITNER","KMT",1,50117,"PLN",0.23,null,null,null,null,null,null,null,"n91",null,null,"27.32.13","8544 49 95"]
[2258,null,"STEROWNICZE","SB0116",5902956040220,"BiT 500®OR","27G1,5",null,"BITNER","KMT",1,100654,"PLN",0.23,null,null,null,null,null,null,null,"n91",null,null,"27.32.13","8544 49 95"]
[2272,null,"STEROWNICZE","SB0130",5902956040367,"BiT 500®OR","5G2,5",null,"BITNER","KMT",1,31266,"PLN",0.23,null,null,null,null,null,null,null,"n91",null,null,"27.32.13","8544 49 95"]
[2281,null,"STEROWNICZE","SB0141",5902956040473,"BiT 500®OR","18G2,5",null,"BITNER","KMT",1,110103,"PLN",0.23,null,null,null,null,null,null,null,"n91",null,null,"27.32.13","8544 49 95"]
[2297,null,"STEROWNICZE","SB0157",5902956040633,"BiT 500®OR","2x2x0,5",null,"BITNER","KMT",1,6547,"PLN",0.23,null,null,null,null,null,null,null,"n91",null,null,"27.32.13","8544 49 95"]
[2302,null,"STEROWNICZE","SB0162",5902956040688,"BiT 500®OR","7x2x0,5",null,"BITNER","KMT",1,19703,"PLN",0.23,null,null,null,null,null,null,null,"n91",null,null,"27.32.13","8544 49 95"]
[2311,null,"STEROWNICZE","SB0171",5902956040770,"BiT 500®OR","2x2x0,75",null,"BITNER","KMT",1,8989,"PLN",0.23,null,null,null,null,null,null,null,"n91",null,null,"27.32.13","8544 49 95"]
[2332,null,"STEROWNICZE","SB0192",5902956040985,"BiT 500®OR","10x2x1,0",null,"BITNER","KMT",1,49348,"PLN",0.23,null,null,null,null,null,null,null,"n91",null,null,"27.32.13","8544 49 95"]
[2344,null,"STEROWNICZE","SB0204",5902956041104,"BiT 500®OR","7x2x1,5",null,"BITNER","KMT",1,50342,"PLN",0.23,null,null,null,null,null,null,null,"n91",null,null,"27.32.13","8544 49 95"]
[2353,null,"STEROWNICZE","SB0213",5902956041197,"BiT 500®OR","2x2x2,5",null,"BITNER","KMT",1,25251,"PLN",0.23,null,null,null,null,null,null,null,"n91",null,null,"27.32.13","8544 49 95"]
[2366,null,"STEROWNICZE","SB1552",5902956041326,"BiT 500®C OR","3x0,5",null,"BITNER","KMT",1,8265,"PLN",0.23,null,null,null,null,null,null,null,"n91",null,null,"27.32.13","8544 49 95"]
[2374,null,"STEROWNICZE","SB1560",5902956041401,"BiT 500®C OR","8G0,5",null,"BITNER","KMT",1,17964,"PLN",0.23,null,null,null,null,null,null,null,"n91",null,null,"27.32.13","8544 49 95"]
[2387,null,"STEROWNICZE","SB1573",5902956041531,"BiT 500®C OR","34G0,5",null,"BITNER","KMT",1,57942,"PLN",0.23,null,null,null,null,null,null,null,"n91",null,null,"27.32.13","8544 49 95"]
[2396,null,"STEROWNICZE","SB1582",5902956041623,"BiT 500®C OR","3x0,75",null,"BITNER","KMT",1,10512,"PLN",0.23,null,null,null,null,null,null,null,"n91",null,null,"27.32.13","8544 49 95"]
[2409,null,"STEROWNICZE","SB1595",5902956041753,"BiT 500®C OR","12x0,75",null,"BITNER","KMT",1,35598,"PLN",0.23,null,null,null,null,null,null,null,"n91",null,null,"27.32.13","8544 49 95"]
[2417,null,"STEROWNICZE","SB1603",5902956041838,"BiT 500®C OR","30G0,75",null,"BITNER","KMT",1,70536,"PLN",0.23,null,null,null,null,null,null,null,"n91",null,null,"27.32.13","8544 49 95"]
[2438,null,"STEROWNICZE","SB1624",5902956042040,"BiT 500®C OR","10x1,0",null,"BITNER","KMT",1,39412,"PLN",0.23,null,null,null,null,null,null,null,"n91",null,null,"27.32.13","8544 49 95"]
[2444,null,"STEROWNICZE","SB1630",5902956042101,"BiT 500®C OR","18x1,0",null,"BITNER","KMT",1,61943,"PLN",0.23,null,null,null,null,null,null,null,"n91",null,null,"27.32.13","8544 49 95"]
[2459,null,"STEROWNICZE","SB1645",5902956042255,"BiT 500®C OR","3x1,5",null,"BITNER","KMT",1,16984,"PLN",0.23,null,null,null,null,null,null,null,"n91",null,null,"27.32.13","8544 49 95"]
[2468,null,"STEROWNICZE","SB1654",5902956042347,"BiT 500®C OR","8G1,5",null,"BITNER","KMT",1,38037,"PLN",0.23,null,null,null,null,null,null,null,"n91",null,null,"27.32.13","8544 49 95"]
[2481,null,"STEROWNICZE","SB1667",5902956042477,"BiT 500®C OR","34G1,5",null,"BITNER","KMT",1,140543,"PLN",0.23,null,null,null,null,null,null,null,"n91",null,null,"27.32.13","8544 49 95"]
[2490,null,"STEROWNICZE","SB1676",5902956042569,"BiT 500®C OR","3x2,5",null,"BITNER","KMT",1,28190,"PLN",0.23,null,null,null,null,null,null,null,"n91",null,null,"27.32.13","8544 49 95"]
[2498,null,"STEROWNICZE","SB1686",5902956042668,"BiT 500®C OR","12G2,5",null,"BITNER","KMT",1,84154,"PLN",0.23,null,null,null,null,null,null,null,"n91",null,null,"27.32.13","8544 49 95"]
[2511,null,"STEROWNICZE","SB1699",5902956042798,"BiT 500®C OR","3G4,0",null,"BITNER","KMT",1,38158,"PLN",0.23,null,null,null,null,null,null,null,"n91",null,null,"27.32.13","8544 49 95"]
[2525,null,"STEROWNICZE","SB1713",5902956042934,"BiT 500®C OR","10x2x0,5",null,"BITNER","KMT",1,39665,"PLN",0.23,null,null,null,null,null,null,null,"n91",null,null,"27.32.13","8544 49 95"]
[2532,null,"STEROWNICZE","SB1720",5902956043009,"BiT 500®C OR","2x2x0,75",null,"BITNER","KMT",1,15917,"PLN",0.23,null,null,null,null,null,null,null,"n91",null,null,"27.32.13","8544 49 95"]
[2553,null,"STEROWNICZE","SB1741",5902956043214,"BiT 500®C OR","10x2x1,0",null,"BITNER","KMT",1,66191,"PLN",0.23,null,null,null,null,null,null,null,"n91",null,null,"27.32.13","8544 49 95"]
[2560,null,"STEROWNICZE","SB1748",5902956043283,"BiT 500®C OR","2x2x1,5",null,"BITNER","KMT",1,25071,"PLN",0.23,null,null,null,null,null,null,null,"n91",null,null,"27.32.13","8544 49 95"]
[2574,null,"STEROWNICZE","SB1762",5902956043429,"BiT 500®C OR","2x2x2,5",null,"BITNER","KMT",1,37059,"PLN",0.23,null,null,null,null,null,null,null,"n91",null,null,"27.32.13","8544 49 95"]
[2583,null,"STEROWNICZE","SB1771",5902956043511,"BiT 500®C OR","14x2x2,5",null,"BITNER","KMT",1,191585,"PLN",0.23,null,null,null,null,null,null,null,"n91",null,null,"27.32.13","8544 49 95"]
[2592,null,"STEROWNICZE","SB0957",5902956043603,"BiT 500®(St) OR","6G0,5",null,"BITNER","KMT",1,10034,"PLN",0.23,null,null,null,null,null,null,null,"n91",null,null,"27.32.13","8544 49 95"]
[2606,null,"STEROWNICZE","SB0971",5902956043740,"BiT 500®(St) OR","27G0,5",null,"BITNER","KMT",1,37934,"PLN",0.23,null,null,null,null,null,null,null,"n91",null,null,"27.32.13","8544 49 95"]
[2625,null,"STEROWNICZE","SB0990",5902956043931,"BiT 500®(St) OR","7x0,75",null,"BITNER","KMT",1,16790,"PLN",0.23,null,null,null,null,null,null,null,"n91",null,null,"27.32.13","8544 49 95"]
[2626,null,"STEROWNICZE","SB0991",5902956043948,"BiT 500®(St) OR","8G0,75",null,"BITNER","KMT",1,17664,"PLN",0.23,null,null,null,null,null,null,null,"n91",null,null,"27.32.13","8544 49 95"]
[2641,null,"STEROWNICZE","SB1006",5902956044099,"BiT 500®(St) OR","40G0,75",null,"BITNER","KMT",1,78532,"PLN",0.23,null,null,null,null,null,null,null,"n91",null,null,"27.32.13","8544 49 95"]
[2655,null,"STEROWNICZE","SB1020",5902956044235,"BiT 500®(St) OR","7G1,0",null,"BITNER","KMT",1,19911,"PLN",0.23,null,null,null,null,null,null,null,"n91",null,null,"27.32.13","8544 49 95"]
[2668,null,"STEROWNICZE","SB1033",5902956044365,"BiT 500®(St) OR","25G1,0",null,"BITNER","KMT",1,66221,"PLN",0.23,null,null,null,null,null,null,null,"n91",null,null,"27.32.13","8544 49 95"]
[2676,null,"STEROWNICZE","SB1041",5902956044440,"BiT 500®(St) OR","56G1,0",null,"BITNER","KMT",1,142230,"PLN",0.23,null,null,null,null,null,null,null,"n91",null,null,"27.32.13","8544 49 95"]
[2689,null,"STEROWNICZE","SB1054",5902956044570,"BiT 500®(St) OR","8G1,5",null,"BITNER","KMT",1,31751,"PLN",0.23,null,null,null,null,null,null,null,"n91",null,null,"27.32.13","8544 49 95"]
[2698,null,"STEROWNICZE","SB1063",5902956044662,"BiT 500®(St) OR","21G1,5",null,"BITNER","KMT",1,78590,"PLN",0.23,null,null,null,null,null,null,null,"n91",null,null,"27.32.13","8544 49 95"]
[2719,null,"STEROWNICZE","SB1086",5902956044891,"BiT 500®(St) OR","12G2,5",null,"BITNER","KMT",1,73994,"PLN",0.23,null,null,null,null,null,null,null,"n91",null,null,"27.32.13","8544 49 95"]
[2722,null,"STEROWNICZE","SB1089",5902956044921,"BiT 500®(St) OR","16G2,5",null,"BITNER","KMT",1,97315,"PLN",0.23,null,null,null,null,null,null,null,"n91",null,null,"27.32.13","8544 49 95"]
[2740,null,"STEROWNICZE","SB1107",5902956045102,"BiT 500®(St) OR","3x2x0,5",null,"BITNER","KMT",1,10601,"PLN",0.23,null,null,null,null,null,null,null,"n91",null,null,"27.32.13","8544 49 95"]
[2749,null,"STEROWNICZE","SB1116",5902956045195,"BiT 500®(St) OR","16x2x0,5",null,"BITNER","KMT",1,46633,"PLN",0.23,null,null,null,null,null,null,null,"n91",null,null,"27.32.13","8544 49 95"]
[2757,null,"STEROWNICZE","SB1124",5902956045270,"BiT 500®(St) OR","6x2x0,75",null,"BITNER","KMT",1,26078,"PLN",0.23,null,null,null,null,null,null,null,"n91",null,null,"27.32.13","8544 49 95"]
[2770,null,"STEROWNICZE","SB1137",5902956045409,"BiT 500®(St) OR","5x2x1,0",null,"BITNER","KMT",1,29140,"PLN",0.23,null,null,null,null,null,null,null,"n91",null,null,"27.32.13","8544 49 95"]
[2783,null,"STEROWNICZE","SB1150",5902956045539,"BiT 500®(St) OR","4x2x1,5",null,"BITNER","KMT",1,32744,"PLN",0.23,null,null,null,null,null,null,null,"n91",null,null,"27.32.13","8544 49 95"]
[2792,null,"STEROWNICZE","SB1159",5902956045621,"BiT 500®(St) OR","18x2x1,5",null,"BITNER","KMT",1,135115,"PLN",0.23,null,null,null,null,null,null,null,"n91",null,null,"27.32.13","8544 49 95"]
[2812,null,"STEROWNICZE","SB1196",5902956045829,"BiT 500®2(St) OR","8x2x0,5",null,"BITNER","KMT",1,36014,"PLN",0.23,null,null,null,null,null,null,null,"n91",null,null,"27.32.13","8544 49 95"]
[2813,null,"STEROWNICZE","SB1197",5902956045836,"BiT 500®2(St) OR","10x2x0,5",null,"BITNER","KMT",1,43847,"PLN",0.23,null,null,null,null,null,null,null,"n91",null,null,"27.32.13","8544 49 95"]
[2834,null,"STEROWNICZE","SB1218",5902956046048,"BiT 500®2(St) OR","2x2x1,0",null,"BITNER","KMT",1,18388,"PLN",0.23,null,null,null,null,null,null,null,"n91",null,null,"27.32.13","8544 49 95"]
[2845,null,"STEROWNICZE","SB1229",5902956046154,"BiT 500®2(St) OR","18x2x1,0",null,"BITNER","KMT",1,131522,"PLN",0.23,null,null,null,null,null,null,null,"n91",null,null,"27.32.13","8544 49 95"]
[2855,null,"STEROWNICZE","SB1239",5902956046253,"BiT 500®2(St) OR","10x2x1,5",null,"BITNER","KMT",1,97257,"PLN",0.23,null,null,null,null,null,null,null,"n91",null,null,"27.32.13","8544 49 95"]
[2864,null,"STEROWNICZE","SB1248",5902956046345,"BiT 500®2(St) OR","4x2x2,5",null,"BITNER","KMT",1,59600,"PLN",0.23,null,null,null,null,null,null,null,"n91",null,null,"27.32.13","8544 49 95"]
[2873,null,"STEROWNICZE","S58300",5902956046437,"BiT 500®BLACK","2x0,5",null,"BITNER","KMT",1,3576,"PLN",0.23,null,null,null,null,null,null,null,"n91",null,null,"27.32.13","8544 49 95"]
[2885,null,"STEROWNICZE","S58312",5902956046550,"BiT 500®BLACK","10G0,5",null,"BITNER","KMT",1,13573,"PLN",0.23,null,null,null,null,null,null,null,"n91",null,null,"27.32.13","8544 49 95"]
[2906,null,"STEROWNICZE","S58327",5902956046765,"BiT 500®BLACK","4G0,75",null,"BITNER","KMT",1,7907,"PLN",0.23,null,null,null,null,null,null,null,"n91",null,null,"27.32.13","8544 49 95"]
[2908,null,"STEROWNICZE","S58329",5902956046789,"BiT 500®BLACK","5G0,75",null,"BITNER","KMT",1,9652,"PLN",0.23,null,null,null,null,null,null,null,"n91",null,null,"27.32.13","8544 49 95"]
[2927,null,"STEROWNICZE","S58418",5902956046970,"BiT 500®BLACK","34G0,75",null,"BITNER","KMT",1,58047,"PLN",0.23,null,null,null,null,null,null,null,"n91",null,null,"27.32.13","8544 49 95"]
[2940,null,"STEROWNICZE","S58353",5902956047106,"BiT 500®BLACK","5x1,0",null,"BITNER","KMT",1,13439,"PLN",0.23,null,null,null,null,null,null,null,"n91",null,null,"27.32.13","8544 49 95"]
[2949,null,"STEROWNICZE","S58362",5902956047199,"BiT 500®BLACK","12x1,0",null,"BITNER","KMT",1,30192,"PLN",0.23,null,null,null,null,null,null,null,"n91",null,null,"27.32.13","8544 49 95"]
[2961,null,"STEROWNICZE","S58375",5902956047311,"BiT 500®BLACK","40G1,0",null,"BITNER","KMT",1,86916,"PLN",0.23,null,null,null,null,null,null,null,"n91",null,null,"27.32.13","8544 49 95"]
[2970,null,"STEROWNICZE","S58384",5902956047403,"BiT 500®BLACK","4x1,5",null,"BITNER","KMT",1,15268,"PLN",0.23,null,null,null,null,null,null,null,"n91",null,null,"27.32.13","8544 49 95"]
[2979,null,"STEROWNICZE","S58427",5902956047496,"BiT 500®BLACK","10x1,5",null,"BITNER","KMT",1,36559,"PLN",0.23,null,null,null,null,null,null,null,"n91",null,null,"27.32.13","8544 49 95"]
[2996,null,"STEROWNICZE","S58442",5902956047663,"BiT 500®BLACK","61G1,5",null,"BITNER","KMT",1,186704,"PLN",0.23,null,null,null,null,null,null,null,"n91",null,null,"27.32.13","8544 49 95"]
[3000,null,"STEROWNICZE","S58397",5902956047700,"BiT 500®BLACK","4G2,5",null,"BITNER","KMT",1,21764,"PLN",0.23,null,null,null,null,null,null,null,"n91",null,null,"27.32.13","8544 49 95"]
[3021,null,"STEROWNICZE","S58456",5902956047939,"BiT 500®BLACK","3x4,0",null,"BITNER","KMT",1,29729,"PLN",0.23,null,null,null,null,null,null,null,"n91",null,null,"27.32.13","8544 49 95"]
[3024,null,"STEROWNICZE","S58459",5902956047960,"BiT 500®BLACK","7G4,0",null,"BITNER","KMT",1,59815,"PLN",0.23,null,null,null,null,null,null,null,"n91",null,null,"27.32.13","8544 49 95"]
[3042,null,"STEROWNICZE","S58477",5902956048141,"BiT 500®BLACK","4G16",null,"BITNER","KMT",1,132279,"PLN",0.23,null,null,null,null,null,null,null,"n91",null,null,"27.32.13","8544 49 95"]
[3051,null,"STEROWNICZE","S58486",5902956048233,"BiT 500®BLACK","3x35",null,"BITNER","KMT",1,236738,"PLN",0.23,null,null,null,null,null,null,null,"n91",null,null,"27.32.13","8544 49 95"]
[3064,null,"STEROWNICZE","S59390",5902956048363,"BiT 500®BLACK","2x2x0,5",null,"BITNER","KMT",1,6174,"PLN",0.23,null,null,null,null,null,null,null,"n91",null,null,"27.32.13","8544 49 95"]
[3077,null,"STEROWNICZE","S59403",5902956048493,"BiT 500®BLACK","24x2x0,5",null,"BITNER","KMT",1,53694,"PLN",0.23,null,null,null,null,null,null,null,"n91",null,null,"27.32.13","8544 49 95"]
[3093,null,"STEROWNICZE","S59419",5902956048653,"BiT 500®BLACK","3x2x1,0",null,"BITNER","KMT",1,14423,"PLN",0.23,null,null,null,null,null,null,null,"n91",null,null,"27.32.13","8544 49 95"]
[3094,null,"STEROWNICZE","S59420",5902956048660,"BiT 500®BLACK","4x2x1,0",null,"BITNER","KMT",1,18611,"PLN",0.23,null,null,null,null,null,null,null,"n91",null,null,"27.32.13","8544 49 95"]
[3112,null,"STEROWNICZE","S59438",5902956048844,"BiT 500®BLACK","8x2x1,5",null,"BITNER","KMT",1,49243,"PLN",0.23,null,null,null,null,null,null,null,"n91",null,null,"27.32.13","8544 49 95"]
[3127,null,"STEROWNICZE","S59453",5902956048998,"BiT 500®BLACK","10x2x2,5",null,"BITNER","KMT",1,98905,"PLN",0.23,null,null,null,null,null,null,null,"n91",null,null,"27.32.13","8544 49 95"]
[3136,null,"STEROWNICZE","SB3175",5902956049087,"BiT 500®C BLACK","5G0,5",null,"BITNER","KMT",1,9714,"PLN",0.23,null,null,null,null,null,null,null,"n91",null,null,"27.32.13","8544 49 95"]
[3147,null,"STEROWNICZE","SB3186",5902956049193,"BiT 500®C BLACK","16G0,5",null,"BITNER","KMT",1,26256,"PLN",0.23,null,null,null,null,null,null,null,"n91",null,null,"27.32.13","8544 49 95"]
[3157,null,"STEROWNICZE","SB3196",5902956049292,"BiT 500®C BLACK","42G0,5",null,"BITNER","KMT",1,59861,"PLN",0.23,null,null,null,null,null,null,null,"n91",null,null,"27.32.13","8544 49 95"]
[3166,null,"STEROWNICZE","SB3205",5902956049384,"BiT 500®C BLACK","5G0,75",null,"BITNER","KMT",1,12639,"PLN",0.23,null,null,null,null,null,null,null,"n91",null,null,"27.32.13","8544 49 95"]
[3179,null,"STEROWNICZE","SB3218",5902956049513,"BiT 500®C BLACK","18G0,75",null,"BITNER","KMT",1,38851,"PLN",0.23,null,null,null,null,null,null,null,"n91",null,null,"27.32.13","8544 49 95"]
[3193,null,"STEROWNICZE","SB3232",5902956049650,"BiT 500®C BLACK","3G1,0",null,"BITNER","KMT",1,10453,"PLN",0.23,null,null,null,null,null,null,null,"n91",null,null,"27.32.13","8544 49 95"]
[3208,null,"STEROWNICZE","SB3247",5902956049803,"BiT 500®C BLACK","14G1,0",null,"BITNER","KMT",1,38659,"PLN",0.23,null,null,null,null,null,null,null,"n91",null,null,"27.32.13","8544 49 95"]
[3221,null,"STEROWNICZE","SB3260",5902956049933,"BiT 500®C BLACK","50G1,0",null,"BITNER","KMT",1,120758,"PLN",0.23,null,null,null,null,null,null,null,"n91",null,null,"27.32.13","8544 49 95"]
[3228,null,"STEROWNICZE","SB3267",5902956050007,"BiT 500®C BLACK","4x1,5",null,"BITNER","KMT",1,21009,"PLN",0.23,null,null,null,null,null,null,null,"n91",null,null,"27.32.13","8544 49 95"]
[3238,null,"STEROWNICZE","SB3277",5902956050106,"BiT 500®C BLACK","12G1,5",null,"BITNER","KMT",1,45966,"PLN",0.23,null,null,null,null,null,null,null,"n91",null,null,"27.32.13","8544 49 95"]
[3251,null,"STEROWNICZE","SB3290",5902956050236,"BiT 500®C BLACK","42G1,5",null,"BITNER","KMT",1,144342,"PLN",0.23,null,null,null,null,null,null,null,"n91",null,null,"27.32.13","8544 49 95"]
[3263,null,"STEROWNICZE","SB3304",5902956050373,"BiT 500®C BLACK","7x2,5",null,"BITNER","KMT",1,47617,"PLN",0.23,null,null,null,null,null,null,null,"n91",null,null,"27.32.13","8544 49 95"]
[3272,null,"STEROWNICZE","SB3313",5902956050465,"BiT 500®C BLACK","30G2,5",null,"BITNER","KMT",1,164760,"PLN",0.23,null,null,null,null,null,null,null,"n91",null,null,"27.32.13","8544 49 95"]
[3281,null,"STEROWNICZE","SB3322",5902956050557,"BiT 500®C BLACK","5G4,0",null,"BITNER","KMT",1,51371,"PLN",0.23,null,null,null,null,null,null,null,"n91",null,null,"27.32.13","8544 49 95"]
[3302,null,"STEROWNICZE","SB3343",5902956050762,"BiT 500®C BLACK","5x2x0,75",null,"BITNER","KMT",1,25854,"PLN",0.23,null,null,null,null,null,null,null,"n91",null,null,"27.32.13","8544 49 95"]
[3309,null,"STEROWNICZE","SB3350",5902956050830,"BiT 500®C BLACK","16x2x0,75",null,"BITNER","KMT",1,66616,"PLN",0.23,null,null,null,null,null,null,null,"n91",null,null,"27.32.13","8544 49 95"]
[3323,null,"STEROWNICZE","SB3364",5902956050977,"BiT 500®C BLACK","16x2x1,0",null,"BITNER","KMT",1,83161,"PLN",0.23,null,null,null,null,null,null,null,"n91",null,null,"27.32.13","8544 49 95"]
[3336,null,"STEROWNICZE","SB3377",5902956051103,"BiT 500®C BLACK","14x2x1,5",null,"BITNER","KMT",1,101951,"PLN",0.23,null,null,null,null,null,null,null,"n91",null,null,"27.32.13","8544 49 95"]
[3344,null,"STEROWNICZE","SB3385",5902956051189,"BiT 500®C BLACK","5x2x2,5",null,"BITNER","KMT",1,63645,"PLN",0.23,null,null,null,null,null,null,null,"n91",null,null,"27.32.13","8544 49 95"]
[3353,null,"STEROWNICZE","S59079",5902956051271,"BiT 500®(St) BLACK","3G0,5",null,"BITNER","KMT",1,5750,"PLN",0.23,null,null,null,null,null,null,null,"n91",null,null,"27.32.13","8544 49 95"]
[3366,null,"STEROWNICZE","S59092",5902956051400,"BiT 500®(St) BLACK","12x0,5",null,"BITNER","KMT",1,17798,"PLN",0.23,null,null,null,null,null,null,null,"n91",null,null,"27.32.13","8544 49 95"]
[3375,null,"STEROWNICZE","S59101",5902956051493,"BiT 500®(St) BLACK","34G0,5",null,"BITNER","KMT",1,40464,"PLN",0.23,null,null,null,null,null,null,null,"n91",null,null,"27.32.13","8544 49 95"]
[3397,null,"STEROWNICZE","S59123",5902956051714,"BiT 500®(St) BLACK","12x0,75",null,"BITNER","KMT",1,24144,"PLN",0.23,null,null,null,null,null,null,null,"n91",null,null,"27.32.13","8544 49 95"]
[3408,null,"STEROWNICZE","S59134",5902956051820,"BiT 500®(St) BLACK","40G0,75",null,"BITNER","KMT",1,66766,"PLN",0.23,null,null,null,null,null,null,null,"n91",null,null,"27.32.13","8544 49 95"]
[3417,null,"STEROWNICZE","S59143",5902956051912,"BiT 500®(St) BLACK","4x1,0",null,"BITNER","KMT",1,12700,"PLN",0.23,null,null,null,null,null,null,null,"n91",null,null,"27.32.13","8544 49 95"]
[3425,null,"STEROWNICZE","S59151",5902956051998,"BiT 500®(St) BLACK","10G1,0",null,"BITNER","KMT",1,24719,"PLN",0.23,null,null,null,null,null,null,null,"n91",null,null,"27.32.13","8544 49 95"]
[3438,null,"STEROWNICZE","S59164",5902956052124,"BiT 500®(St) BLACK","34G1,0",null,"BITNER","KMT",1,75165,"PLN",0.23,null,null,null,null,null,null,null,"n91",null,null,"27.32.13","8544 49 95"]
[3447,null,"STEROWNICZE","S59173",5902956052216,"BiT 500®(St) BLACK","3x1,5",null,"BITNER","KMT",1,13454,"PLN",0.23,null,null,null,null,null,null,null,"n91",null,null,"27.32.13","8544 49 95"]
[3460,null,"STEROWNICZE","S59186",5902956052346,"BiT 500®(St) BLACK","12x1,5",null,"BITNER","KMT",1,42996,"PLN",0.23,null,null,null,null,null,null,null,"n91",null,null,"27.32.13","8544 49 95"]
[3468,null,"STEROWNICZE","S59194",5902956052421,"BiT 500®(St) BLACK","30G1,5",null,"BITNER","KMT",1,92904,"PLN",0.23,null,null,null,null,null,null,null,"n91",null,null,"27.32.13","8544 49 95"]
[3489,null,"STEROWNICZE","S59217",5902956052650,"BiT 500®(St) BLACK","16G2,5",null,"BITNER","KMT",1,81698,"PLN",0.23,null,null,null,null,null,null,null,"n91",null,null,"27.32.13","8544 49 95"]
[3502,null,"STEROWNICZE","S59230",5902956052780,"BiT 500®(St) BLACK","5G4,0",null,"BITNER","KMT",1,44615,"PLN",0.23,null,null,null,null,null,null,null,"n91",null,null,"27.32.13","8544 49 95"]
[3513,null,"STEROWNICZE","S59241",5902956052896,"BiT 500®(St) BLACK","10x2x0,5",null,"BITNER","KMT",1,25636,"PLN",0.23,null,null,null,null,null,null,null,"n91",null,null,"27.32.13","8544 49 95"]
[3523,null,"STEROWNICZE","S59251",5902956052995,"BiT 500®(St) BLACK","5x2x0,75",null,"BITNER","KMT",1,19956,"PLN",0.23,null,null,null,null,null,null,null,"n91",null,null,"27.32.13","8544 49 95"]
[3532,null,"STEROWNICZE","S59260",5902956053084,"BiT 500®(St) BLACK","20x2x0,75",null,"BITNER","KMT",1,67789,"PLN",0.23,null,null,null,null,null,null,null,"n91",null,null,"27.32.13","8544 49 95"]
[3548,null,"STEROWNICZE","S59276",5902956053244,"BiT 500®(St) BLACK","2x2x1,5",null,"BITNER","KMT",1,16560,"PLN",0.23,null,null,null,null,null,null,null,"n91",null,null,"27.32.13","8544 49 95"]
[3553,null,"STEROWNICZE","S59281",5902956053299,"BiT 500®(St) BLACK","7x2x1,5",null,"BITNER","KMT",1,46437,"PLN",0.23,null,null,null,null,null,null,null,"n91",null,null,"27.32.13","8544 49 95"]
[3562,null,"STEROWNICZE","S59290",5902956053381,"BiT 500®(St) BLACK","2x2x2,5",null,"BITNER","KMT",1,24645,"PLN",0.23,null,null,null,null,null,null,null,"n91",null,null,"27.32.13","8544 49 95"]
[3576,null,"STEROWNICZE","SB2903",5902956053527,"BiT 500®2(St) BLACK","5x2x0,5",null,"BITNER","KMT",1,20486,"PLN",0.23,null,null,null,null,null,null,null,"n91",null,null,"27.32.13","8544 49 95"]
[3595,null,"STEROWNICZE","SB2922",5902956053718,"BiT 500®2(St) BLACK","12x2x0,75",null,"BITNER","KMT",1,56934,"PLN",0.23,null,null,null,null,null,null,null,"n91",null,null,"27.32.13","8544 49 95"]
[3604,null,"STEROWNICZE","SB2931",5902956053800,"BiT 500®2(St) BLACK","5x2x1,0",null,"BITNER","KMT",1,33888,"PLN",0.23,null,null,null,null,null,null,null,"n91",null,null,"27.32.13","8544 49 95"]
[3617,null,"STEROWNICZE","SB2944",5902956053930,"BiT 500®2(St) BLACK","4x2x1,5",null,"BITNER","KMT",1,35426,"PLN",0.23,null,null,null,null,null,null,null,"n91",null,null,"27.32.13","8544 49 95"]
[3629,null,"STEROWNICZE","SB2956",5902956054050,"BiT 500®2(St) BLACK","2x2x2,5",null,"BITNER","KMT",1,28326,"PLN",0.23,null,null,null,null,null,null,null,"n91",null,null,"27.32.13","8544 49 95"]
[3634,null,"STEROWNICZE","SB2961",5902956054104,"BiT 500®2(St) BLACK","7x2x2,5",null,"BITNER","KMT",1,86340,"PLN",0.23,null,null,null,null,null,null,null,"n91",null,null,"27.32.13","8544 49 95"]
[3647,null,"STEROWNICZE","SB1807",5902956054234,"BiT 500®BLACK FR","6G0,5",null,"BITNER","KMT",1,9325,"PLN",0.23,null,null,null,null,null,null,null,"n91",null,null,"27.32.13","8544 49 95"]
[3664,null,"STEROWNICZE","SB1824",5902956054401,"BiT 500®BLACK FR","37G0,5",null,"BITNER","KMT",1,47310,"PLN",0.23,null,null,null,null,null,null,null,"n91",null,null,"27.32.13","8544 49 95"]
[3668,null,"STEROWNICZE","SB1828",5902956054449,"BiT 500®BLACK FR","56G0,5",null,"BITNER","KMT",1,71806,"PLN",0.23,null,null,null,null,null,null,null,"n91",null,null,"27.32.13","8544 49 95"]
[3689,null,"STEROWNICZE","SB1849",5902956054654,"BiT 500®BLACK FR","19G0,75",null,"BITNER","KMT",1,36030,"PLN",0.23,null,null,null,null,null,null,null,"n91",null,null,"27.32.13","8544 49 95"]
[3699,null,"STEROWNICZE","SB1859",5902956054753,"BiT 500®BLACK FR","56G0,75",null,"BITNER","KMT",1,102386,"PLN",0.23,null,null,null,null,null,null,null,"n91",null,null,"27.32.13","8544 49 95"]
[3710,null,"STEROWNICZE","SB1870",5902956054869,"BiT 500®BLACK FR","7G1,0",null,"BITNER","KMT",1,18194,"PLN",0.23,null,null,null,null,null,null,null,"n91",null,null,"27.32.13","8544 49 95"]
[3719,null,"STEROWNICZE","SB1879",5902956054951,"BiT 500®BLACK FR","18G1,0",null,"BITNER","KMT",1,44204,"PLN",0.23,null,null,null,null,null,null,null,"n91",null,null,"27.32.13","8544 49 95"]
[3728,null,"STEROWNICZE","SB1888",5902956055040,"BiT 500®BLACK FR","40G1,0",null,"BITNER","KMT",1,95614,"PLN",0.23,null,null,null,null,null,null,null,"n91",null,null,"27.32.13","8544 49 95"]
[3745,null,"STEROWNICZE","SB1905",5902956055217,"BiT 500®BLACK FR","10G1,5",null,"BITNER","KMT",1,36559,"PLN",0.23,null,null,null,null,null,null,null,"n91",null,null,"27.32.13","8544 49 95"]
[3749,null,"STEROWNICZE","SB1909",5902956055255,"BiT 500®BLACK FR","14G1,5",null,"BITNER","KMT",1,48892,"PLN",0.23,null,null,null,null,null,null,null,"n91",null,null,"27.32.13","8544 49 95"]
[3762,null,"STEROWNICZE","SB1922",5902956055385,"BiT 500®BLACK FR","56G1,5",null,"BITNER","KMT",1,190129,"PLN",0.23,null,null,null,null,null,null,null,"n91",null,null,"27.32.13","8544 49 95"]
[3780,null,"STEROWNICZE","SB1942",5902956055583,"BiT 500®BLACK FR","25G2,5",null,"BITNER","KMT",1,140450,"PLN",0.23,null,null,null,null,null,null,null,"n91",null,null,"27.32.13","8544 49 95"]
[3791,null,"STEROWNICZE","SB1953",5902956055699,"BiT 500®BLACK FR","7G4,0",null,"BITNER","KMT",1,65787,"PLN",0.23,null,null,null,null,null,null,null,"n91",null,null,"27.32.13","8544 49 95"]
[3804,null,"STEROWNICZE","SB1966",5902956055828,"BiT 500®BLACK FR","5G10",null,"BITNER","KMT",1,118660,"PLN",0.23,null,null,null,null,null,null,null,"n91",null,null,"27.32.13","8544 49 95"]
[3815,null,"STEROWNICZE","SB1977",5902956055934,"BiT 500®BLACK FR","5G25",null,"BITNER","KMT",1,283307,"PLN",0.23,null,null,null,null,null,null,null,"n91",null,null,"27.32.13","8544 49 95"]
[3825,null,"STEROWNICZE","SB1987",5902956056030,"BiT 500®BLACK FR","5G50",null,"BITNER","KMT",1,553447,"PLN",0.23,null,null,null,null,null,null,null,"n91",null,null,"27.32.13","8544 49 95"]
[3834,null,"STEROWNICZE","SB1996",5902956056122,"BiT 500®BLACK FR","5x2x0,5",null,"BITNER","KMT",1,14029,"PLN",0.23,null,null,null,null,null,null,null,"n91",null,null,"27.32.13","8544 49 95"]
[3843,null,"STEROWNICZE","SB2005",5902956056214,"BiT 500®BLACK FR","20x2x0,5",null,"BITNER","KMT",1,48789,"PLN",0.23,null,null,null,null,null,null,null,"n91",null,null,"27.32.13","8544 49 95"]
[3861,null,"STEROWNICZE","SB2023",5902956056399,"BiT 500®BLACK FR","4x2x1,0",null,"BITNER","KMT",1,20119,"PLN",0.23,null,null,null,null,null,null,null,"n91",null,null,"27.32.13","8544 49 95"]
[3876,null,"STEROWNICZE","SB2038",5902956056542,"BiT 500®BLACK FR","5x2x1,5",null,"BITNER","KMT",1,35215,"PLN",0.23,null,null,null,null,null,null,null,"n91",null,null,"27.32.13","8544 49 95"]
[3885,null,"STEROWNICZE","SB2047",5902956056634,"BiT 500®BLACK FR","20x2x1,5",null,"BITNER","KMT",1,130118,"PLN",0.23,null,null,null,null,null,null,null,"n91",null,null,"27.32.13","8544 49 95"]
[3896,null,"STEROWNICZE","SB2058",5902956056740,"BiT 500®BLACK FR","14x2x2,5",null,"BITNER","KMT",1,148895,"PLN",0.23,null,null,null,null,null,null,null,"n91",null,null,"27.32.13","8544 49 95"]
[3906,null,"STEROWNICZE","SB3418",5902956056849,"BiT 500®C BLACK FR","7G0,5",null,"BITNER","KMT",1,13469,"PLN",0.23,null,null,null,null,null,null,null,"n91",null,null,"27.32.13","8544 49 95"]
[3919,null,"STEROWNICZE","SB3431",5902956056979,"BiT 500®C BLACK FR","27G0,5",null,"BITNER","KMT",1,43182,"PLN",0.23,null,null,null,null,null,null,null,"n91",null,null,"27.32.13","8544 49 95"]
[3931,null,"STEROWNICZE","SB3443",5902956057099,"BiT 500®C BLACK FR","4G0,75",null,"BITNER","KMT",1,11602,"PLN",0.23,null,null,null,null,null,null,null,"n91",null,null,"27.32.13","8544 49 95"]
[3936,null,"STEROWNICZE","SB3448",5902956057143,"BiT 500®C BLACK FR","6x0,75",null,"BITNER","KMT",1,17889,"PLN",0.23,null,null,null,null,null,null,null,"n91",null,null,"27.32.13","8544 49 95"]
[3949,null,"STEROWNICZE","SB3461",5902956057273,"BiT 500®C BLACK FR","25G0,75",null,"BITNER","KMT",1,55396,"PLN",0.23,null,null,null,null,null,null,null,"n91",null,null,"27.32.13","8544 49 95"]
[3970,null,"STEROWNICZE","SB3482",5902956057488,"BiT 500®C BLACK FR","8G1,0",null,"BITNER","KMT",1,26345,"PLN",0.23,null,null,null,null,null,null,null,"n91",null,null,"27.32.13","8544 49 95"]
[3977,null,"STEROWNICZE","SB3489",5902956057556,"BiT 500®C BLACK FR","18G1,0",null,"BITNER","KMT",1,51400,"PLN",0.23,null,null,null,null,null,null,null,"n91",null,null,"27.32.13","8544 49 95"]
[3991,null,"STEROWNICZE","SB3503",5902956057693,"BiT 500®C BLACK FR","2x1,5",null,"BITNER","KMT",1,11721,"PLN",0.23,null,null,null,null,null,null,null,"n91",null,null,"27.32.13","8544 49 95"]
[4000,null,"STEROWNICZE","SB3512",5902956057785,"BiT 500®C BLACK FR","7G1,5",null,"BITNER","KMT",1,31386,"PLN",0.23,null,null,null,null,null,null,null,"n91",null,null,"27.32.13","8544 49 95"]
[4012,null,"STEROWNICZE","SB3524",5902956057907,"BiT 500®C BLACK FR","25G1,5",null,"BITNER","KMT",1,97061,"PLN",0.23,null,null,null,null,null,null,null,"n91",null,null,"27.32.13","8544 49 95"]
[4021,null,"STEROWNICZE","SB3533",5902956057990,"BiT 500®C BLACK FR","61G1,5",null,"BITNER","KMT",1,218506,"PLN",0.23,null,null,null,null,null,null,null,"n91",null,null,"27.32.13","8544 49 95"]
[4030,null,"STEROWNICZE","SB3544",5902956058102,"BiT 500®C BLACK FR","7x2,5",null,"BITNER","KMT",1,51400,"PLN",0.23,null,null,null,null,null,null,null,"n91",null,null,"27.32.13","8544 49 95"]
[4047,null,"STEROWNICZE","SB3561",5902956058270,"BiT 500®C BLACK FR","4G4,0",null,"BITNER","KMT",1,45487,"PLN",0.23,null,null,null,null,null,null,null,"n91",null,null,"27.32.13","8544 49 95"]
[4063,null,"STEROWNICZE","SB3577",5902956058430,"BiT 500®C BLACK FR","18x2x0,5",null,"BITNER","KMT",1,59435,"PLN",0.23,null,null,null,null,null,null,null,"n91",null,null,"27.32.13","8544 49 95"]
[4076,null,"STEROWNICZE","SB3590",5902956058560,"BiT 500®C BLACK FR","16x2x0,75",null,"BITNER","KMT",1,73284,"PLN",0.23,null,null,null,null,null,null,null,"n91",null,null,"27.32.13","8544 49 95"]
[4085,null,"STEROWNICZE","SB3599",5902956058652,"BiT 500®C BLACK FR","7x2x1,0",null,"BITNER","KMT",1,44601,"PLN",0.23,null,null,null,null,null,null,null,"n91",null,null,"27.32.13","8544 49 95"]
[4089,null,"STEROWNICZE","SB3603",5902956058690,"BiT 500®C BLACK FR","14x2x1,0",null,"BITNER","KMT",1,80915,"PLN",0.23,null,null,null,null,null,null,null,"n91",null,null,"27.32.13","8544 49 95"]
[4106,null,"STEROWNICZE","SB3620",5902956058867,"BiT 500®C BLACK FR","20x2x1,5",null,"BITNER","KMT",1,155168,"PLN",0.23,null,null,null,null,null,null,null,"n91",null,null,"27.32.13","8544 49 95"]
[4115,null,"STEROWNICZE","SB3629",5902956058959,"BiT 500®C BLACK FR","10x2x2,5",null,"BITNER","KMT",1,128806,"PLN",0.23,null,null,null,null,null,null,null,"n91",null,null,"27.32.13","8544 49 95"]
[4124,null,"STEROWNICZE","SB2405",5902956059048,"BiT 500®(St) BLACK FR","5G0,5",null,"BITNER","KMT",1,9094,"PLN",0.23,null,null,null,null,null,null,null,"n91",null,null,"27.32.13","8544 49 95"]
[4136,null,"STEROWNICZE","SB2417",5902956059161,"BiT 500®(St) BLACK FR","18G0,5",null,"BITNER","KMT",1,25040,"PLN",0.23,null,null,null,null,null,null,null,"n91",null,null,"27.32.13","8544 49 95"]
[4157,null,"STEROWNICZE","SB2438",5902956059376,"BiT 500®(St) BLACK FR","6x0,75",null,"BITNER","KMT",1,15268,"PLN",0.23,null,null,null,null,null,null,null,"n91",null,null,"27.32.13","8544 49 95"]
[4163,null,"STEROWNICZE","SB2444",5902956059437,"BiT 500®(St) BLACK FR","12G0,75",null,"BITNER","KMT",1,24144,"PLN",0.23,null,null,null,null,null,null,null,"n91",null,null,"27.32.13","8544 49 95"]
[4178,null,"STEROWNICZE","SB2459",5902956059581,"BiT 500®(St) BLACK FR","56G0,75",null,"BITNER","KMT",1,100801,"PLN",0.23,null,null,null,null,null,null,null,"n91",null,null,"27.32.13","8544 49 95"]
[4187,null,"STEROWNICZE","SB2468",5902956059673,"BiT 500®(St) BLACK FR","6G1,0",null,"BITNER","KMT",1,17545,"PLN",0.23,null,null,null,null,null,null,null,"n91",null,null,"27.32.13","8544 49 95"]
[4200,null,"STEROWNICZE","SB2481",5902956059802,"BiT 500®(St) BLACK FR","19G1,0",null,"BITNER","KMT",1,46908,"PLN",0.23,null,null,null,null,null,null,null,"n91",null,null,"27.32.13","8544 49 95"]
[4216,null,"STEROWNICZE","SB2497",5902956059963,"BiT 500®(St) BLACK FR","4x1,5",null,"BITNER","KMT",1,18702,"PLN",0.23,null,null,null,null,null,null,null,"n91",null,null,"27.32.13","8544 49 95"]
[4221,null,"STEROWNICZE","SB2502",5902956060013,"BiT 500®(St) BLACK FR","7G1,5",null,"BITNER","KMT",1,26450,"PLN",0.23,null,null,null,null,null,null,null,"n91",null,null,"27.32.13","8544 49 95"]
[4230,null,"STEROWNICZE","SB2511",5902956060105,"BiT 500®(St) BLACK FR","18G1,5",null,"BITNER","KMT",1,62616,"PLN",0.23,null,null,null,null,null,null,null,"n91",null,null,"27.32.13","8544 49 95"]
[4251,null,"STEROWNICZE","SB2534",5902956060334,"BiT 500®(St) BLACK FR","7x2,5",null,"BITNER","KMT",1,45153,"PLN",0.23,null,null,null,null,null,null,null,"n91",null,null,"27.32.13","8544 49 95"]
[4263,null,"STEROWNICZE","SB2546",5902956060457,"BiT 500®(St) BLACK FR","42G2,5",null,"BITNER","KMT",1,231960,"PLN",0.23,null,null,null,null,null,null,null,"n91",null,null,"27.32.13","8544 49 95"]
[4272,null,"STEROWNICZE","SB2555",5902956060549,"BiT 500®(St) BLACK FR","12G4,0",null,"BITNER","KMT",1,112539,"PLN",0.23,null,null,null,null,null,null,null,"n91",null,null,"27.32.13","8544 49 95"]
[4286,null,"STEROWNICZE","SB2569",5902956060686,"BiT 500®(St) BLACK FR","24x2x0,5",null,"BITNER","KMT",1,62227,"PLN",0.23,null,null,null,null,null,null,null,"n91",null,null,"27.32.13","8544 49 95"]
[4293,null,"STEROWNICZE","SB2576",5902956060754,"BiT 500®(St) BLACK FR","8x2x0,75",null,"BITNER","KMT",1,32186,"PLN",0.23,null,null,null,null,null,null,null,"n91",null,null,"27.32.13","8544 49 95"]
[4302,null,"STEROWNICZE","SB2585",5902956060846,"BiT 500®(St) BLACK FR","3x2x1,0",null,"BITNER","KMT",1,18238,"PLN",0.23,null,null,null,null,null,null,null,"n91",null,null,"27.32.13","8544 49 95"]
[4315,null,"STEROWNICZE","SB2598",5902956060976,"BiT 500®(St) BLACK FR","2x2x1,5",null,"BITNER","KMT",1,18238,"PLN",0.23,null,null,null,null,null,null,null,"n91",null,null,"27.32.13","8544 49 95"]
[4332,null,"STEROWNICZE","SB2615",5902956061140,"BiT 500®(St) BLACK FR","5x2x2,5",null,"BITNER","KMT",1,59600,"PLN",0.23,null,null,null,null,null,null,null,"n91",null,null,"27.32.13","8544 49 95"]
[4344,null,"STEROWNICZE","SB3004",5902956061263,"BiT 500®2(St) BLACK FR","6x2x0,5",null,"BITNER","KMT",1,26256,"PLN",0.23,null,null,null,null,null,null,null,"n91",null,null,"27.32.13","8544 49 95"]
[4357,null,"STEROWNICZE","SB3017",5902956061393,"BiT 500®2(St) BLACK FR","5x2x0,75",null,"BITNER","KMT",1,28415,"PLN",0.23,null,null,null,null,null,null,null,"n91",null,null,"27.32.13","8544 49 95"]
[4367,null,"STEROWNICZE","SB3027",5902956061492,"BiT 500®2(St) BLACK FR","24x2x0,75",null,"BITNER","KMT",1,121176,"PLN",0.23,null,null,null,null,null,null,null,"n91",null,null,"27.32.13","8544 49 95"]
[4378,null,"STEROWNICZE","SB3038",5902956061607,"BiT 500®2(St) BLACK FR","16x2x1,0",null,"BITNER","KMT",1,109261,"PLN",0.23,null,null,null,null,null,null,null,"n91",null,null,"27.32.13","8544 49 95"]
[4387,null,"STEROWNICZE","SB3047",5902956061690,"BiT 500®2(St) BLACK FR","7x2x1,5",null,"BITNER","KMT",1,64713,"PLN",0.23,null,null,null,null,null,null,null,"n91",null,null,"27.32.13","8544 49 95"]
[4402,null,"STEROWNICZE","SB3062",5902956061843,"BiT 500®2(St) BLACK FR","8x2x2,5",null,"BITNER","KMT",1,107679,"PLN",0.23,null,null,null,null,null,null,null,"n91",null,null,"27.32.13","8544 49 95"]
[4408,null,"STEROWNICZE","SB2101",5902956061904,"BiT 500®BLACK OR","3G0,5",null,"BITNER","KMT",1,7019,"PLN",0.23,null,null,null,null,null,null,null,"n91",null,null,"27.32.13","8544 49 95"]
[4417,null,"STEROWNICZE","SB2110",5902956061997,"BiT 500®BLACK OR","8G0,5",null,"BITNER","KMT",1,14633,"PLN",0.23,null,null,null,null,null,null,null,"n91",null,null,"27.32.13","8544 49 95"]
[4438,null,"STEROWNICZE","SB2131",5902956062208,"BiT 500®BLACK OR","3G0,75",null,"BITNER","KMT",1,9383,"PLN",0.23,null,null,null,null,null,null,null,"n91",null,null,"27.32.13","8544 49 95"]
[4448,null,"STEROWNICZE","SB2141",5902956062307,"BiT 500®BLACK OR","8G0,75",null,"BITNER","KMT",1,19621,"PLN",0.23,null,null,null,null,null,null,null,"n91",null,null,"27.32.13","8544 49 95"]
[4459,null,"STEROWNICZE","SB2152",5902956062413,"BiT 500®BLACK OR","27G0,75",null,"BITNER","KMT",1,56769,"PLN",0.23,null,null,null,null,null,null,null,"n91",null,null,"27.32.13","8544 49 95"]
[4472,null,"STEROWNICZE","SB2165",5902956062543,"BiT 500®BLACK OR","4x1,0",null,"BITNER","KMT",1,14663,"PLN",0.23,null,null,null,null,null,null,null,"n91",null,null,"27.32.13","8544 49 95"]
[4483,null,"STEROWNICZE","SB2176",5902956062659,"BiT 500®BLACK OR","12x1,0",null,"BITNER","KMT",1,37448,"PLN",0.23,null,null,null,null,null,null,null,"n91",null,null,"27.32.13","8544 49 95"]
[4489,null,"STEROWNICZE","SB2182",5902956062710,"BiT 500®BLACK OR","21G1,0",null,"BITNER","KMT",1,57420,"PLN",0.23,null,null,null,null,null,null,null,"n91",null,null,"27.32.13","8544 49 95"]
[4502,null,"STEROWNICZE","SB2195",5902956062840,"BiT 500®BLACK OR","3x1,5",null,"BITNER","KMT",1,15835,"PLN",0.23,null,null,null,null,null,null,null,"n91",null,null,"27.32.13","8544 49 95"]
[4511,null,"STEROWNICZE","SB2204",5902956062932,"BiT 500®BLACK OR","8G1,5",null,"BITNER","KMT",1,32424,"PLN",0.23,null,null,null,null,null,null,null,"n91",null,null,"27.32.13","8544 49 95"]
[4525,null,"STEROWNICZE","SB2218",5902956063076,"BiT 500®BLACK OR","37G1,5",null,"BITNER","KMT",1,138900,"PLN",0.23,null,null,null,null,null,null,null,"n91",null,null,"27.32.13","8544 49 95"]
[4544,null,"STEROWNICZE","SB2239",5902956063281,"BiT 500®BLACK OR","16G2,5",null,"BITNER","KMT",1,101615,"PLN",0.23,null,null,null,null,null,null,null,"n91",null,null,"27.32.13","8544 49 95"]
[4553,null,"STEROWNICZE","SB2248",5902956063373,"BiT 500®BLACK OR","2x4,0",null,"BITNER","KMT",1,25489,"PLN",0.23,null,null,null,null,null,null,null,"n91",null,null,"27.32.13","8544 49 95"]
[4564,null,"STEROWNICZE","SB2259",5902956063489,"BiT 500®BLACK OR","4G6,0",null,"BITNER","KMT",1,63249,"PLN",0.23,null,null,null,null,null,null,null,"n91",null,null,"27.32.13","8544 49 95"]
[4574,null,"STEROWNICZE","SB2269",5902956063588,"BiT 500®BLACK OR","3G16",null,"BITNER","KMT",1,122019,"PLN",0.23,null,null,null,null,null,null,null,"n91",null,null,"27.32.13","8544 49 95"]
[4583,null,"STEROWNICZE","SB2278",5902956063670,"BiT 500®BLACK OR","2x35",null,"BITNER","KMT",1,177804,"PLN",0.23,null,null,null,null,null,null,null,"n91",null,null,"27.32.13","8544 49 95"]
[4599,null,"STEROWNICZE","SB2294",5902956063830,"BiT 500®BLACK OR","3x2x0,5",null,"BITNER","KMT",1,11900,"PLN",0.23,null,null,null,null,null,null,null,"n91",null,null,"27.32.13","8544 49 95"]
[4604,null,"STEROWNICZE","SB2299",5902956063885,"BiT 500®BLACK OR","8x2x0,5",null,"BITNER","KMT",1,25839,"PLN",0.23,null,null,null,null,null,null,null,"n91",null,null,"27.32.13","8544 49 95"]
[4617,null,"STEROWNICZE","SB2312",5902956064011,"BiT 500®BLACK OR","7x2x0,75",null,"BITNER","KMT",1,30796,"PLN",0.23,null,null,null,null,null,null,null,"n91",null,null,"27.32.13","8544 49 95"]
[4638,null,"STEROWNICZE","SB2333",5902956064226,"BiT 500®BLACK OR","20x2x1,0",null,"BITNER","KMT",1,104407,"PLN",0.23,null,null,null,null,null,null,null,"n91",null,null,"27.32.13","8544 49 95"]
[4641,null,"STEROWNICZE","SB2336",5902956064257,"BiT 500®BLACK OR","3x2x1,5",null,"BITNER","KMT",1,25251,"PLN",0.23,null,null,null,null,null,null,null,"n91",null,null,"27.32.13","8544 49 95"]
[4659,null,"STEROWNICZE","SB2354",5902956064431,"BiT 500®BLACK OR","7x2x2,5",null,"BITNER","KMT",1,87365,"PLN",0.23,null,null,null,null,null,null,null,"n91",null,null,"27.32.13","8544 49 95"]
[4668,null,"STEROWNICZE","SB3653",5902956064523,"BiT 500®C BLACK OR","4G0,5",null,"BITNER","KMT",1,11408,"PLN",0.23,null,null,null,null,null,null,null,"n91",null,null,"27.32.13","8544 49 95"]
[4676,null,"STEROWNICZE","SB3661",5902956064608,"BiT 500®C BLACK OR","8x0,5",null,"BITNER","KMT",1,22667,"PLN",0.23,null,null,null,null,null,null,null,"n91",null,null,"27.32.13","8544 49 95"]
[4689,null,"STEROWNICZE","SB3674",5902956064738,"BiT 500®C BLACK OR","37G0,5",null,"BITNER","KMT",1,64833,"PLN",0.23,null,null,null,null,null,null,null,"n91",null,null,"27.32.13","8544 49 95"]
[4698,null,"STEROWNICZE","SB3683",5902956064820,"BiT 500®C BLACK OR","4G0,75",null,"BITNER","KMT",1,13701,"PLN",0.23,null,null,null,null,null,null,null,"n91",null,null,"27.32.13","8544 49 95"]
[4715,null,"STEROWNICZE","SB3700",5902956064998,"BiT 500®C BLACK OR","21G0,75",null,"BITNER","KMT",1,54275,"PLN",0.23,null,null,null,null,null,null,null,"n91",null,null,"27.32.13","8544 49 95"]
[4731,null,"STEROWNICZE","SB3716",5902956065155,"BiT 500®C BLACK OR","5G1,0",null,"BITNER","KMT",1,22651,"PLN",0.23,null,null,null,null,null,null,null,"n91",null,null,"27.32.13","8544 49 95"]
[4740,null,"STEROWNICZE","SB3725",5902956065247,"BiT 500®C BLACK OR","12G1,0",null,"BITNER","KMT",1,42906,"PLN",0.23,null,null,null,null,null,null,null,"n91",null,null,"27.32.13","8544 49 95"]
[4753,null,"STEROWNICZE","SB3738",5902956065377,"BiT 500®C BLACK OR","40G1,0",null,"BITNER","KMT",1,119893,"PLN",0.23,null,null,null,null,null,null,null,"n91",null,null,"27.32.13","8544 49 95"]
[4757,null,"STEROWNICZE","SB3742",5902956065414,"BiT 500®C BLACK OR","61G1,0",null,"BITNER","KMT",1,176871,"PLN",0.23,null,null,null,null,null,null,null,"n91",null,null,"27.32.13","8544 49 95"]
[4770,null,"STEROWNICZE","SB3755",5902956065544,"BiT 500®C BLACK OR","10G1,5",null,"BITNER","KMT",1,50753,"PLN",0.23,null,null,null,null,null,null,null,"n91",null,null,"27.32.13","8544 49 95"]
[4783,null,"STEROWNICZE","SB3768",5902956065674,"BiT 500®C BLACK OR","37G1,5",null,"BITNER","KMT",1,156010,"PLN",0.23,null,null,null,null,null,null,null,"n91",null,null,"27.32.13","8544 49 95"]
[4792,null,"STEROWNICZE","SB3777",5902956065766,"BiT 500®C BLACK OR","4G2,5",null,"BITNER","KMT",1,34687,"PLN",0.23,null,null,null,null,null,null,null,"n91",null,null,"27.32.13","8544 49 95"]
[4804,null,"STEROWNICZE","SB3791",5902956065902,"BiT 500®C BLACK OR","21G2,5",null,"BITNER","KMT",1,145170,"PLN",0.23,null,null,null,null,null,null,null,"n91",null,null,"27.32.13","8544 49 95"]
[4825,null,"STEROWNICZE","SB3812",5902956066114,"BiT 500®C BLACK OR","8x2x0,5",null,"BITNER","KMT",1,35454,"PLN",0.23,null,null,null,null,null,null,null,"n91",null,null,"27.32.13","8544 49 95"]
[4827,null,"STEROWNICZE","SB3814",5902956066138,"BiT 500®C BLACK OR","12x2x0,5",null,"BITNER","KMT",1,48168,"PLN",0.23,null,null,null,null,null,null,null,"n91",null,null,"27.32.13","8544 49 95"]
[4846,null,"STEROWNICZE","SB3833",5902956066329,"BiT 500®C BLACK OR","24x2x0,75",null,"BITNER","KMT",1,116046,"PLN",0.23,null,null,null,null,null,null,null,"n91",null,null,"27.32.13","8544 49 95"]
[4855,null,"STEROWNICZE","SB3842",5902956066411,"BiT 500®C BLACK OR","12x2x1,0",null,"BITNER","KMT",1,80294,"PLN",0.23,null,null,null,null,null,null,null,"n91",null,null,"27.32.13","8544 49 95"]
[4868,null,"STEROWNICZE","SB3855",5902956066541,"BiT 500®C BLACK OR","10x2x1,5",null,"BITNER","KMT",1,94300,"PLN",0.23,null,null,null,null,null,null,null,"n91",null,null,"27.32.13","8544 49 95"]
[4873,null,"STEROWNICZE","SB3860",5902956066596,"BiT 500®C BLACK OR","20x2x1,5",null,"BITNER","KMT",1,176326,"PLN",0.23,null,null,null,null,null,null,null,"n91",null,null,"27.32.13","8544 49 95"]
[4885,null,"STEROWNICZE","SB3872",5902956066718,"BiT 500®C BLACK OR","16x2x2,5",null,"BITNER","KMT",1,226396,"PLN",0.23,null,null,null,null,null,null,null,"n91",null,null,"27.32.13","8544 49 95"]
[4898,null,"STEROWNICZE","SB2662",5902956066848,"BiT 500®(St) BLACK OR","10G0,5",null,"BITNER","KMT",1,18687,"PLN",0.23,null,null,null,null,null,null,null,"n91",null,null,"27.32.13","8544 49 95"]
[4908,null,"STEROWNICZE","SB2672",5902956066947,"BiT 500®(St) BLACK OR","30G0,5",null,"BITNER","KMT",1,44601,"PLN",0.23,null,null,null,null,null,null,null,"n91",null,null,"27.32.13","8544 49 95"]
[4927,null,"STEROWNICZE","SB2691",5902956067135,"BiT 500®(St) BLACK OR","8G0,75",null,"BITNER","KMT",1,20531,"PLN",0.23,null,null,null,null,null,null,null,"n91",null,null,"27.32.13","8544 49 95"]
[4940,null,"STEROWNICZE","SB2704",5902956067265,"BiT 500®(St) BLACK OR","34G0,75",null,"BITNER","KMT",1,71260,"PLN",0.23,null,null,null,null,null,null,null,"n91",null,null,"27.32.13","8544 49 95"]
[4943,null,"STEROWNICZE","SB2707",5902956067296,"BiT 500®(St) BLACK OR","42G0,75",null,"BITNER","KMT",1,87065,"PLN",0.23,null,null,null,null,null,null,null,"n91",null,null,"27.32.13","8544 49 95"]
[4961,null,"STEROWNICZE","SB2725",5902956067470,"BiT 500®(St) BLACK OR","12G1,0",null,"BITNER","KMT",1,35380,"PLN",0.23,null,null,null,null,null,null,null,"n91",null,null,"27.32.13","8544 49 95"]
[4970,null,"STEROWNICZE","SB2734",5902956067562,"BiT 500®(St) BLACK OR","27G1,0",null,"BITNER","KMT",1,73687,"PLN",0.23,null,null,null,null,null,null,null,"n91",null,null,"27.32.13","8544 49 95"]
[4979,null,"STEROWNICZE","SB2743",5902956067654,"BiT 500®(St) BLACK OR","2x1,5",null,"BITNER","KMT",1,12387,"PLN",0.23,null,null,null,null,null,null,null,"n91",null,null,"27.32.13","8544 49 95"]
[5000,null,"STEROWNICZE","SB2764",5902956067869,"BiT 500®(St) BLACK OR","25G1,5",null,"BITNER","KMT",1,97106,"PLN",0.23,null,null,null,null,null,null,null,"n91",null,null,"27.32.13","8544 49 95"]
[5012,null,"STEROWNICZE","SB2776",5902956067982,"BiT 500®(St) BLACK OR","3x2,5",null,"BITNER","KMT",1,25869,"PLN",0.23,null,null,null,null,null,null,null,"n91",null,null,"27.32.13","8544 49 95"]
[5013,null,"STEROWNICZE","SB2777",5902956067999,"BiT 500®(St) BLACK OR","4G2,5",null,"BITNER","KMT",1,28639,"PLN",0.23,null,null,null,null,null,null,null,"n91",null,null,"27.32.13","8544 49 95"]
[5035,null,"STEROWNICZE","SB2801",5902956068231,"BiT 500®(St) BLACK OR","4G4,0",null,"BITNER","KMT",1,45339,"PLN",0.23,null,null,null,null,null,null,null,"n91",null,null,"27.32.13","8544 49 95"]
[5042,null,"STEROWNICZE","SB2808",5902956068309,"BiT 500®(St) BLACK OR","4x2x0,5",null,"BITNER","KMT",1,16425,"PLN",0.23,null,null,null,null,null,null,null,"n91",null,null,"27.32.13","8544 49 95"]
[5055,null,"STEROWNICZE","SB2821",5902956068439,"BiT 500®(St) BLACK OR","3x2x0,75",null,"BITNER","KMT",1,17545,"PLN",0.23,null,null,null,null,null,null,null,"n91",null,null,"27.32.13","8544 49 95"]
[5070,null,"STEROWNICZE","SB2836",5902956068583,"BiT 500®(St) BLACK OR","4x2x1,0",null,"BITNER","KMT",1,28295,"PLN",0.23,null,null,null,null,null,null,null,"n91",null,null,"27.32.13","8544 49 95"]
[5072,null,"STEROWNICZE","SB2838",5902956068606,"BiT 500®(St) BLACK OR","6x2x1,0",null,"BITNER","KMT",1,37148,"PLN",0.23,null,null,null,null,null,null,null,"n91",null,null,"27.32.13","8544 49 95"]
[5085,null,"STEROWNICZE","SB2851",5902956068736,"BiT 500®(St) BLACK OR","5x2x1,5",null,"BITNER","KMT",1,44233,"PLN",0.23,null,null,null,null,null,null,null,"n91",null,null,"27.32.13","8544 49 95"]
[5106,null,"STEROWNICZE","SB2872",5902956068941,"BiT 500®(St) BLACK OR","16x2x2,5",null,"BITNER","KMT",1,202611,"PLN",0.23,null,null,null,null,null,null,null,"n91",null,null,"27.32.13","8544 49 95"]
[5116,null,"STEROWNICZE","SB3089",5902956069047,"BiT 500®2(St) BLACK OR","14x2x0,5",null,"BITNER","KMT",1,63751,"PLN",0.23,null,null,null,null,null,null,null,"n91",null,null,"27.32.13","8544 49 95"]
[5127,null,"STEROWNICZE","SB3100",5902956069153,"BiT 500®2(St) BLACK OR","8x2x0,75",null,"BITNER","KMT",1,50326,"PLN",0.23,null,null,null,null,null,null,null,"n91",null,null,"27.32.13","8544 49 95"]
[5136,null,"STEROWNICZE","SB3109",5902956069245,"BiT 500®2(St) BLACK OR","3x2x1,0",null,"BITNER","KMT",1,27571,"PLN",0.23,null,null,null,null,null,null,null,"n91",null,null,"27.32.13","8544 49 95"]
[5151,null,"STEROWNICZE","SB3124",5902956069399,"BiT 500®2(St) BLACK OR","4x2x1,5",null,"BITNER","KMT",1,45355,"PLN",0.23,null,null,null,null,null,null,null,"n91",null,null,"27.32.13","8544 49 95"]
[5157,null,"STEROWNICZE","SB3130",5902956069450,"BiT 500®2(St) BLACK OR","12x2x1,5",null,"BITNER","KMT",1,121959,"PLN",0.23,null,null,null,null,null,null,null,"n91",null,null,"27.32.13","8544 49 95"]
[5166,null,"STEROWNICZE","SB3139",5902956069542,"BiT 500®2(St) BLACK OR","5x2x2,5",null,"BITNER","KMT",1,79054,"PLN",0.23,null,null,null,null,null,null,null,"n91",null,null,"27.32.13","8544 49 95"]
[5186,null,"STEROWNICZE","H50013",5902956072788,"BiT 500®H","10G0,5",null,"BITNER","KMT",1,14179,"PLN",0.23,null,null,null,null,null,null,null,"n91",null,null,"27.32.13","8544 49 95"]
[5199,null,"STEROWNICZE","H51816",5902956072917,"BiT 500®H","40G0,5",null,"BITNER","KMT",1,51715,"PLN",0.23,null,null,null,null,null,null,null,"n91",null,null,"27.32.13","8544 49 95"]
[5200,null,"STEROWNICZE","H51817",5902956072924,"BiT 500®H","42G0,5",null,"BITNER","KMT",1,55337,"PLN",0.23,null,null,null,null,null,null,null,"n91",null,null,"27.32.13","8544 49 95"]
[5221,null,"STEROWNICZE","H50043",5902956073136,"BiT 500®H","16G0,75",null,"BITNER","KMT",1,30364,"PLN",0.23,null,null,null,null,null,null,null,"n91",null,null,"27.32.13","8544 49 95"]
[5228,null,"STEROWNICZE","H51823",5902956073204,"BiT 500®H","34G0,75",null,"BITNER","KMT",1,64653,"PLN",0.23,null,null,null,null,null,null,null,"n91",null,null,"27.32.13","8544 49 95"]
[5242,null,"STEROWNICZE","H50056",5902956073341,"BiT 500®H","6G1,0",null,"BITNER","KMT",1,14992,"PLN",0.23,null,null,null,null,null,null,null,"n91",null,null,"27.32.13","8544 49 95"]
[5251,null,"STEROWNICZE","H50065",5902956073433,"BiT 500®H","14G1,0",null,"BITNER","KMT",1,34402,"PLN",0.23,null,null,null,null,null,null,null,"n91",null,null,"27.32.13","8544 49 95"]
[5267,null,"STEROWNICZE","H50074",5902956073594,"BiT 500®H","2x1,5",null,"BITNER","KMT",1,7876,"PLN",0.23,null,null,null,null,null,null,null,"n91",null,null,"27.32.13","8544 49 95"]
[5272,null,"STEROWNICZE","H50079",5902956073648,"BiT 500®H","5G1,5",null,"BITNER","KMT",1,17754,"PLN",0.23,null,null,null,null,null,null,null,"n91",null,null,"27.32.13","8544 49 95"]
[5293,null,"STEROWNICZE","H51848",5902956073853,"BiT 500®H","40G1,5",null,"BITNER","KMT",1,138414,"PLN",0.23,null,null,null,null,null,null,null,"n91",null,null,"27.32.13","8544 49 95"]
[5302,null,"STEROWNICZE","H50092",5902956073945,"BiT 500®H","4x2,5",null,"BITNER","KMT",1,25652,"PLN",0.23,null,null,null,null,null,null,null,"n91",null,null,"27.32.13","8544 49 95"]
[5314,null,"STEROWNICZE","H51857",5902956074096,"BiT 500®H","25G2,5",null,"BITNER","KMT",1,143044,"PLN",0.23,null,null,null,null,null,null,null,"n91",null,null,"27.32.13","8544 49 95"]
[5323,null,"STEROWNICZE","H51865",5902956074188,"BiT 500®H","4G4,0",null,"BITNER","KMT",1,39240,"PLN",0.23,null,null,null,null,null,null,null,"n91",null,null,"27.32.13","8544 49 95"]
[5336,null,"STEROWNICZE","H52008",5902956074317,"BiT 500®H","12x2x0,5",null,"BITNER","KMT",1,30394,"PLN",0.23,null,null,null,null,null,null,null,"n91",null,null,"27.32.13","8544 49 95"]
[5344,null,"STEROWNICZE","H52016",5902956074393,"BiT 500®H","4x2x0,75",null,"BITNER","KMT",1,15672,"PLN",0.23,null,null,null,null,null,null,null,"n91",null,null,"27.32.13","8544 49 95"]
[5357,null,"STEROWNICZE","H52029",5902956074522,"BiT 500®H","3x2x1,0",null,"BITNER","KMT",1,15416,"PLN",0.23,null,null,null,null,null,null,null,"n91",null,null,"27.32.13","8544 49 95"]
[5366,null,"STEROWNICZE","H52038",5902956074614,"BiT 500®H","16x2x1,0",null,"BITNER","KMT",1,74679,"PLN",0.23,null,null,null,null,null,null,null,"n91",null,null,"27.32.13","8544 49 95"]
[5379,null,"STEROWNICZE","H52051",5902956074744,"BiT 500®H","14x2x1,5",null,"BITNER","KMT",1,92978,"PLN",0.23,null,null,null,null,null,null,null,"n91",null,null,"27.32.13","8544 49 95"]
[5387,null,"STEROWNICZE","H52059",5902956074829,"BiT 500®H","5x2x2,5",null,"BITNER","KMT",1,55955,"PLN",0.23,null,null,null,null,null,null,null,"n91",null,null,"27.32.13","8544 49 95"]
[5408,null,"STEROWNICZE","SB5513",5902956075031,"BiT 500®CH","12G0,5",null,"BITNER","KMT",1,23197,"PLN",0.23,null,null,null,null,null,null,null,"n91",null,null,"27.32.13","8544 49 95"]
[5418,null,"STEROWNICZE","SB5523",5902956075130,"BiT 500®CH","34G0,5",null,"BITNER","KMT",1,55089,"PLN",0.23,null,null,null,null,null,null,null,"n91",null,null,"27.32.13","8544 49 95"]
[5429,null,"STEROWNICZE","SB5534",5902956075246,"BiT 500®CH","4x0,75",null,"BITNER","KMT",1,12237,"PLN",0.23,null,null,null,null,null,null,null,"n91",null,null,"27.32.13","8544 49 95"]
[5438,null,"STEROWNICZE","SB5543",5902956075338,"BiT 500®CH","10G0,75",null,"BITNER","KMT",1,27557,"PLN",0.23,null,null,null,null,null,null,null,"n91",null,null,"27.32.13","8544 49 95"]
[5451,null,"STEROWNICZE","SB5556",5902956075468,"BiT 500®CH","40G0,75",null,"BITNER","KMT",1,86520,"PLN",0.23,null,null,null,null,null,null,null,"n91",null,null,"27.32.13","8544 49 95"]
[5460,null,"STEROWNICZE","SB5565",5902956323057,"BiT 500®CH","4x1,0",null,"BITNER","KMT",1,15037,"PLN",0.23,null,null,null,null,null,null,null,"n91",null,null,"27.32.13","8544 49 95"]
[5480,null,"STEROWNICZE","SB5585",5902956075758,"BiT 500®CH","30G1,0",null,"BITNER","KMT",1,84548,"PLN",0.23,null,null,null,null,null,null,null,"n91",null,null,"27.32.13","8544 49 95"]
[5481,null,"STEROWNICZE","SB5586",5902956075765,"BiT 500®CH","34G1,0",null,"BITNER","KMT",1,95822,"PLN",0.23,null,null,null,null,null,null,null,"n91",null,null,"27.32.13","8544 49 95"]
[5495,null,"STEROWNICZE","SB5600",5902956075901,"BiT 500®CH","6G1,5",null,"BITNER","KMT",1,29200,"PLN",0.23,null,null,null,null,null,null,null,"n91",null,null,"27.32.13","8544 49 95"]
[5514,null,"STEROWNICZE","SB5619",5902956076090,"BiT 500®CH","40G1,5",null,"BITNER","KMT",1,153541,"PLN",0.23,null,null,null,null,null,null,null,"n91",null,null,"27.32.13","8544 49 95"]
[5523,null,"STEROWNICZE","SB5628",5902956076182,"BiT 500®CH","4x2,5",null,"BITNER","KMT",1,33918,"PLN",0.23,null,null,null,null,null,null,null,"n91",null,null,"27.32.13","8544 49 95"]
[5530,null,"STEROWNICZE","SB5637",5902956076274,"BiT 500®CH","12x2,5",null,"BITNER","KMT",1,88014,"PLN",0.23,null,null,null,null,null,null,null,"n91",null,null,"27.32.13","8544 49 95"]
[5544,null,"STEROWNICZE","SB5651",5902956076410,"BiT 500®CH","4G4,0",null,"BITNER","KMT",1,47011,"PLN",0.23,null,null,null,null,null,null,null,"n91",null,null,"27.32.13","8544 49 95"]
[5553,null,"STEROWNICZE","SB4254",5902956076502,"BiT 500®(St) H","4x0,5",null,"BITNER","KMT",1,7571,"PLN",0.23,null,null,null,null,null,null,null,"n91",null,null,"27.32.13","8544 49 95"]
[5574,null,"STEROWNICZE","SB4275",5902956076717,"BiT 500®(St) H","40G0,5",null,"BITNER","KMT",1,53343,"PLN",0.23,null,null,null,null,null,null,null,"n91",null,null,"27.32.13","8544 49 95"]
[5576,null,"STEROWNICZE","SB4277",5902956076731,"BiT 500®(St) H","50G0,5",null,"BITNER","KMT",1,66372,"PLN",0.23,null,null,null,null,null,null,null,"n91",null,null,"27.32.13","8544 49 95"]
[5595,null,"STEROWNICZE","SB4296",5902956076922,"BiT 500®(St) H","14G0,75",null,"BITNER","KMT",1,28131,"PLN",0.23,null,null,null,null,null,null,null,"n91",null,null,"27.32.13","8544 49 95"]
[5608,null,"STEROWNICZE","SB4309",5902956077059,"BiT 500®(St) H","56G0,75",null,"BITNER","KMT",1,105012,"PLN",0.23,null,null,null,null,null,null,null,"n91",null,null,"27.32.13","8544 49 95"]
[5611,null,"STEROWNICZE","SB4312",5902956077080,"BiT 500®(St) H","3G1,0",null,"BITNER","KMT",1,9622,"PLN",0.23,null,null,null,null,null,null,null,"n91",null,null,"27.32.13","8544 49 95"]
[5625,null,"STEROWNICZE","SB4326",5902956077226,"BiT 500®(St) H","12x1,0",null,"BITNER","KMT",1,35082,"PLN",0.23,null,null,null,null,null,null,null,"n91",null,null,"27.32.13","8544 49 95"]
[5638,null,"STEROWNICZE","SB4339",5902956077356,"BiT 500®(St) H","42G1,0",null,"BITNER","KMT",1,104661,"PLN",0.23,null,null,null,null,null,null,null,"n91",null,null,"27.32.13","8544 49 95"]
[5646,null,"STEROWNICZE","SB4347",5902956077431,"BiT 500®(St) H","4x1,5",null,"BITNER","KMT",1,18067,"PLN",0.23,null,null,null,null,null,null,null,"n91",null,null,"27.32.13","8544 49 95"]
[5659,null,"STEROWNICZE","SB4360",5902956077561,"BiT 500®(St) H","16G1,5",null,"BITNER","KMT",1,58441,"PLN",0.23,null,null,null,null,null,null,null,"n91",null,null,"27.32.13","8544 49 95"]
[5668,null,"STEROWNICZE","SB4369",5902956077653,"BiT 500®(St) H","40G1,5",null,"BITNER","KMT",1,141207,"PLN",0.23,null,null,null,null,null,null,null,"n91",null,null,"27.32.13","8544 49 95"]
[5689,null,"STEROWNICZE","SB4392",5902956077882,"BiT 500®(St) H","25G2,5",null,"BITNER","KMT",1,145820,"PLN",0.23,null,null,null,null,null,null,null,"n91",null,null,"27.32.13","8544 49 95"]
[5692,null,"STEROWNICZE","SB4395",5902956077912,"BiT 500®(St) H","37G2,5",null,"BITNER","KMT",1,212325,"PLN",0.23,null,null,null,null,null,null,null,"n91",null,null,"27.32.13","8544 49 95"]
[5710,null,"STEROWNICZE","SB4413",5902956078094,"BiT 500®(St) H","10x2x0,5",null,"BITNER","KMT",1,28415,"PLN",0.23,null,null,null,null,null,null,null,"n91",null,null,"27.32.13","8544 49 95"]
[5719,null,"STEROWNICZE","SB4422",5902956078186,"BiT 500®(St) H","4x2x0,75",null,"BITNER","KMT",1,17740,"PLN",0.23,null,null,null,null,null,null,null,"n91",null,null,"27.32.13","8544 49 95"]
[5727,null,"STEROWNICZE","SB4430",5902956078261,"BiT 500®(St) H","16x2x0,75",null,"BITNER","KMT",1,63973,"PLN",0.23,null,null,null,null,null,null,null,"n91",null,null,"27.32.13","8544 49 95"]
[5740,null,"STEROWNICZE","SB4443",5902956078391,"BiT 500®(St) H","14x2x1,0",null,"BITNER","KMT",1,71469,"PLN",0.23,null,null,null,null,null,null,null,"n91",null,null,"27.32.13","8544 49 95"]
[5753,null,"STEROWNICZE","SB4456",5902956078520,"BiT 500®(St) H","12x2x1,5",null,"BITNER","KMT",1,86565,"PLN",0.23,null,null,null,null,null,null,null,"n91",null,null,"27.32.13","8544 49 95"]
[5762,null,"STEROWNICZE","SB4465",5902956078612,"BiT 500®(St) H","5x2x2,5",null,"BITNER","KMT",1,62556,"PLN",0.23,null,null,null,null,null,null,null,"n91",null,null,"27.32.13","8544 49 95"]
[5780,null,"STEROWNICZE","SB4490",5902956078797,"BiT 500®2(St) H","16x2x0,5",null,"BITNER","KMT",1,67849,"PLN",0.23,null,null,null,null,null,null,null,"n91",null,null,"27.32.13","8544 49 95"]
[5795,null,"STEROWNICZE","SB4505",5902956078940,"BiT 500®2(St) H","18x2x0,75",null,"BITNER","KMT",1,95747,"PLN",0.23,null,null,null,null,null,null,null,"n91",null,null,"27.32.13","8544 49 95"]
[5804,null,"STEROWNICZE","SB4514",5902956079039,"BiT 500®2(St) H","8x2x1,0",null,"BITNER","KMT",1,59389,"PLN",0.23,null,null,null,null,null,null,null,"n91",null,null,"27.32.13","8544 49 95"]
[5815,null,"STEROWNICZE","SB4525",5902956079145,"BiT 500®2(St) H","5x2x1,5",null,"BITNER","KMT",1,49810,"PLN",0.23,null,null,null,null,null,null,null,"n91",null,null,"27.32.13","8544 49 95"]
[5825,null,"STEROWNICZE","SB4535",5902956079244,"BiT 500®2(St) H","24x2x1,5",null,"BITNER","KMT",1,218991,"PLN",0.23,null,null,null,null,null,null,null,"n91",null,null,"27.32.13","8544 49 95"]
[5834,null,"STEROWNICZE","SB4544",5902956079336,"BiT 500®2(St) H","12x2x2,5",null,"BITNER","KMT",1,165694,"PLN",0.23,null,null,null,null,null,null,null,"n91",null,null,"27.32.13","8544 49 95"]
[5854,null,"STEROWNICZE","SB9717",5902956323552,"BiT 500®(St) CH","18G0,5",null,"BITNER","KMT",1,30305,"PLN",0.23,null,null,null,null,null,null,null,"n91",null,null,"27.32.13","8544 49 95"]
[5855,null,"STEROWNICZE","SB9718",5902956323569,"BiT 500®(St) CH","19G0,5",null,"BITNER","KMT",1,31325,"PLN",0.23,null,null,null,null,null,null,null,"n91",null,null,"27.32.13","8544 49 95"]
[5876,null,"STEROWNICZE","SB9742",5902956297228,"BiT 500®(St) CH","7G0,75",null,"BITNER","KMT",1,17029,"PLN",0.23,null,null,null,null,null,null,null,"n91",null,null,"27.32.13","8544 49 95"]
[5889,null,"STEROWNICZE","SB9757",5902956323842,"BiT 500®(St) CH","27G0,75",null,"BITNER","KMT",1,59404,"PLN",0.23,null,null,null,null,null,null,null,"n91",null,null,"27.32.13","8544 49 95"]
[5896,null,"STEROWNICZE","SB9765",5902956323910,"BiT 500®(St) CH","56G0,75",null,"BITNER","KMT",1,118368,"PLN",0.23,null,null,null,null,null,null,null,"n91",null,null,"27.32.13","8544 49 95"]
[5910,null,"STEROWNICZE","SB9779",5902956324009,"BiT 500®(St) CH","10G1,0",null,"BITNER","KMT",1,31780,"PLN",0.23,null,null,null,null,null,null,null,"n91",null,null,"27.32.13","8544 49 95"]
[5919,null,"STEROWNICZE","SB9789",5902956324078,"BiT 500®(St) CH","21G1,0",null,"BITNER","KMT",1,59680,"PLN",0.23,null,null,null,null,null,null,null,"n91",null,null,"27.32.13","8544 49 95"]
[5931,null,"STEROWNICZE","SB9803",5902956297150,"BiT 500®(St) CH","3G1,5",null,"BITNER","KMT",1,14179,"PLN",0.23,null,null,null,null,null,null,null,"n91",null,null,"27.32.13","8544 49 95"]
[5940,null,"STEROWNICZE","SB9812",5902956324221,"BiT 500®(St) CH","7x1,5",null,"BITNER","KMT",1,32908,"PLN",0.23,null,null,null,null,null,null,null,"n91",null,null,"27.32.13","8544 49 95"]
[5949,null,"STEROWNICZE","SB9821",5902956324290,"BiT 500®(St) CH","19G1,5",null,"BITNER","KMT",1,75726,"PLN",0.23,null,null,null,null,null,null,null,"n91",null,null,"27.32.13","8544 49 95"]
[5966,null,"STEROWNICZE","SB9841",5902956324467,"BiT 500®(St) CH","5G2,5",null,"BITNER","KMT",1,34799,"PLN",0.23,null,null,null,null,null,null,null,"n91",null,null,"27.32.13","8544 49 95"]
[5982,null,"STEROWNICZE","SB9862",5902956324627,"BiT 500®(St) CH","37G2,5",null,"BITNER","KMT",1,233393,"PLN",0.23,null,null,null,null,null,null,null,"n91",null,null,"27.32.13","8544 49 95"]
[5991,null,"STEROWNICZE","SB9874",5902956324719,"BiT 500®(St) CH","10G4,0",null,"BITNER","KMT",1,108797,"PLN",0.23,null,null,null,null,null,null,null,"n91",null,null,"27.32.13","8544 49 95"]
[6004,null,"STEROWNICZE","S55143",5902956128317,"IB-BiT 500®","19x0,5",null,"BITNER","KMT",1,26003,"PLN",0.23,null,null,null,null,null,null,null,"n87E",null,null,"27.32.13","8544 49 95"]
[6012,null,"STEROWNICZE","S55149",5902956128393,"IB-BiT 500®","50x0,5",null,"BITNER","KMT",1,67124,"PLN",0.23,null,null,null,null,null,null,null,"n87E",null,null,"27.32.13","8544 49 95"]
[6021,null,"STEROWNICZE","S55152",5902956128485,"IB-BiT 500®","10x0,75",null,"BITNER","KMT",1,20770,"PLN",0.23,null,null,null,null,null,null,null,"n87E",null,null,"27.32.13","8544 49 95"]
[6034,null,"STEROWNICZE","S55163",5902956128614,"IB-BiT 500®","50x0,75",null,"BITNER","KMT",1,99593,"PLN",0.23,null,null,null,null,null,null,null,"n87E",null,null,"27.32.13","8544 49 95"]
[6047,null,"STEROWNICZE","S55169",5902956128751,"IB-BiT 500®","21x1,0",null,"BITNER","KMT",1,53432,"PLN",0.23,null,null,null,null,null,null,null,"n87E",null,null,"27.32.13","8544 49 95"]
[6055,null,"STEROWNICZE","S55133",5902956128836,"IB-BiT 500®","7x1,5",null,"BITNER","KMT",1,25668,"PLN",0.23,null,null,null,null,null,null,null,"n87E",null,null,"27.32.13","8544 49 95"]
[6076,null,"STEROWNICZE","S59523",5902956129055,"IB-BiT 500®","5x2x0,5",null,"BITNER","KMT",1,14440,"PLN",0.23,null,null,null,null,null,null,null,"n87E",null,null,"27.32.13","8544 49 95"]
[6082,null,"STEROWNICZE","S59529",5902956129116,"IB-BiT 500®","14x2x0,5",null,"BITNER","KMT",1,36194,"PLN",0.23,null,null,null,null,null,null,null,"n87E",null,null,"27.32.13","8544 49 95"]
[6097,null,"STEROWNICZE","S59544",5902956129260,"IB-BiT 500®","16x2x0,75",null,"BITNER","KMT",1,60174,"PLN",0.23,null,null,null,null,null,null,null,"n87E",null,null,"27.32.13","8544 49 95"]
[6106,null,"STEROWNICZE","S59553",5902956129352,"IB-BiT 500®","7x2x1,0",null,"BITNER","KMT",1,35037,"PLN",0.23,null,null,null,null,null,null,null,"n87E",null,null,"27.32.13","8544 49 95"]
[6115,null,"STEROWNICZE","S59562",5902956129444,"IB-BiT 500®","5x2x1,5",null,"BITNER","KMT",1,36396,"PLN",0.23,null,null,null,null,null,null,null,"n87E",null,null,"27.32.13","8544 49 95"]
[6128,null,"STEROWNICZE","S59575",5902956129574,"IB-BiT 500®","8x2x2,5",null,"BITNER","KMT",1,91350,"PLN",0.23,null,null,null,null,null,null,null,"n87E",null,null,"27.32.13","8544 49 95"]
[6136,null,"STEROWNICZE","S59665",5902956129659,"IB-BiT 500®C","7x0,5",null,"BITNER","KMT",1,13589,"PLN",0.23,null,null,null,null,null,null,null,"n87E",null,null,"27.32.13","8544 49 95"]
[6149,null,"STEROWNICZE","S59678",5902956129789,"IB-BiT 500®C","50x0,5",null,"BITNER","KMT",1,80837,"PLN",0.23,null,null,null,null,null,null,null,"n87E",null,null,"27.32.13","8544 49 95"]
[6163,null,"STEROWNICZE","S59692",5902956129925,"IB-BiT 500®C","21x0,75",null,"BITNER","KMT",1,50648,"PLN",0.23,null,null,null,null,null,null,null,"n87E",null,null,"27.32.13","8544 49 95"]
[6178,null,"STEROWNICZE","S59707",5902956130075,"IB-BiT 500®C","12x1,0",null,"BITNER","KMT",1,39136,"PLN",0.23,null,null,null,null,null,null,null,"n87E",null,null,"27.32.13","8544 49 95"]
[6191,null,"STEROWNICZE","S59720",5902956130204,"IB-BiT 500®C","8x1,5",null,"BITNER","KMT",1,37717,"PLN",0.23,null,null,null,null,null,null,null,"n87E",null,null,"27.32.13","8544 49 95"]
[6198,null,"STEROWNICZE","S59727",5902956130273,"IB-BiT 500®C","2x2,5",null,"BITNER","KMT",1,19307,"PLN",0.23,null,null,null,null,null,null,null,"n87E",null,null,"27.32.13","8544 49 95"]
[6208,null,"STEROWNICZE","S59601",5902956130389,"IB-BiT 500®C","3x2x0,5",null,"BITNER","KMT",1,16291,"PLN",0.23,null,null,null,null,null,null,null,"n87E",null,null,"27.32.13","8544 49 95"]
[6221,null,"STEROWNICZE","S59614",5902956130518,"IB-BiT 500®C","2x2x0,75",null,"BITNER","KMT",1,15761,"PLN",0.23,null,null,null,null,null,null,null,"n87E",null,null,"27.32.13","8544 49 95"]
[6230,null,"STEROWNICZE","S59623",5902956130600,"IB-BiT 500®C","14x2x0,75",null,"BITNER","KMT",1,70208,"PLN",0.23,null,null,null,null,null,null,null,"n87E",null,null,"27.32.13","8544 49 95"]
[6244,null,"STEROWNICZE","S59637",5902956130747,"IB-BiT 500®C","14x2x1,0",null,"BITNER","KMT",1,87365,"PLN",0.23,null,null,null,null,null,null,null,"n87E",null,null,"27.32.13","8544 49 95"]
[6263,null,"STEROWNICZE","S59656",5902956130938,"IB-BiT 500®C","10x2x2,5",null,"BITNER","KMT",1,139422,"PLN",0.23,null,null,null,null,null,null,null,"n87E",null,null,"27.32.13","8544 49 95"]
[6272,null,"STEROWNICZE","SI0157",5902956131027,"IB-BiT 500®CY","10x0,5",null,"BITNER","KMT",1,26107,"PLN",0.23,null,null,null,null,null,null,null,"n87E",null,null,"27.32.13","8544 49 95"]
[6279,null,"STEROWNICZE","SI0164",5902956131096,"IB-BiT 500®CY","21x0,5",null,"BITNER","KMT",1,42936,"PLN",0.23,null,null,null,null,null,null,null,"n87E",null,null,"27.32.13","8544 49 95"]
[6293,null,"STEROWNICZE","SI0179",5902956131249,"IB-BiT 500®CY","16x0,75",null,"BITNER","KMT",1,45893,"PLN",0.23,null,null,null,null,null,null,null,"n87E",null,null,"27.32.13","8544 49 95"]
[6306,null,"STEROWNICZE","SI0193",5902956131386,"IB-BiT 500®CY","12x1,0",null,"BITNER","KMT",1,44414,"PLN",0.23,null,null,null,null,null,null,null,"n87E",null,null,"27.32.13","8544 49 95"]
[6314,null,"STEROWNICZE","SI0202",5902956131478,"IB-BiT 500®CY","3x1,5",null,"BITNER","KMT",1,20681,"PLN",0.23,null,null,null,null,null,null,null,"n87E",null,null,"27.32.13","8544 49 95"]
[6323,null,"STEROWNICZE","SI0211",5902956131560,"IB-BiT 500®CY","3x2,5",null,"BITNER","KMT",1,28915,"PLN",0.23,null,null,null,null,null,null,null,"n87E",null,null,"27.32.13","8544 49 95"]
[6336,null,"STEROWNICZE","S61588",5902956080004,"BiT 750®","10G1,5",null,"BITNER","KMT",1,32849,"PLN",0.23,null,null,null,null,null,null,null,"n93",null,null,"27.32.13","8544 49 95"]
[6357,null,"STEROWNICZE","S61612",5902956080264,"BiT 750®","18G2,5",null,"BITNER","KMT",1,90790,"PLN",0.23,null,null,null,null,null,null,null,"n93",null,null,"27.32.13","8544 49 95"]
[6367,null,"STEROWNICZE","S61620",5902956080370,"BiT 750®","5G4,0 ",null,"BITNER","KMT",1,44115,"PLN",0.23,null,null,null,null,null,null,null,"n93",null,null,"27.32.13","8544 49 95"]
[6378,null,"STEROWNICZE","S61628",5902956080509,"BiT 750®","4G10  ",null,"BITNER","KMT",1,86251,"PLN",0.23,null,null,null,null,null,null,null,"n93",null,null,"27.32.13","8544 49 95"]
[6387,null,"STEROWNICZE","S61635",5902956080615,"BiT 750®","3G25 ",null,"BITNER","KMT",1,155608,"PLN",0.23,null,null,null,null,null,null,null,"n93",null,null,"27.32.13","8544 49 95"]
[6395,null,"STEROWNICZE","S61641",5902956080714,"BiT 750®","3G50 ",null,"BITNER","KMT",1,299643,"PLN",0.23,null,null,null,null,null,null,null,"n93",null,null,"27.32.13","8544 49 95"]
[6408,null,"STEROWNICZE","S61693",5902956250025,"BiT 750®","1x150",null,"BITNER","KMT",1,277881,"PLN",0.23,null,null,null,null,null,null,null,"n93",null,null,"27.32.13","8544 49 95"]
[6417,null,"STEROWNICZE","S62711",5902956081032,"BiT 750®CY","2x2,5",null,"BITNER","KMT",1,21867,"PLN",0.23,null,null,null,null,null,null,null,"n93",null,null,"27.32.13","8544 49 95"]
[6430,null,"STEROWNICZE","S62727",5902956081193,"BiT 750®CY","7G4,0 ",null,"BITNER","KMT",1,74172,"PLN",0.23,null,null,null,null,null,null,null,"n93",null,null,"27.32.13","8544 49 95"]
[6450,null,"STEROWNICZE","S62754",5902956081469,"BiT 750®CY","2x35",null,"BITNER","KMT",1,171150,"PLN",0.23,null,null,null,null,null,null,null,"n93",null,null,"27.32.13","8544 49 95"]
[6459,null,"STEROWNICZE","S62763",5902956081551,"BiT 750®CY","3G70 ",null,"BITNER","KMT",1,480052,"PLN",0.23,null,null,null,null,null,null,null,"n93",null,null,"27.32.13","8544 49 95"]
[6472,null,"STEROWNICZE","S66503",5902956096739,"BiT 1000®FR","1x6,0",null,"BITNER","KMT",1,14328,"PLN",0.23,null,null,null,null,null,null,null,"n95",null,null,"27.32.13","8544 49 99"]
[6483,null,"STEROWNICZE","S66514",5902956096845,"BiT 1000®FR","1x240",null,"BITNER","KMT",1,473689,"PLN",0.23,null,null,null,null,null,null,null,"n95",null,null,"27.32.13","8544 49 99"]
[6493,null,"STEROWNICZE","S66526",5902956096968,"BiT 1000®FR","1G50",null,"BITNER","KMT",1,111478,"PLN",0.23,null,null,null,null,null,null,null,"n95",null,null,"27.32.13","8544 49 99"]
[6502,null,"STEROWNICZE","S66535",5902956097057,"BiT 1000®FR","1G500",null,"BITNER","KMT",1,1162051,"PLN",0.23,null,null,null,null,null,null,null,"n95",null,null,"27.32.13","8544 49 99"]
[6518,null,"STEROWNICZE","S66165",5902956094445,"BiT 1000®FR","14G0,5",null,"BITNER","KMT",1,20815,"PLN",0.23,null,null,null,null,null,null,null,"n95",null,null,"27.32.13","8544 49 99"]
[6523,null,"STEROWNICZE","S66170",5902956094490,"BiT 1000®FR","30G0,5",null,"BITNER","KMT",1,41531,"PLN",0.23,null,null,null,null,null,null,null,"n95",null,null,"27.32.13","8544 49 99"]
[6544,null,"STEROWNICZE","S66194",5902956094735,"BiT 1000®FR","16G0,75",null,"BITNER","KMT",1,32050,"PLN",0.23,null,null,null,null,null,null,null,"n95",null,null,"27.32.13","8544 49 99"]
[6546,null,"STEROWNICZE","S66196",5902956094759,"BiT 1000®FR","21G0,75",null,"BITNER","KMT",1,41008,"PLN",0.23,null,null,null,null,null,null,null,"n95",null,null,"27.32.13","8544 49 99"]
[6565,null,"STEROWNICZE","S66216",5902956094957,"BiT 1000®FR","10G1,0",null,"BITNER","KMT",1,27227,"PLN",0.23,null,null,null,null,null,null,null,"n95",null,null,"27.32.13","8544 49 99"]
[6574,null,"STEROWNICZE","S66225",5902956095046,"BiT 1000®FR","30G1,0",null,"BITNER","KMT",1,72723,"PLN",0.23,null,null,null,null,null,null,null,"n95",null,null,"27.32.13","8544 49 99"]
[6587,null,"STEROWNICZE","S66239",5902956095183,"BiT 1000®FR","6G1,5",null,"BITNER","KMT",1,22532,"PLN",0.23,null,null,null,null,null,null,null,"n95",null,null,"27.32.13","8544 49 99"]
[6599,null,"STEROWNICZE","S66251",5902956095305,"BiT 1000®FR","30G1,5",null,"BITNER","KMT",1,101877,"PLN",0.23,null,null,null,null,null,null,null,"n95",null,null,"27.32.13","8544 49 99"]
[6604,null,"STEROWNICZE","S66257",5902956095367,"BiT 1000®FR","61G1,5",null,"BITNER","KMT",1,204800,"PLN",0.23,null,null,null,null,null,null,null,"n95",null,null,"27.32.13","8544 49 99"]
[6617,null,"STEROWNICZE","S66270",5902956095497,"BiT 1000®FR","14G2,5",null,"BITNER","KMT",1,77650,"PLN",0.23,null,null,null,null,null,null,null,"n95",null,null,"27.32.13","8544 49 99"]
[6634,null,"STEROWNICZE","S66294",5902956095732,"BiT 1000®FR","7G6,0",null,"BITNER","KMT",1,94442,"PLN",0.23,null,null,null,null,null,null,null,"n95",null,null,"27.32.13","8544 49 99"]
[6650,null,"STEROWNICZE","S66310",5902956095893,"BiT 1000®FR","3G50",null,"BITNER","KMT",1,321316,"PLN",0.23,null,null,null,null,null,null,null,"n95",null,null,"27.32.13","8544 49 99"]
[6659,null,"STEROWNICZE","S66320",5902956095992,"BiT 1000®FR","4G120",null,"BITNER","KMT",1,1011691,"PLN",0.23,null,null,null,null,null,null,null,"n95",null,null,"27.32.13","8544 49 99"]
[6669,null,"STEROWNICZE","S66331",5902956096098,"BiT 1000®FR","8x2x0,5",null,"BITNER","KMT",1,23786,"PLN",0.23,null,null,null,null,null,null,null,"n95",null,null,"27.32.13","8544 49 99"]
[6680,null,"STEROWNICZE","S66342",5902956096203,"BiT 1000®FR","5x2x0,75",null,"BITNER","KMT",1,21658,"PLN",0.23,null,null,null,null,null,null,null,"n95",null,null,"27.32.13","8544 49 99"]
[6689,null,"STEROWNICZE","S66351",5902956096296,"BiT 1000®FR","20x2x0,75",null,"BITNER","KMT",1,77897,"PLN",0.23,null,null,null,null,null,null,null,"n95",null,null,"27.32.13","8544 49 99"]
[6702,null,"STEROWNICZE","S66364",5902956096425,"BiT 1000®FR","18x2x1,0",null,"BITNER","KMT",1,88282,"PLN",0.23,null,null,null,null,null,null,null,"n95",null,null,"27.32.13","8544 49 99"]
[6715,null,"STEROWNICZE","S66377",5902956096555,"BiT 1000®FR","16x2x1,5",null,"BITNER","KMT",1,111314,"PLN",0.23,null,null,null,null,null,null,null,"n95",null,null,"27.32.13","8544 49 99"]
[6731,null,"STEROWNICZE","BS0711",5902956097071,"BiT 1000®C FR","3G0,5",null,"BITNER","KMT",1,11072,"PLN",0.23,null,null,null,null,null,null,null,"n95",null,null,"27.32.13","8544 49 99"]
[6744,null,"STEROWNICZE","BS0724",5902956097200,"BiT 1000®C FR","12x0,5",null,"BITNER","KMT",1,30042,"PLN",0.23,null,null,null,null,null,null,null,"n95",null,null,"27.32.13","8544 49 99"]
[6750,null,"STEROWNICZE","BS0730",5902956097262,"BiT 1000®C FR","25G0,5",null,"BITNER","KMT",1,48922,"PLN",0.23,null,null,null,null,null,null,null,"n95",null,null,"27.32.13","8544 49 99"]
[6761,null,"STEROWNICZE","BS0741",5902956097378,"BiT 1000®C FR","4x0,75",null,"BITNER","KMT",1,16955,"PLN",0.23,null,null,null,null,null,null,null,"n95",null,null,"27.32.13","8544 49 99"]
[6774,null,"STEROWNICZE","BS0754",5902956097507,"BiT 1000®C FR","16G0,75",null,"BITNER","KMT",1,43689,"PLN",0.23,null,null,null,null,null,null,null,"n95",null,null,"27.32.13","8544 49 99"]
[6785,null,"STEROWNICZE","BS0765",5902956097613,"BiT 1000®C FR","2x1,0",null,"BITNER","KMT",1,12655,"PLN",0.23,null,null,null,null,null,null,null,"n95",null,null,"27.32.13","8544 49 99"]
[6795,null,"STEROWNICZE","BS0775",5902956097712,"BiT 1000®C FR","7x1,0",null,"BITNER","KMT",1,29319,"PLN",0.23,null,null,null,null,null,null,null,"n95",null,null,"27.32.13","8544 49 99"]
[6804,null,"STEROWNICZE","BS0785",5902956097811,"BiT 1000®C FR","19G1,0",null,"BITNER","KMT",1,60084,"PLN",0.23,null,null,null,null,null,null,null,"n95",null,null,"27.32.13","8544 49 99"]
[6825,null,"STEROWNICZE","BS0806",5902956098023,"BiT 1000®C FR","10G1,5",null,"BITNER","KMT",1,49214,"PLN",0.23,null,null,null,null,null,null,null,"n95",null,null,"27.32.13","8544 49 99"]
[6831,null,"STEROWNICZE","BS0812",5902956098085,"BiT 1000®C FR","18G1,5",null,"BITNER","KMT",1,78107,"PLN",0.23,null,null,null,null,null,null,null,"n95",null,null,"27.32.13","8544 49 99"]
[6846,null,"STEROWNICZE","BS0827",5902956098238,"BiT 1000®C FR","5G2,5",null,"BITNER","KMT",1,39650,"PLN",0.23,null,null,null,null,null,null,null,"n95",null,null,"27.32.13","8544 49 99"]
[6855,null,"STEROWNICZE","BS0836",5902956098320,"BiT 1000®C FR","14G2,5",null,"BITNER","KMT",1,94121,"PLN",0.23,null,null,null,null,null,null,null,"n95",null,null,"27.32.13","8544 49 99"]
[6866,null,"STEROWNICZE","BS0851",5902956098436,"BiT 1000®C FR","3x2x0,5",null,"BITNER","KMT",1,19159,"PLN",0.23,null,null,null,null,null,null,null,"n95",null,null,"27.32.13","8544 49 99"]
[6876,null,"STEROWNICZE","BS0861",5902956098535,"BiT 1000®C FR","18x2x0,5",null,"BITNER","KMT",1,68543,"PLN",0.23,null,null,null,null,null,null,null,"n95",null,null,"27.32.13","8544 49 99"]
[6889,null,"STEROWNICZE","BS0874",5902956098665,"BiT 1000®C FR","16x2x0,75",null,"BITNER","KMT",1,81771,"PLN",0.23,null,null,null,null,null,null,null,"n95",null,null,"27.32.13","8544 49 99"]
[6898,null,"STEROWNICZE","BS0883",5902956098757,"BiT 1000®C FR","7x2x1,0",null,"BITNER","KMT",1,50044,"PLN",0.23,null,null,null,null,null,null,null,"n95",null,null,"27.32.13","8544 49 99"]
[6919,null,"STEROWNICZE","BS0904",5902956098962,"BiT 1000®C FR","20x2x1,5",null,"BITNER","KMT",1,171368,"PLN",0.23,null,null,null,null,null,null,null,"n95",null,null,"27.32.13","8544 49 99"]
[6931,null,"STEROWNICZE","BS0916",5902956099082,"BiT 1000®C FR","16x2x2,5",null,"BITNER","KMT",1,213894,"PLN",0.23,null,null,null,null,null,null,null,"n95",null,null,"27.32.13","8544 49 99"]
[6940,null,"STEROWNICZE","S66568",5902956099174,"BiT 1000®CY FR","12G0,5",null,"BITNER","KMT",1,31206,"PLN",0.23,null,null,null,null,null,null,null,"n95",null,null,"27.32.13","8544 49 99"]
[6947,null,"STEROWNICZE","S66575",5902956099242,"BiT 1000®CY FR","25G0,5",null,"BITNER","KMT",1,54321,"PLN",0.23,null,null,null,null,null,null,null,"n95",null,null,"27.32.13","8544 49 99"]
[6961,null,"STEROWNICZE","S66589",5902956099389,"BiT 1000®CY FR","18G0,75",null,"BITNER","KMT",1,52305,"PLN",0.23,null,null,null,null,null,null,null,"n95",null,null,"27.32.13","8544 49 99"]
[6970,null,"STEROWNICZE","S66598",5902956099471,"BiT 1000®CY FR","6G1,0",null,"BITNER","KMT",1,27599,"PLN",0.23,null,null,null,null,null,null,null,"n95",null,null,"27.32.13","8544 49 99"]
[6982,null,"STEROWNICZE","S66610",5902956099594,"BiT 1000®CY FR","2x1,5",null,"BITNER","KMT",1,17798,"PLN",0.23,null,null,null,null,null,null,null,"n95",null,null,"27.32.13","8544 49 99"]
[6991,null,"STEROWNICZE","S66400",5902956099686,"BiT 1000®CY FR","2x2,5",null,"BITNER","KMT",1,24272,"PLN",0.23,null,null,null,null,null,null,null,"n95",null,null,"27.32.13","8544 49 99"]
[7012,null,"STEROWNICZE","S66421",5902956099891,"BiT 1000®CY FR","4G10",null,"BITNER","KMT",1,113514,"PLN",0.23,null,null,null,null,null,null,null,"n95",null,null,"27.32.13","8544 49 99"]
[7025,null,"STEROWNICZE","S66434",5902956100023,"BiT 1000®CY FR","3G50",null,"BITNER","KMT",1,367275,"PLN",0.23,null,null,null,null,null,null,null,"n95",null,null,"27.32.13","8544 49 99"]
[7035,null,"STEROWNICZE","S66444",5902956100122,"BiT 1000®CY FR","4G120",null,"BITNER","KMT",1,1108252,"PLN",0.23,null,null,null,null,null,null,null,"n95",null,null,"27.32.13","8544 49 99"]
[7046,null,"STEROWNICZE","BS0937",5902956100559,"BiT 1000®(St) FR","6G0,5",null,"BITNER","KMT",1,12051,"PLN",0.23,null,null,null,null,null,null,null,"n95",null,null,"27.32.13","8544 49 99"]
[7055,null,"STEROWNICZE","BS0946",5902956100641,"BiT 1000®(St) FR","16G0,5",null,"BITNER","KMT",1,24660,"PLN",0.23,null,null,null,null,null,null,null,"n95",null,null,"27.32.13","8544 49 99"]
[7070,null,"STEROWNICZE","BS0961",5902956100795,"BiT 1000®(St) FR","3x0,75",null,"BITNER","KMT",1,9931,"PLN",0.23,null,null,null,null,null,null,null,"n95",null,null,"27.32.13","8544 49 99"]
[7076,null,"STEROWNICZE","BS0967",5902956100856,"BiT 1000®(St) FR","6x0,75",null,"BITNER","KMT",1,17029,"PLN",0.23,null,null,null,null,null,null,null,"n95",null,null,"27.32.13","8544 49 99"]
[7085,null,"STEROWNICZE","BS0976",5902956100948,"BiT 1000®(St) FR","16G0,75",null,"BITNER","KMT",1,33364,"PLN",0.23,null,null,null,null,null,null,null,"n95",null,null,"27.32.13","8544 49 99"]
[7098,null,"STEROWNICZE","BS0989",5902956101075,"BiT 1000®(St) FR","2x1,0",null,"BITNER","KMT",1,9176,"PLN",0.23,null,null,null,null,null,null,null,"n95",null,null,"27.32.13","8544 49 99"]
[7118,null,"STEROWNICZE","BS1009",5902956101273,"BiT 1000®(St) FR","19G1,0",null,"BITNER","KMT",1,49214,"PLN",0.23,null,null,null,null,null,null,null,"n95",null,null,"27.32.13","8544 49 99"]
[7127,null,"STEROWNICZE","BS1018",5902956101365,"BiT 1000®(St) FR","52G1,0",null,"BITNER","KMT",1,127089,"PLN",0.23,null,null,null,null,null,null,null,"n95",null,null,"27.32.13","8544 49 99"]
[7140,null,"STEROWNICZE","BS1031",5902956101495,"BiT 1000®(St) FR","8G1,5",null,"BITNER","KMT",1,31475,"PLN",0.23,null,null,null,null,null,null,null,"n95",null,null,"27.32.13","8544 49 99"]
[7151,null,"STEROWNICZE","BS1042",5902956101600,"BiT 1000®(St) FR","27G1,5",null,"BITNER","KMT",1,94785,"PLN",0.23,null,null,null,null,null,null,null,"n95",null,null,"27.32.13","8544 49 99"]
[7157,null,"STEROWNICZE","BS1048",5902956101662,"BiT 1000®(St) FR","52G1,5",null,"BITNER","KMT",1,175062,"PLN",0.23,null,null,null,null,null,null,null,"n95",null,null,"27.32.13","8544 49 99"]
[7170,null,"STEROWNICZE","BS1061",5902956101792,"BiT 1000®(St) FR","10G2,5",null,"BITNER","KMT",1,59613,"PLN",0.23,null,null,null,null,null,null,null,"n95",null,null,"27.32.13","8544 49 99"]
[7186,null,"STEROWNICZE","BS1084",5902956101952,"BiT 1000®(St) FR","6x2x0,5",null,"BITNER","KMT",1,20455,"PLN",0.23,null,null,null,null,null,null,null,"n95",null,null,"27.32.13","8544 49 99"]
[7191,null,"STEROWNICZE","BS1089",5902956102003,"BiT 1000®(St) FR","14x2x0,5",null,"BITNER","KMT",1,41884,"PLN",0.23,null,null,null,null,null,null,null,"n95",null,null,"27.32.13","8544 49 99"]
[7212,null,"STEROWNICZE","BS1110",5902956102218,"BiT 1000®(St) FR","4x2x1,0",null,"BITNER","KMT",1,24175,"PLN",0.23,null,null,null,null,null,null,null,"n95",null,null,"27.32.13","8544 49 99"]
[7221,null,"STEROWNICZE","BS1119",5902956102300,"BiT 1000®(St) FR","18x2x1,0",null,"BITNER","KMT",1,91649,"PLN",0.23,null,null,null,null,null,null,null,"n95",null,null,"27.32.13","8544 49 99"]
[7233,null,"STEROWNICZE","BS1131",5902956102423,"BiT 1000®(St) FR","14x2x1,5",null,"BITNER","KMT",1,100136,"PLN",0.23,null,null,null,null,null,null,null,"n95",null,null,"27.32.13","8544 49 99"]
[7242,null,"STEROWNICZE","BS1140",5902956102515,"BiT 1000®(St) FR","6x2x2,5",null,"BITNER","KMT",1,70730,"PLN",0.23,null,null,null,null,null,null,null,"n95",null,null,"27.32.13","8544 49 99"]
[7251,null,"STEROWNICZE","BS1162",5902956102607,"BiT 1000®2(St) FR","4x2x0,5",null,"BITNER","KMT",1,20993,"PLN",0.23,null,null,null,null,null,null,null,"n95",null,null,"27.32.13","8544 49 99"]
[7267,null,"STEROWNICZE","BS1178",5902956102768,"BiT 1000®2(St) FR","6x2x0,75",null,"BITNER","KMT",1,36225,"PLN",0.23,null,null,null,null,null,null,null,"n95",null,null,"27.32.13","8544 49 99"]
[7272,null,"STEROWNICZE","BS1183",5902956102812,"BiT 1000®2(St) FR","14x2x0,75",null,"BITNER","KMT",1,77112,"PLN",0.23,null,null,null,null,null,null,null,"n95",null,null,"27.32.13","8544 49 99"]
[7285,null,"STEROWNICZE","BS1196",5902956102942,"BiT 1000®2(St) FR","12x2x1,0",null,"BITNER","KMT",1,86827,"PLN",0.23,null,null,null,null,null,null,null,"n95",null,null,"27.32.13","8544 49 99"]
[7302,null,"STEROWNICZE","BS1213",5902956103116,"BiT 1000®2(St) FR","18x2x1,5",null,"BITNER","KMT",1,165694,"PLN",0.23,null,null,null,null,null,null,null,"n95",null,null,"27.32.13","8544 49 99"]
[7314,null,"STEROWNICZE","BS1226",5902956103246,"BiT 1000®2(St) FR","14x2x2,5",null,"BITNER","KMT",1,190353,"PLN",0.23,null,null,null,null,null,null,null,"n95",null,null,"27.32.13","8544 49 99"]
[7327,null,"STEROWNICZE","S66791",5902956105783,"BiT 1000®OR","1x120",null,"BITNER","KMT",1,286736,"PLN",0.23,null,null,null,null,null,null,null,"n95",null,null,"27.32.13","8544 49 99"]
[7337,null,"STEROWNICZE","S65977",5902956103291,"BiT 1000®OR","4G0,5",null,"BITNER","KMT",1,10212,"PLN",0.23,null,null,null,null,null,null,null,"n95",null,null,"27.32.13","8544 49 99"]
[7348,null,"STEROWNICZE","S66705",5902956103406,"BiT 1000®OR","12x0,5",null,"BITNER","KMT",1,26078,"PLN",0.23,null,null,null,null,null,null,null,"n95",null,null,"27.32.13","8544 49 99"]
[7357,null,"STEROWNICZE","S66706",5902956103499,"BiT 1000®OR","37G0,5",null,"BITNER","KMT",1,59493,"PLN",0.23,null,null,null,null,null,null,null,"n95",null,null,"27.32.13","8544 49 99"]
[7366,null,"STEROWNICZE","S65996",5902956103581,"BiT 1000®OR","5G0,75",null,"BITNER","KMT",1,14633,"PLN",0.23,null,null,null,null,null,null,null,"n95",null,null,"27.32.13","8544 49 99"]
[7383,null,"STEROWNICZE","S66009",5902956103758,"BiT 1000®OR","32G0,75",null,"BITNER","KMT",1,72268,"PLN",0.23,null,null,null,null,null,null,null,"n95",null,null,"27.32.13","8544 49 99"]
[7399,null,"STEROWNICZE","S66017",5902956103918,"BiT 1000®OR","8G1,0",null,"BITNER","KMT",1,28176,"PLN",0.23,null,null,null,null,null,null,null,"n95",null,null,"27.32.13","8544 49 99"]
[7408,null,"STEROWNICZE","S66025",5902956104007,"BiT 1000®OR","25G1,0",null,"BITNER","KMT",1,73373,"PLN",0.23,null,null,null,null,null,null,null,"n95",null,null,"27.32.13","8544 49 99"]
[7418,null,"STEROWNICZE","S66733",5902956104106,"BiT 1000®OR","3x1,5",null,"BITNER","KMT",1,17357,"PLN",0.23,null,null,null,null,null,null,null,"n95",null,null,"27.32.13","8544 49 99"]
[7429,null,"STEROWNICZE","S66744",5902956104212,"BiT 1000®OR","12x1,5",null,"BITNER","KMT",1,55711,"PLN",0.23,null,null,null,null,null,null,null,"n95",null,null,"27.32.13","8544 49 99"]
[7442,null,"STEROWNICZE","S66029",5902956104342,"BiT 1000®OR","2x2,5",null,"BITNER","KMT",1,17440,"PLN",0.23,null,null,null,null,null,null,null,"n95",null,null,"27.32.13","8544 49 99"]
[7453,null,"STEROWNICZE","S66760",5902956104458,"BiT 1000®OR","12G2,5",null,"BITNER","KMT",1,80190,"PLN",0.23,null,null,null,null,null,null,null,"n95",null,null,"27.32.13","8544 49 99"]
[7459,null,"STEROWNICZE","S66763",5902956104519,"BiT 1000®OR","30G2,5",null,"BITNER","KMT",1,193787,"PLN",0.23,null,null,null,null,null,null,null,"n95",null,null,"27.32.13","8544 49 99"]
[7472,null,"STEROWNICZE","S66771",5902956104649,"BiT 1000®OR","10G4,0",null,"BITNER","KMT",1,111964,"PLN",0.23,null,null,null,null,null,null,null,"n95",null,null,"27.32.13","8544 49 99"]
[7493,null,"STEROWNICZE","S66064",5902956104854,"BiT 1000®OR","5G35",null,"BITNER","KMT",1,441327,"PLN",0.23,null,null,null,null,null,null,null,"n95",null,null,"27.32.13","8544 49 99"]
[7495,null,"STEROWNICZE","S66066",5902956104878,"BiT 1000®OR","4G50",null,"BITNER","KMT",1,499777,"PLN",0.23,null,null,null,null,null,null,null,"n95",null,null,"27.32.13","8544 49 99"]
[7514,null,"STEROWNICZE","S66837",5902956105073,"BiT 1000®OR","10x2x0,5",null,"BITNER","KMT",1,33737,"PLN",0.23,null,null,null,null,null,null,null,"n95",null,null,"27.32.13","8544 49 99"]
[7523,null,"STEROWNICZE","S66846",5902956105165,"BiT 1000®OR","4x2x0,75",null,"BITNER","KMT",1,22009,"PLN",0.23,null,null,null,null,null,null,null,"n95",null,null,"27.32.13","8544 49 99"]
[7534,null,"STEROWNICZE","S66857",5902956105271,"BiT 1000®OR","24x2x0,75",null,"BITNER","KMT",1,101390,"PLN",0.23,null,null,null,null,null,null,null,"n95",null,null,"27.32.13","8544 49 99"]
[7544,null,"STEROWNICZE","S66867",5902956105370,"BiT 1000®OR","14x2x1,0",null,"BITNER","KMT",1,81651,"PLN",0.23,null,null,null,null,null,null,null,"n95",null,null,"27.32.13","8544 49 99"]
[7553,null,"STEROWNICZE","S66876",5902956105462,"BiT 1000®OR","6x2x1,5",null,"BITNER","KMT",1,50618,"PLN",0.23,null,null,null,null,null,null,null,"n95",null,null,"27.32.13","8544 49 99"]
[7569,null,"STEROWNICZE","S66892",5902956105622,"BiT 1000®OR","8x2x2,5",null,"BITNER","KMT",1,100654,"PLN",0.23,null,null,null,null,null,null,null,"n95",null,null,"27.32.13","8544 49 99"]
[7586,null,"STEROWNICZE","BS1312",5902956106155,"BiT 1000®C OR","10G0,5",null,"BITNER","KMT",1,28655,"PLN",0.23,null,null,null,null,null,null,null,"n95",null,null,"27.32.13","8544 49 99"]
[7587,null,"STEROWNICZE","BS1313",5902956106162,"BiT 1000®C OR","12G0,5",null,"BITNER","KMT",1,31027,"PLN",0.23,null,null,null,null,null,null,null,"n95",null,null,"27.32.13","8544 49 99"]
[7608,null,"STEROWNICZE","BS1334",5902956106377,"BiT 1000®C OR","6G0,75",null,"BITNER","KMT",1,25795,"PLN",0.23,null,null,null,null,null,null,null,"n95",null,null,"27.32.13","8544 49 99"]
[7611,null,"STEROWNICZE","BS1337",5902956106407,"BiT 1000®C OR","7x0,75",null,"BITNER","KMT",1,26638,"PLN",0.23,null,null,null,null,null,null,null,"n95",null,null,"27.32.13","8544 49 99"]
[7629,null,"STEROWNICZE","BS1355",5902956106582,"BiT 1000®C OR","2x1,0",null,"BITNER","KMT",1,15536,"PLN",0.23,null,null,null,null,null,null,null,"n95",null,null,"27.32.13","8544 49 99"]
[7638,null,"STEROWNICZE","BS1364",5902956106674,"BiT 1000®C OR","7G1,0",null,"BITNER","KMT",1,30288,"PLN",0.23,null,null,null,null,null,null,null,"n95",null,null,"27.32.13","8544 49 99"]
[7646,null,"STEROWNICZE","BS1372",5902956106759,"BiT 1000®C OR","16G1,0",null,"BITNER","KMT",1,59524,"PLN",0.23,null,null,null,null,null,null,null,"n95",null,null,"27.32.13","8544 49 99"]
[7659,null,"STEROWNICZE","BS1386",5902956106896,"BiT 1000®C OR","3x1,5",null,"BITNER","KMT",1,24190,"PLN",0.23,null,null,null,null,null,null,null,"n95",null,null,"27.32.13","8544 49 99"]
[7680,null,"STEROWNICZE","BS1407",5902956107107,"BiT 1000®C OR","34G1,5",null,"BITNER","KMT",1,158593,"PLN",0.23,null,null,null,null,null,null,null,"n95",null,null,"27.32.13","8544 49 99"]
[7685,null,"STEROWNICZE","BS1412",5902956107152,"BiT 1000®C OR","2x2,5",null,"BITNER","KMT",1,25398,"PLN",0.23,null,null,null,null,null,null,null,"n95",null,null,"27.32.13","8544 49 99"]
[7701,null,"STEROWNICZE","BS1428",5902956107312,"BiT 1000®C OR","18G2,5",null,"BITNER","KMT",1,135205,"PLN",0.23,null,null,null,null,null,null,null,"n95",null,null,"27.32.13","8544 49 99"]
[7710,null,"STEROWNICZE","BS1446",5902956107404,"BiT 1000®C OR","3x2x0,5",null,"BITNER","KMT",1,23091,"PLN",0.23,null,null,null,null,null,null,null,"n95",null,null,"27.32.13","8544 49 99"]
[7723,null,"STEROWNICZE","BS1459",5902956107534,"BiT 1000®C OR","2x2x0,75",null,"BITNER","KMT",1,22606,"PLN",0.23,null,null,null,null,null,null,null,"n95",null,null,"27.32.13","8544 49 99"]
[7738,null,"STEROWNICZE","BS1474",5902956107688,"BiT 1000®C OR","3x2x1,0",null,"BITNER","KMT",1,31401,"PLN",0.23,null,null,null,null,null,null,null,"n95",null,null,"27.32.13","8544 49 99"]
[7744,null,"STEROWNICZE","BS1480",5902956107749,"BiT 1000®C OR","10x2x1,0",null,"BITNER","KMT",1,78577,"PLN",0.23,null,null,null,null,null,null,null,"n95",null,null,"27.32.13","8544 49 99"]
[7753,null,"STEROWNICZE","BS1489",5902956107831,"BiT 1000®C OR","4x2x1,5",null,"BITNER","KMT",1,50176,"PLN",0.23,null,null,null,null,null,null,null,"n95",null,null,"27.32.13","8544 49 99"]
[7773,null,"STEROWNICZE","BS1509",5902956108036,"BiT 1000®C OR","12x2x2,5",null,"BITNER","KMT",1,177774,"PLN",0.23,null,null,null,null,null,null,null,"n95",null,null,"27.32.13","8544 49 99"]
[7774,null,"STEROWNICZE","BS1510",5902956108043,"BiT 1000®C OR","14x2x2,5",null,"BITNER","KMT",1,211464,"PLN",0.23,null,null,null,null,null,null,null,"n95",null,null,"27.32.13","8544 49 99"]
[7795,null,"STEROWNICZE","S66919",5902956108258,"BiT 1000®CY OR","3G0,75",null,"BITNER","KMT",1,16081,"PLN",0.23,null,null,null,null,null,null,null,"n95",null,null,"27.32.13","8544 49 99"]
[7808,null,"STEROWNICZE","S66932",5902956108388,"BiT 1000®CY OR","21G0,75",null,"BITNER","KMT",1,68154,"PLN",0.23,null,null,null,null,null,null,null,"n95",null,null,"27.32.13","8544 49 99"]
[7816,null,"STEROWNICZE","S66940",5902956108463,"BiT 1000®CY OR","8G1,0",null,"BITNER","KMT",1,39515,"PLN",0.23,null,null,null,null,null,null,null,"n95",null,null,"27.32.13","8544 49 99"]
[7825,null,"STEROWNICZE","S66949",5902956108555,"BiT 1000®CY OR","25G1,0",null,"BITNER","KMT",1,97741,"PLN",0.23,null,null,null,null,null,null,null,"n95",null,null,"27.32.13","8544 49 99"]
[7838,null,"STEROWNICZE","S66093",5902956108685,"BiT 1000®CY OR","5G2,5",null,"BITNER","KMT",1,49768,"PLN",0.23,null,null,null,null,null,null,null,"n95",null,null,"27.32.13","8544 49 99"]
[7854,null,"STEROWNICZE","S66109",5902956108845,"BiT 1000®CY OR","7G6,0",null,"BITNER","KMT",1,129724,"PLN",0.23,null,null,null,null,null,null,null,"n95",null,null,"27.32.13","8544 49 99"]
[7867,null,"STEROWNICZE","S66122",5902956108975,"BiT 1000®CY OR","4G35",null,"BITNER","KMT",1,398071,"PLN",0.23,null,null,null,null,null,null,null,"n95",null,null,"27.32.13","8544 49 99"]
[7868,null,"STEROWNICZE","S66123",5902956108982,"BiT 1000®CY OR","5G35",null,"BITNER","KMT",1,488481,"PLN",0.23,null,null,null,null,null,null,null,"n95",null,null,"27.32.13","8544 49 99"]
[7889,null,"STEROWNICZE","BS1556",5902956109514,"BiT 1000®(St) OR","5x0,5",null,"BITNER","KMT",1,14087,"PLN",0.23,null,null,null,null,null,null,null,"n95",null,null,"27.32.13","8544 49 99"]
[7897,null,"STEROWNICZE","BS1564",5902956109590,"BiT 1000®(St) OR","12x0,5",null,"BITNER","KMT",1,27540,"PLN",0.23,null,null,null,null,null,null,null,"n95",null,null,"27.32.13","8544 49 99"]
[7910,null,"STEROWNICZE","BS1577",5902956109729,"BiT 1000®(St) OR","52G0,5",null,"BITNER","KMT",1,84259,"PLN",0.23,null,null,null,null,null,null,null,"n95",null,null,"27.32.13","8544 49 99"]
[7924,null,"STEROWNICZE","BS1591",5902956109866,"BiT 1000®(St) OR","8x0,75",null,"BITNER","KMT",1,26345,"PLN",0.23,null,null,null,null,null,null,null,"n95",null,null,"27.32.13","8544 49 99"]
[7931,null,"STEROWNICZE","BS1598",5902956109934,"BiT 1000®(St) OR","19G0,75",null,"BITNER","KMT",1,45668,"PLN",0.23,null,null,null,null,null,null,null,"n95",null,null,"27.32.13","8544 49 99"]
[7940,null,"STEROWNICZE","BS1607",5902956110022,"BiT 1000®(St) OR","52G0,75",null,"BITNER","KMT",1,117510,"PLN",0.23,null,null,null,null,null,null,null,"n95",null,null,"27.32.13","8544 49 99"]
[7961,null,"STEROWNICZE","BS1628",5902956110237,"BiT 1000®(St) OR","18x1,0",null,"BITNER","KMT",1,61413,"PLN",0.23,null,null,null,null,null,null,null,"n95",null,null,"27.32.13","8544 49 99"]
[7970,null,"STEROWNICZE","BS1637",5902956110329,"BiT 1000®(St) OR","42G1,0",null,"BITNER","KMT",1,124042,"PLN",0.23,null,null,null,null,null,null,null,"n95",null,null,"27.32.13","8544 49 99"]
[7982,null,"STEROWNICZE","BS1649",5902956110442,"BiT 1000®(St) OR","7G1,5",null,"BITNER","KMT",1,32537,"PLN",0.23,null,null,null,null,null,null,null,"n95",null,null,"27.32.13","8544 49 99"]
[7995,null,"STEROWNICZE","BS1662",5902956110572,"BiT 1000®(St) OR","27G1,5",null,"BITNER","KMT",1,111992,"PLN",0.23,null,null,null,null,null,null,null,"n95",null,null,"27.32.13","8544 49 99"]
[8005,null,"STEROWNICZE","BS1672",5902956110671,"BiT 1000®(St) OR","3x2,5",null,"BITNER","KMT",1,28869,"PLN",0.23,null,null,null,null,null,null,null,"n95",null,null,"27.32.13","8544 49 99"]
[8012,null,"STEROWNICZE","BS1679",5902956110749,"BiT 1000®(St) OR","7G2,5",null,"BITNER","KMT",1,49603,"PLN",0.23,null,null,null,null,null,null,null,"n95",null,null,"27.32.13","8544 49 99"]
[8025,null,"STEROWNICZE","BS1692",5902956110879,"BiT 1000®(St) OR","42G2,5",null,"BITNER","KMT",1,272013,"PLN",0.23,null,null,null,null,null,null,null,"n95",null,null,"27.32.13","8544 49 99"]
[8034,null,"STEROWNICZE","BS1758",5902956110961,"BiT 1000®(St) OR","12x2x0,5",null,"BITNER","KMT",1,42472,"PLN",0.23,null,null,null,null,null,null,null,"n95",null,null,"27.32.13","8544 49 99"]
[8047,null,"STEROWNICZE","BS1771",5902956111098,"BiT 1000®(St) OR","10x2x0,75",null,"BITNER","KMT",1,49094,"PLN",0.23,null,null,null,null,null,null,null,"n95",null,null,"27.32.13","8544 49 99"]
[8055,null,"STEROWNICZE","BS1779",5902956111173,"BiT 1000®(St) OR","3x2x1,0",null,"BITNER","KMT",1,24494,"PLN",0.23,null,null,null,null,null,null,null,"n95",null,null,"27.32.13","8544 49 99"]
[8076,null,"STEROWNICZE","BS1800",5902956111388,"BiT 1000®(St) OR","12x2x1,5",null,"BITNER","KMT",1,96547,"PLN",0.23,null,null,null,null,null,null,null,"n95",null,null,"27.32.13","8544 49 99"]
[8086,null,"STEROWNICZE","BS1810",5902956111487,"BiT 1000®(St) OR","6x2x2,5",null,"BITNER","KMT",1,83593,"PLN",0.23,null,null,null,null,null,null,null,"n95",null,null,"27.32.13","8544 49 99"]
[8097,null,"STEROWNICZE","BS1854",5902956111593,"BiT 1000®2(St) OR","6x2x0,5",null,"BITNER","KMT",1,33918,"PLN",0.23,null,null,null,null,null,null,null,"n95",null,null,"27.32.13","8544 49 99"]
[8106,null,"STEROWNICZE","BS1863",5902956111685,"BiT 1000®2(St) OR","24x2x0,5",null,"BITNER","KMT",1,113166,"PLN",0.23,null,null,null,null,null,null,null,"n95",null,null,"27.32.13","8544 49 99"]
[8121,null,"STEROWNICZE","BS1878",5902956111838,"BiT 1000®2(St) OR","2x2x1,0",null,"BITNER","KMT",1,24675,"PLN",0.23,null,null,null,null,null,null,null,"n95",null,null,"27.32.13","8544 49 99"]
[8127,null,"STEROWNICZE","BS1884",5902956111890,"BiT 1000®2(St) OR","8x2x1,0",null,"BITNER","KMT",1,70565,"PLN",0.23,null,null,null,null,null,null,null,"n95",null,null,"27.32.13","8544 49 99"]
[8148,null,"STEROWNICZE","BS1905",5902956112101,"BiT 1000®2(St) OR","24x2x1,5",null,"BITNER","KMT",1,240432,"PLN",0.23,null,null,null,null,null,null,null,"n95",null,null,"27.32.13","8544 49 99"]
[8149,null,"STEROWNICZE","BS1907",5902956112125,"BiT 1000®2(St) OR","2x2x2,5",null,"BITNER","KMT",1,38898,"PLN",0.23,null,null,null,null,null,null,null,"n95",null,null,"27.32.13","8544 49 99"]
[8163,null,"STEROWNICZE","H60853",5902956114679,"BiT 1000®H","1x6,0",null,"BITNER","KMT",1,16969,"PLN",0.23,null,null,null,null,null,null,null,"n95",null,null,"27.32.13","8544 49 99"]
[8182,null,"STEROWNICZE","H60870",5902956114860,"BiT 1000®H","1G10",null,"BITNER","KMT",1,30871,"PLN",0.23,null,null,null,null,null,null,null,"n95",null,null,"27.32.13","8544 49 99"]
[8191,null,"STEROWNICZE","H60879",5902956114952,"BiT 1000®H","1G185",null,"BITNER","KMT",1,440118,"PLN",0.23,null,null,null,null,null,null,null,"n95",null,null,"27.32.13","8544 49 99"]
[8198,null,"STEROWNICZE","H63000",5902956112255,"BiT 1000®H","3x0,5",null,"BITNER","KMT",1,9705,"PLN",0.23,null,null,null,null,null,null,null,"n95",null,null,"27.32.13","8544 49 99"]
[8212,null,"STEROWNICZE","H60760",5902956112392,"BiT 1000®H","16G0,5",null,"BITNER","KMT",1,33193,"PLN",0.23,null,null,null,null,null,null,null,"n95",null,null,"27.32.13","8544 49 99"]
[8221,null,"STEROWNICZE","H63009",5902956112484,"BiT 1000®H","52G0,5",null,"BITNER","KMT",1,94456,"PLN",0.23,null,null,null,null,null,null,null,"n95",null,null,"27.32.13","8544 49 99"]
[8237,null,"STEROWNICZE","H60771",5902956112644,"BiT 1000®H","12G0,75",null,"BITNER","KMT",1,28101,"PLN",0.23,null,null,null,null,null,null,null,"n95",null,null,"27.32.13","8544 49 99"]
[8242,null,"STEROWNICZE","H61504",5902956112699,"BiT 1000®H","21G0,75",null,"BITNER","KMT",1,46602,"PLN",0.23,null,null,null,null,null,null,null,"n95",null,null,"27.32.13","8544 49 99"]
[8263,null,"STEROWNICZE","H63023",5902956112903,"BiT 1000®H","10x1,0",null,"BITNER","KMT",1,34013,"PLN",0.23,null,null,null,null,null,null,null,"n95",null,null,"27.32.13","8544 49 99"]
[8276,null,"STEROWNICZE","H61518",5902956113030,"BiT 1000®H","52G1,0",null,"BITNER","KMT",1,137959,"PLN",0.23,null,null,null,null,null,null,null,"n95",null,null,"27.32.13","8544 49 99"]
[8279,null,"STEROWNICZE","H60790",5902956113061,"BiT 1000®H","3G1,5",null,"BITNER","KMT",1,15237,"PLN",0.23,null,null,null,null,null,null,null,"n95",null,null,"27.32.13","8544 49 99"]
[8293,null,"STEROWNICZE","H60799",5902956113207,"BiT 1000®H","16G1,5",null,"BITNER","KMT",1,62181,"PLN",0.23,null,null,null,null,null,null,null,"n95",null,null,"27.32.13","8544 49 99"]
[8306,null,"STEROWNICZE","H63032",5902956113337,"BiT 1000®H","3x2,5",null,"BITNER","KMT",1,25563,"PLN",0.23,null,null,null,null,null,null,null,"n95",null,null,"27.32.13","8544 49 99"]
[8314,null,"STEROWNICZE","H61530",5902956113412,"BiT 1000®H","10G2,5",null,"BITNER","KMT",1,64191,"PLN",0.23,null,null,null,null,null,null,null,"n95",null,null,"27.32.13","8544 49 99"]
[8327,null,"STEROWNICZE","H63041",5902956113542,"BiT 1000®H","61G2,5",null,"BITNER","KMT",1,364229,"PLN",0.23,null,null,null,null,null,null,null,"n95",null,null,"27.32.13","8544 49 99"]
[8336,null,"STEROWNICZE","H63043",5902956113634,"BiT 1000®H","2x6,0",null,"BITNER","KMT",1,34784,"PLN",0.23,null,null,null,null,null,null,null,"n95",null,null,"27.32.13","8544 49 99"]
[8349,null,"STEROWNICZE","H60828",5902956113764,"BiT 1000®H","7G16",null,"BITNER","KMT",1,267369,"PLN",0.23,null,null,null,null,null,null,null,"n95",null,null,"27.32.13","8544 49 99"]
[8369,null,"STEROWNICZE","H61560",5902956113979,"BiT 1000®H","2x2x0,5",null,"BITNER","KMT",1,10361,"PLN",0.23,null,null,null,null,null,null,null,"n95",null,null,"27.32.13","8544 49 99"]
[8378,null,"STEROWNICZE","H61569",5902956114068,"BiT 1000®H","14x2x0,5",null,"BITNER","KMT",1,44204,"PLN",0.23,null,null,null,null,null,null,null,"n95",null,null,"27.32.13","8544 49 99"]
[8391,null,"STEROWNICZE","H61582",5902956114198,"BiT 1000®H","12x2x0,75",null,"BITNER","KMT",1,50902,"PLN",0.23,null,null,null,null,null,null,null,"n95",null,null,"27.32.13","8544 49 99"]
[8395,null,"STEROWNICZE","H61586",5902956114235,"BiT 1000®H","20x2x0,75",null,"BITNER","KMT",1,83443,"PLN",0.23,null,null,null,null,null,null,null,"n95",null,null,"27.32.13","8544 49 99"]
[8408,null,"STEROWNICZE","H61599",5902956114365,"BiT 1000®H","18x2x1,0",null,"BITNER","KMT",1,94711,"PLN",0.23,null,null,null,null,null,null,null,"n95",null,null,"27.32.13","8544 49 99"]
[8421,null,"STEROWNICZE","H61612",5902956114495,"BiT 1000®H","16x2x1,5",null,"BITNER","KMT",1,119398,"PLN",0.23,null,null,null,null,null,null,null,"n95",null,null,"27.32.13","8544 49 99"]
[8430,null,"STEROWNICZE","H61621",5902956114587,"BiT 1000®H","7x2x2,5",null,"BITNER","KMT",1,86446,"PLN",0.23,null,null,null,null,null,null,null,"n95",null,null,"27.32.13","8544 49 99"]
[8450,null,"STEROWNICZE","H63064",5902956115140,"BiT 1000®CH","12x0,5",null,"BITNER","KMT",1,33320,"PLN",0.23,null,null,null,null,null,null,null,"n95",null,null,"27.32.13","8544 49 99"]
[8463,null,"STEROWNICZE","H63077",5902956115270,"BiT 1000®CH","2x0,75",null,"BITNER","KMT",1,12266,"PLN",0.23,null,null,null,null,null,null,null,"n95",null,null,"27.32.13","8544 49 99"]
[8465,null,"STEROWNICZE","H63079",5902956115294,"BiT 1000®CH","3x0,75",null,"BITNER","KMT",1,16172,"PLN",0.23,null,null,null,null,null,null,null,"n95",null,null,"27.32.13","8544 49 99"]
[8484,null,"STEROWNICZE","H63098",5902956115485,"BiT 1000®CH","25G0,75",null,"BITNER","KMT",1,70714,"PLN",0.23,null,null,null,null,null,null,null,"n95",null,null,"27.32.13","8544 49 99"]
[8493,null,"STEROWNICZE","H63107",5902956115577,"BiT 1000®CH","3x1,0",null,"BITNER","KMT",1,18238,"PLN",0.23,null,null,null,null,null,null,null,"n95",null,null,"27.32.13","8544 49 99"]
[8502,null,"STEROWNICZE","H63116",5902956115669,"BiT 1000®CH","8G1,0",null,"BITNER","KMT",1,34179,"PLN",0.23,null,null,null,null,null,null,null,"n95",null,null,"27.32.13","8544 49 99"]
[8522,null,"STEROWNICZE","H63137",5902956115874,"BiT 1000®CH","4G1,5",null,"BITNER","KMT",1,25429,"PLN",0.23,null,null,null,null,null,null,null,"n95",null,null,"27.32.13","8544 49 99"]
[8523,null,"STEROWNICZE","H63138",5902956115881,"BiT 1000®CH","4x1,5",null,"BITNER","KMT",1,27960,"PLN",0.23,null,null,null,null,null,null,null,"n95",null,null,"27.32.13","8544 49 99"]
[8544,null,"STEROWNICZE","H63159",5902956116093,"BiT 1000®CH","42G1,5",null,"BITNER","KMT",1,182150,"PLN",0.23,null,null,null,null,null,null,null,"n95",null,null,"27.32.13","8544 49 99"]
[8557,null,"STEROWNICZE","H63172",5902956116222,"BiT 1000®CH","7x2,5",null,"BITNER","KMT",1,61989,"PLN",0.23,null,null,null,null,null,null,null,"n95",null,null,"27.32.13","8544 49 99"]
[8565,null,"STEROWNICZE","H63180",5902956116307,"BiT 1000®CH","25G2,5",null,"BITNER","KMT",1,173958,"PLN",0.23,null,null,null,null,null,null,null,"n95",null,null,"27.32.13","8544 49 99"]
[8578,null,"STEROWNICZE","H61307",5902956116437,"BiT 1000®CH","10x2x0,5",null,"BITNER","KMT",1,49094,"PLN",0.23,null,null,null,null,null,null,null,"n95",null,null,"27.32.13","8544 49 99"]
[8592,null,"STEROWNICZE","H61321",5902956116574,"BiT 1000®CH","10x2x0,75",null,"BITNER","KMT",1,59695,"PLN",0.23,null,null,null,null,null,null,null,"n95",null,null,"27.32.13","8544 49 99"]
[8595,null,"STEROWNICZE","H61324",5902956116604,"BiT 1000®CH","16x2x0,75",null,"BITNER","KMT",1,89194,"PLN",0.23,null,null,null,null,null,null,null,"n95",null,null,"27.32.13","8544 49 99"]
[8608,null,"STEROWNICZE","H61337",5902956116734,"BiT 1000®CH","14x2x1,0",null,"BITNER","KMT",1,96532,"PLN",0.23,null,null,null,null,null,null,null,"n95",null,null,"27.32.13","8544 49 99"]
[8617,null,"STEROWNICZE","H61346",5902956116826,"BiT 1000®CH","6x2x1,5",null,"BITNER","KMT",1,62390,"PLN",0.23,null,null,null,null,null,null,null,"n95",null,null,"27.32.13","8544 49 99"]
[8638,null,"STEROWNICZE","H61050",5902956117038,"BiT 1000®HCH","2x0,5",null,"BITNER","KMT",1,12565,"PLN",0.23,null,null,null,null,null,null,null,"n95",null,null,"27.32.13","8544 49 99"]
[8650,null,"STEROWNICZE","H61062",5902956117151,"BiT 1000®HCH","19G0,5",null,"BITNER","KMT",1,47691,"PLN",0.23,null,null,null,null,null,null,null,"n95",null,null,"27.32.13","8544 49 99"]
[8659,null,"STEROWNICZE","H61071",5902956117243,"BiT 1000®HCH","5G0,75",null,"BITNER","KMT",1,24026,"PLN",0.23,null,null,null,null,null,null,null,"n95",null,null,"27.32.13","8544 49 99"]
[8673,null,"STEROWNICZE","H61085",5902956117380,"BiT 1000®HCH","3G1,0",null,"BITNER","KMT",1,19471,"PLN",0.23,null,null,null,null,null,null,null,"n95",null,null,"27.32.13","8544 49 99"]
[8680,null,"STEROWNICZE","H61092",5902956117458,"BiT 1000®HCH","12G1,0",null,"BITNER","KMT",1,50961,"PLN",0.23,null,null,null,null,null,null,null,"n95",null,null,"27.32.13","8544 49 99"]
[8689,null,"STEROWNICZE","H61101",5902956117540,"BiT 1000®HCH","3G1,5",null,"BITNER","KMT",1,24114,"PLN",0.23,null,null,null,null,null,null,null,"n95",null,null,"27.32.13","8544 49 99"]
[8708,null,"STEROWNICZE","H60911",5902956117731,"BiT 1000®HCH","3G4,0",null,"BITNER","KMT",1,46025,"PLN",0.23,null,null,null,null,null,null,null,"n95",null,null,"27.32.13","8544 49 99"]
[8710,null,"STEROWNICZE","H60913",5902956117755,"BiT 1000®HCH","5G4,0",null,"BITNER","KMT",1,68744,"PLN",0.23,null,null,null,null,null,null,null,"n95",null,null,"27.32.13","8544 49 99"]
[8723,null,"STEROWNICZE","H60926",5902956117885,"BiT 1000®HCH","5G16",null,"BITNER","KMT",1,217484,"PLN",0.23,null,null,null,null,null,null,null,"n95",null,null,"27.32.13","8544 49 99"]
[8744,null,"STEROWNICZE","H60947",5902956118097,"BiT 1000®HCH","4G240",null,"BITNER","KMT",1,2345339,"PLN",0.23,null,null,null,null,null,null,null,"n95",null,null,"27.32.13","8544 49 99"]
[8750,null,"STEROWNICZE","H61803",5902956118455,"BiT 1000®(St) H","5G0,5",null,"BITNER","KMT",1,11721,"PLN",0.23,null,null,null,null,null,null,null,"n95",null,null,"27.32.13","8544 49 99"]
[8765,null,"STEROWNICZE","H61813",5902956118554,"BiT 1000®(St) H","25G0,5",null,"BITNER","KMT",1,41986,"PLN",0.23,null,null,null,null,null,null,null,"n95",null,null,"27.32.13","8544 49 99"]
[8774,null,"STEROWNICZE","H61816",5902956118714,"BiT 1000®(St) H","2x0,75",null,"BITNER","KMT",1,8900,"PLN",0.23,null,null,null,null,null,null,null,"n95",null,null,"27.32.13","8544 49 99"]
[8789,null,"STEROWNICZE","H61824",5902956118868,"BiT 1000®(St) H","12x0,75",null,"BITNER","KMT",1,32288,"PLN",0.23,null,null,null,null,null,null,null,"n95",null,null,"27.32.13","8544 49 99"]
[8795,null,"STEROWNICZE","H61829",5902956118929,"BiT 1000®(St) H","25G0,75",null,"BITNER","KMT",1,55940,"PLN",0.23,null,null,null,null,null,null,null,"n95",null,null,"27.32.13","8544 49 99"]
[8804,null,"STEROWNICZE","H61836",5902956119018,"BiT 1000®(St) H","2x1,0",null,"BITNER","KMT",1,10303,"PLN",0.23,null,null,null,null,null,null,null,"n95",null,null,"27.32.13","8544 49 99"]
[8824,null,"STEROWNICZE","H61781",5902956119216,"BiT 1000®(St) H","19G1,0",null,"BITNER","KMT",1,54566,"PLN",0.23,null,null,null,null,null,null,null,"n95",null,null,"27.32.13","8544 49 99"]
[8837,null,"STEROWNICZE","H61784",5902956119346,"BiT 1000®(St) H","3x1,5",null,"BITNER","KMT",1,18083,"PLN",0.23,null,null,null,null,null,null,null,"n95",null,null,"27.32.13","8544 49 99"]
[8846,null,"STEROWNICZE","H61862",5902956119438,"BiT 1000®(St) H","8G1,5",null,"BITNER","KMT",1,35775,"PLN",0.23,null,null,null,null,null,null,null,"n95",null,null,"27.32.13","8544 49 99"]
[8859,null,"STEROWNICZE","H61871",5902956119568,"BiT 1000®(St) H","34G1,5",null,"BITNER","KMT",1,132501,"PLN",0.23,null,null,null,null,null,null,null,"n95",null,null,"27.32.13","8544 49 99"]
[8866,null,"STEROWNICZE","H61877",5902956119636,"BiT 1000®(St) H","3G2,5",null,"BITNER","KMT",1,23996,"PLN",0.23,null,null,null,null,null,null,null,"n95",null,null,"27.32.13","8544 49 99"]
[8880,null,"STEROWNICZE","H61886",5902956119773,"BiT 1000®(St) H","16G2,5",null,"BITNER","KMT",1,100743,"PLN",0.23,null,null,null,null,null,null,null,"n95",null,null,"27.32.13","8544 49 99"]
[8889,null,"STEROWNICZE","H61901",5902956119865,"BiT 1000®(St) H","3x2x0,5",null,"BITNER","KMT",1,14072,"PLN",0.23,null,null,null,null,null,null,null,"n95",null,null,"27.32.13","8544 49 99"]
[8901,null,"STEROWNICZE","H61913",5902956119988,"BiT 1000®(St) H","24x2x0,5",null,"BITNER","KMT",1,73329,"PLN",0.23,null,null,null,null,null,null,null,"n95",null,null,"27.32.13","8544 49 99"]
[8910,null,"STEROWNICZE","H61922",5902956120076,"BiT 1000®(St) H","12x2x0,75",null,"BITNER","KMT",1,53387,"PLN",0.23,null,null,null,null,null,null,null,"n95",null,null,"27.32.13","8544 49 99"]
[8931,null,"STEROWNICZE","H61943",5902956120281,"BiT 1000®(St) H","3x2x1,5",null,"BITNER","KMT",1,28355,"PLN",0.23,null,null,null,null,null,null,null,"n95",null,null,"27.32.13","8544 49 99"]
[8936,null,"STEROWNICZE","H61948",5902956120335,"BiT 1000®(St) H","8x2x1,5",null,"BITNER","KMT",1,64653,"PLN",0.23,null,null,null,null,null,null,null,"n95",null,null,"27.32.13","8544 49 99"]
[8952,null,"STEROWNICZE","H61964",5902956120496,"BiT 1000®(St) H","12x2x2,5",null,"BITNER","KMT",1,150113,"PLN",0.23,null,null,null,null,null,null,null,"n95",null,null,"27.32.13","8544 49 99"]
[8961,null,"STEROWNICZE","H62016",5902956121264,"BiT 1000®2(St) H","8x2x0,5",null,"BITNER","KMT",1,41928,"PLN",0.23,null,null,null,null,null,null,null,"n95",null,null,"27.32.13","8544 49 99"]
[8974,null,"STEROWNICZE","H62029",5902956121394,"BiT 1000®2(St) H","7x2x0,75",null,"BITNER","KMT",1,46407,"PLN",0.23,null,null,null,null,null,null,null,"n95",null,null,"27.32.13","8544 49 99"]
[8982,null,"STEROWNICZE","H62037",5902956121479,"BiT 1000®2(St) H","24x2x0,75",null,"BITNER","KMT",1,140161,"PLN",0.23,null,null,null,null,null,null,null,"n95",null,null,"27.32.13","8544 49 99"]
[8991,null,"STEROWNICZE","H62046",5902956121561,"BiT 1000®2(St) H","12x2x1,0",null,"BITNER","KMT",1,94711,"PLN",0.23,null,null,null,null,null,null,null,"n95",null,null,"27.32.13","8544 49 99"]
[9004,null,"STEROWNICZE","H62059",5902956121691,"BiT 1000®2(St) H","10x2x1,5",null,"BITNER","KMT",1,102550,"PLN",0.23,null,null,null,null,null,null,null,"n95",null,null,"27.32.13","8544 49 99"]
[9017,null,"STEROWNICZE","H62072",5902956121837,"BiT 1000®2(St) H","8x2x2,5",null,"BITNER","KMT",1,121160,"PLN",0.23,null,null,null,null,null,null,null,"n95",null,null,"27.32.13","8544 49 99"]
[9037,null,"STEROWNICZE","IB0015",5902956136206,"IB-BiT 1000®","32x0,5",null,"BITNER","KMT",1,52984,"PLN",0.23,null,null,null,null,null,null,null,"n87E",null,null,"27.32.13","8544 49 99"]
[9046,null,"STEROWNICZE","IB0024",5902956136299,"IB-BiT 1000®","12x0,75",null,"BITNER","KMT",1,28764,"PLN",0.23,null,null,null,null,null,null,null,"n87E",null,null,"27.32.13","8544 49 99"]
[9052,null,"STEROWNICZE","IB0030",5902956136350,"IB-BiT 1000®","30x0,75",null,"BITNER","KMT",1,63900,"PLN",0.23,null,null,null,null,null,null,null,"n87E",null,null,"27.32.13","8544 49 99"]
[9067,null,"STEROWNICZE","IB0049",5902956136503,"IB-BiT 1000®","25x1,0",null,"BITNER","KMT",1,69417,"PLN",0.23,null,null,null,null,null,null,null,"n87E",null,null,"27.32.13","8544 49 99"]
[9076,null,"STEROWNICZE","IB0061",5902956136596,"IB-BiT 1000®","7x1,5",null,"BITNER","KMT",1,29453,"PLN",0.23,null,null,null,null,null,null,null,"n87E",null,null,"27.32.13","8544 49 99"]
[9085,null,"STEROWNICZE","IB0070",5902956136688,"IB-BiT 1000®","30x1,5",null,"BITNER","KMT",1,113888,"PLN",0.23,null,null,null,null,null,null,null,"n87E",null,null,"27.32.13","8544 49 99"]
[9098,null,"STEROWNICZE","IB0087",5902956136817,"IB-BiT 1000®","18x2,5",null,"BITNER","KMT",1,110738,"PLN",0.23,null,null,null,null,null,null,null,"n87E",null,null,"27.32.13","8544 49 99"]
[9118,null,"STEROWNICZE","IB0214",5902956137012,"IB-BiT 1000®","2x2x0,75",null,"BITNER","KMT",1,12760,"PLN",0.23,null,null,null,null,null,null,null,"n87E",null,null,"27.32.13","8544 49 99"]
[9131,null,"STEROWNICZE","IB0227",5902956137142,"IB-BiT 1000®","24x2x0,75",null,"BITNER","KMT",1,99748,"PLN",0.23,null,null,null,null,null,null,null,"n87E",null,null,"27.32.13","8544 49 99"]
[9133,null,"STEROWNICZE","IB0229",5902956137166,"IB-BiT 1000®","3x2x1,0",null,"BITNER","KMT",1,21054,"PLN",0.23,null,null,null,null,null,null,null,"n87E",null,null,"27.32.13","8544 49 99"]
[9148,null,"STEROWNICZE","IB0244",5902956137319,"IB-BiT 1000®","4x2x1,5",null,"BITNER","KMT",1,34251,"PLN",0.23,null,null,null,null,null,null,null,"n87E",null,null,"27.32.13","8544 49 99"]
[9161,null,"STEROWNICZE","IB0257",5902956137449,"IB-BiT 1000®","3x2x2,5",null,"BITNER","KMT",1,41115,"PLN",0.23,null,null,null,null,null,null,null,"n87E",null,null,"27.32.13","8544 49 99"]
[9168,null,"STEROWNICZE","IB0264",5902956137517,"IB-BiT 1000®","12x2x2,5",null,"BITNER","KMT",1,147209,"PLN",0.23,null,null,null,null,null,null,null,"n87E",null,null,"27.32.13","8544 49 99"]
[9178,null,"STEROWNICZE","IB1757",5902956137616,"IB-BiT 1000®C","10x0,5",null,"BITNER","KMT",1,28176,"PLN",0.23,null,null,null,null,null,null,null,"n87E",null,null,"27.32.13","8544 49 99"]
[9191,null,"STEROWNICZE","IB1770",5902956137746,"IB-BiT 1000®C","61x0,5",null,"BITNER","KMT",1,113799,"PLN",0.23,null,null,null,null,null,null,null,"n87E",null,null,"27.32.13","8544 49 99"]
[9212,null,"STEROWNICZE","IB1791",5902956137951,"IB-BiT 1000®C","61x0,75",null,"BITNER","KMT",1,153023,"PLN",0.23,null,null,null,null,null,null,null,"n87E",null,null,"27.32.13","8544 49 99"]
[9214,null,"STEROWNICZE","IB1793",5902956137975,"IB-BiT 1000®C","3x1,0",null,"BITNER","KMT",1,18067,"PLN",0.23,null,null,null,null,null,null,null,"n87E",null,null,"27.32.13","8544 49 99"]
[9233,null,"STEROWNICZE","IB1812",5902956138163,"IB-BiT 1000®C","61x1,0",null,"BITNER","KMT",1,190988,"PLN",0.23,null,null,null,null,null,null,null,"n87E",null,null,"27.32.13","8544 49 99"]
[9242,null,"STEROWNICZE","IB1821",5902956138255,"IB-BiT 1000®C","12x1,5",null,"BITNER","KMT",1,61576,"PLN",0.23,null,null,null,null,null,null,null,"n87E",null,null,"27.32.13","8544 49 99"]
[9249,null,"STEROWNICZE","IB1828",5902956138323,"IB-BiT 1000®C","30x1,5",null,"BITNER","KMT",1,137175,"PLN",0.23,null,null,null,null,null,null,null,"n87E",null,null,"27.32.13","8544 49 99"]
[9263,null,"STEROWNICZE","IB1842",5902956138460,"IB-BiT 1000®C","14x2,5",null,"BITNER","KMT",1,105265,"PLN",0.23,null,null,null,null,null,null,null,"n87E",null,null,"27.32.13","8544 49 99"]
[9276,null,"STEROWNICZE","IB0903",5902956138590,"IB-BiT 1000®C","5x2x0,5",null,"BITNER","KMT",1,30573,"PLN",0.23,null,null,null,null,null,null,null,"n87E",null,null,"27.32.13","8544 49 99"]
[9285,null,"STEROWNICZE","IB0912",5902956138682,"IB-BiT 1000®C","20x2x0,5",null,"BITNER","KMT",1,86297,"PLN",0.23,null,null,null,null,null,null,null,"n87E",null,null,"27.32.13","8544 49 99"]
[9302,null,"STEROWNICZE","IB0929",5902956138859,"IB-BiT 1000®C","3x2x1,0",null,"BITNER","KMT",1,30901,"PLN",0.23,null,null,null,null,null,null,null,"n87E",null,null,"27.32.13","8544 49 99"]
[9318,null,"STEROWNICZE","IB0945",5902956139016,"IB-BiT 1000®C","5x2x1,5",null,"BITNER","KMT",1,58957,"PLN",0.23,null,null,null,null,null,null,null,"n87E",null,null,"27.32.13","8544 49 99"]
[9327,null,"STEROWNICZE","IB0954",5902956139108,"IB-BiT 1000®C","20x2x1,5",null,"BITNER","KMT",1,188493,"PLN",0.23,null,null,null,null,null,null,null,"n87E",null,null,"27.32.13","8544 49 99"]
[9337,null,"STEROWNICZE","IB0964",5902956139207,"IB-BiT 1000®C","12x2x2,5",null,"BITNER","KMT",1,174877,"PLN",0.23,null,null,null,null,null,null,null,"n87E",null,null,"27.32.13","8544 49 99"]
[9348,null,"STEROWNICZE","IB2008",5902956321756,"IB-BiT 1000®CY","12x0,5",null,"BITNER","KMT",1,35470,"PLN",0.23,null,null,null,null,null,null,null,"n87E",null,null,"27.32.13","8544 49 99"]
[9357,null,"STEROWNICZE","IB2019",5902956324788,"IB-BiT 1000®CY","32x0,5",null,"BITNER","KMT",1,73008,"PLN",0.23,null,null,null,null,null,null,null,"n87E",null,null,"27.32.13","8544 49 99"]
[9376,null,"STEROWNICZE","IB2041",5902956322432,"IB-BiT 1000®CY","34x0,75",null,"BITNER","KMT",1,102675,"PLN",0.23,null,null,null,null,null,null,null,"n87E",null,null,"27.32.13","8544 49 99"]
[9378,null,"STEROWNICZE","IB2043",5902956322456,"IB-BiT 1000®CY","42x0,75",null,"BITNER","KMT",1,123333,"PLN",0.23,null,null,null,null,null,null,null,"n87E",null,null,"27.32.13","8544 49 99"]
[9399,null,"STEROWNICZE","IB2067",5902956322593,"IB-BiT 1000®CY","37x1,0",null,"BITNER","KMT",1,132368,"PLN",0.23,null,null,null,null,null,null,null,"n87E",null,null,"27.32.13","8544 49 99"]
[9412,null,"STEROWNICZE","IB2080",5902956322715,"IB-BiT 1000®CY","16x1,5",null,"BITNER","KMT",1,90776,"PLN",0.23,null,null,null,null,null,null,null,"n87E",null,null,"27.32.13","8544 49 99"]
[9418,null,"STEROWNICZE","IB2088",5902956322753,"IB-BiT 1000®CY","30x1,5",null,"BITNER","KMT",1,155429,"PLN",0.23,null,null,null,null,null,null,null,"n87E",null,null,"27.32.13","8544 49 99"]
[9433,null,"STEROWNICZE","IB2105",5902956322890,"IB-BiT 1000®CY","14x2,5",null,"BITNER","KMT",1,113150,"PLN",0.23,null,null,null,null,null,null,null,"n87E",null,null,"27.32.13","8544 49 99"]
[9442,null,"STEROWNICZE","IB2116",5902956322968,"IB-BiT 1000®CY","4x4,0",null,"BITNER","KMT",1,58472,"PLN",0.23,null,null,null,null,null,null,null,"n87E",null,null,"27.32.13","8544 49 99"]
[9453,null,"STEROWNICZE","IB2129",5902956323088,"IB-BiT 1000®CY","5x10",null,"BITNER","KMT",1,156243,"PLN",0.23,null,null,null,null,null,null,null,"n87E",null,null,"27.32.13","8544 49 99"]
[9463,null,"STEROWNICZE","IB2141",5902956323187,"IB-BiT 1000®CY","5x25",null,"BITNER","KMT",1,354262,"PLN",0.23,null,null,null,null,null,null,null,"n87E",null,null,"27.32.13","8544 49 99"]
[9472,null,"STEROWNICZE","IB2150",5902956323279,"IB-BiT 1000®CY","4x70",null,"BITNER","KMT",1,765018,"PLN",0.23,null,null,null,null,null,null,null,"n87E",null,null,"27.32.13","8544 49 99"]
[9488,null,"STEROWNICZE","EM9057",5902956126818,"BiT 1000®Power","3G2,5",null,"BITNER","KMT",1,18403,"PLN",0.23,null,null,null,null,null,null,null,"n95",null,null,"27.32.13","8544 49 99"]
[9505,null,"STEROWNICZE","EM9074",5902956126986,"BiT 1000®Power","2x10",null,"BITNER","KMT",1,48110,"PLN",0.23,null,null,null,null,null,null,null,"n95",null,null,"27.32.13","8544 49 99"]
[9514,null,"STEROWNICZE","EM9083",5902956127075,"BiT 1000®Power","4G16",null,"BITNER","KMT",1,131188,"PLN",0.23,null,null,null,null,null,null,null,"n95",null,null,"27.32.13","8544 49 99"]
[9527,null,"STEROWNICZE","EM9097",5902956127211,"BiT 1000®Power","5G35",null,"BITNER","KMT",1,344623,"PLN",0.23,null,null,null,null,null,null,null,"n95",null,null,"27.32.13","8544 49 99"]
[9534,null,"STEROWNICZE","EM9105",5902956127297,"BiT 1000®Power","3x70",null,"BITNER","KMT",1,475199,"PLN",0.23,null,null,null,null,null,null,null,"n95",null,null,"27.32.13","8544 49 99"]
[9544,null,"STEROWNICZE","EM9115",5902956127396,"BiT 1000®Power","3x120",null,"BITNER","KMT",1,791678,"PLN",0.23,null,null,null,null,null,null,null,"n95",null,null,"27.32.13","8544 49 99"]
[9557,null,"STEROWNICZE","EM9128",5902956127525,"BiT 1000®Power","5G185",null,"BITNER","KMT",1,1767763,"PLN",0.23,null,null,null,null,null,null,null,"n95",null,null,"27.32.13","8544 49 99"]
[9569,null,"STEROWNICZE","EM9152",5902956127655,"BiT 1000®Power","1G35",null,"BITNER","KMT",1,77561,"PLN",0.23,null,null,null,null,null,null,null,"n95",null,null,"27.32.13","8544 49 99"]
[9586,null,"STEROWNICZE","EM9169",5902956127822,"BiT 1000®Power","1x35",null,"BITNER","KMT",1,69417,"PLN",0.23,null,null,null,null,null,null,null,"n95",null,null,"27.32.13","8544 49 99"]
[9599,null,"STEROWNICZE","EM9723",5902956296320,"BiT 1000®H Power","1x10 ",null,"BITNER","KMT",1,31013,"PLN",0.23,null,null,null,null,null,null,null,"n95",null,null,"27.32.13","8544 49 99"]
[9604,null,"STEROWNICZE","EM9728",5902956325945,"BiT 1000®H Power","1x70 ",null,"BITNER","KMT",1,164798,"PLN",0.23,null,null,null,null,null,null,null,"n95",null,null,"27.32.13","8544 49 99"]
[9620,null,"STEROWNICZE","EM9755",5902956296399,"BiT 1000®H Power","5G4,0",null,"BITNER","KMT",1,56994,"PLN",0.23,null,null,null,null,null,null,null,"n95",null,null,"27.32.13","8544 49 99"]
[9629,null,"STEROWNICZE","EM9773",5902956334565,"BiT 1000®H Power","5G16 ",null,"BITNER","KMT",1,197424,"PLN",0.23,null,null,null,null,null,null,null,"n95",null,null,"27.32.13","8544 49 99"]
[9638,null,"STEROWNICZE","EM9791",5902956325471,"BiT 1000®H Power","5G50 ",null,"BITNER","KMT",1,593836,"PLN",0.23,null,null,null,null,null,null,null,"n95",null,null,"27.32.13","8544 49 99"]
[9650,null,"STEROWNICZE","EM9811",5902956325662,"BiT 1000®H Power","5G150",null,"BITNER","KMT",1,1765576,"PLN",0.23,null,null,null,null,null,null,null,"n95",null,null,"27.32.13","8544 49 99"]
[9659,null,"ENERGETYCZNE I SYGNALIZACYJNE","S66462",5902956128065,"BiT 1000®solar czarny","1x4,0",null,"BITNER","KMT",1,9826,"PLN",0.23,null,null,null,null,null,null,null,"n32A",null,null,"27.32.13","8544 49 99"]
[9672,null,"ENERGETYCZNE I SYGNALIZACYJNE","S66464.05",5902956238368,"BiT 1000®solar czerwony","1x10",null,"BITNER","KMT",1,19417,"PLN",0.23,null,null,null,null,null,null,null,"n32A",null,null,"27.32.13","8544 49 99"]
[9685,null,"ENERGETYCZNE I SYGNALIZACYJNE","S66466.06",5902956238498,"BiT 1000®solar niebieski","1x25",null,"BITNER","KMT",1,46333,"PLN",0.23,null,null,null,null,null,null,null,"n32A",null,null,"27.32.13","8544 49 99"]
[9701,null,"ENERGETYCZNE I SYGNALIZACYJNE","S68351.05",5902956336767,"BiT 1000®solar PV RED ","1x6,0",null,"BITNER","KMT",1,13692,"PLN",0.23,null,null,null,null,null,null,null,"n32A",null,null,"27.32.13","8544 49 99"]
[9714,null,"ENERGETYCZNE I SYGNALIZACYJNE","EM9012",5902956128041,"BiT CP","1x120",null,"BITNER","KMT",1,182555,"PLN",0.23,null,null,null,null,null,null,null,"n32B",null,null,"27.32.13","8544 49 99"]
[9720,null,"STEROWNICZE","S10673",5902956141705,"BiT NOVAK","12x2x0,5+0,5",null,"BITNER","KMT",1,36191,"PLN",0.23,null,null,null,null,null,null,null,"n81",null,null,"27.32.13","8544 49 93"]
[9731,null,"STEROWNICZE","EB0008",5902956141446,"BiT L2 BUS Flex","1x2x0,64",null,"BITNER","KMT",1,8374,"PLN",0.23,null,null,null,null,null,null,null,"n81",null,null,"27.32.13","8544 49 93"]
[9744,null,"STEROWNICZE","IP0055",5902956146779,"BiTservo®2XSLCY-J","4G16",null,"BITNER","KMT",1,138291,"PLN",0.23,null,null,null,null,null,null,null,"n89",null,null,"27.32.13","8544 49 99"]
[9753,null,"STEROWNICZE","IP0064",5902956146861,"BiTservo®2XSLCY-J","4G240",null,"BITNER","KMT",1,1864725,"PLN",0.23,null,null,null,null,null,null,null,"n89",null,null,"27.32.13","8544 49 99"]
[9766,null,"STEROWNICZE","IP0162",5902956147448,"BiTservo®3plus 2XSLCY-J","3X150+3G25",null,"BITNER","KMT",1,1011544,"PLN",0.23,null,null,null,null,null,null,null,"n89",null,null,"27.32.13","8544 49 99"]
[9786,null,"STEROWNICZE","IP2622",5902956306210,"BiTservo® UV 2XSLCHK-J","4G4,0",null,"BITNER","KMT",1,50397,"PLN",0.23,null,null,null,null,null,null,null,"n89",null,null,"27.32.13","8544 49 99"]
[9795,null,"STEROWNICZE","IP2631",5902956306135,"BiTservo® UV 2XSLCHK-J","4G120",null,"BITNER","KMT",1,1094461,"PLN",0.23,null,null,null,null,null,null,null,"n89",null,null,"27.32.13","8544 49 99"]
[9801,null,"STEROWNICZE","IP2122",5902956146892,"BiTservo®UV 2XSLCYK-J FR","4G4,0",null,"BITNER","KMT",1,43892,"PLN",0.23,null,null,null,null,null,null,null,"n89",null,null,"27.32.13","8544 49 99"]
[9816,null,"STEROWNICZE","IP2222",5902956150868,"BiTservo®UV 3PLUS-2XSLCYK-J FR","3x4,0+3G0,75",null,"BITNER","KMT",1,38781,"PLN",0.23,null,null,null,null,null,null,null,"n89",null,null,"27.32.13","8544 49 99"]
[9829,null,"STEROWNICZE","IP2400",5902956147622,"BiTservo®3plus 2XSLCH-J ","3X1,5+3G0,25",null,"BITNER","KMT",1,22986,"PLN",0.23,null,null,null,null,null,null,null,"n89",null,null,"27.32.13","8544 49 99"]
[9836,null,"STEROWNICZE","IP2407",5902956147691,"BiTservo®3plus 2XSLCH-J ","3X35+3G6,0",null,"BITNER","KMT",1,295581,"PLN",0.23,null,null,null,null,null,null,null,"n89",null,null,"27.32.13","8544 49 99"]
[9846,null,"STEROWNICZE","IP2602",5902956333544," BiTservo®UV 3PLUS-2XSLCHK-J","3x4,0+3G0,75",null,"BITNER","KMT",1,44536,"PLN",0.23,null,null,null,null,null,null,null,"n89",null,null,"27.32.13","8544 49 99"]
[9859,null,"STEROWNICZE","IP4550",5902956148148,"BiTservo®MV10 6/10kV ","3x16+3x16/3",null,"BITNER","KMT",1,552740,"PLN",0.23,null,null,null,null,null,null,null,"n89E",null,null,"27.32.14","8544 60 10"]
[9880,null,"ENERGETYCZNE I SYGNALIZACYJNE","S52961",5902956079787,"H05 VVH6-F 300/500V","12G1,0",null,"BITNER","KMT",1,34066,"PLN",0.23,null,null,null,null,null,null,null,"n31",null,null,"27.32.13","8544 49 95"]
[9889,null,"ENERGETYCZNE I SYGNALIZACYJNE","S61804",5902956085146,"H07 VVH6-F 450/750V","9G1,5",null,"BITNER","KMT",1,37184,"PLN",0.23,null,null,null,null,null,null,null,"n31",null,null,"27.32.13","8544 49 95"]
[9901,null,"ENERGETYCZNE I SYGNALIZACYJNE","S61816",5902956085269,"H07 VVH6-F 450/750V","4G10",null,"BITNER","KMT",1,102986,"PLN",0.23,null,null,null,null,null,null,null,"n31",null,null,"27.32.13","8544 49 95"]
[9910,null,"STEROWNICZE","S10006",5902956140777,"BIT RD-Y(St)Y Bd","20x2x0,5",null,"BITNER","KMT",1,50124,"PLN",0.23,null,null,null,null,null,null,null,"n81",null,null,"27.32.13","8544 49 95"]
[9917,null,"STEROWNICZE","S10013",5902956281807,"BIT RD-Y(St)Y Bd","2x2x1,0",null,"BITNER","KMT",1,11747,"PLN",0.23,null,null,null,null,null,null,null,"n81",null,null,"27.32.13","8544 49 95"]
[9931,null,"STEROWNICZE","S10060",5902956281753,"BiT RD-H(St)HBd","44x2x0,5",null,"BITNER","KMT",1,126015,"PLN",0.23,null,null,null,null,null,null,null,"n81",null,null,"27.32.13","8544 49 95"]
[9940,null,"STEROWNICZE","S10103",5902956140623,"RE-2Y(St)Yv-P","12x2x0,5",null,"BITNER","KMT",1,32201,"PLN",0.23,null,null,null,null,null,null,null,"n81",null,null,"27.32.13","8544 49 95"]
[9952,null,"STEROWNICZE","S10115",5902956281906,"RE-2Y(St)Yv-P","8x2x0,75",null,"BITNER","KMT",1,32189,"PLN",0.23,null,null,null,null,null,null,null,"n81",null,null,"27.32.13","8544 49 95"]
[9973,null,"STEROWNICZE","S10551",5902956141743,"BiT KJAAM","4x(2+1)x0,5+0,5",null,"BITNER","KMT",1,19932,"PLN",0.23,null,null,null,null,null,null,null,"n81",null,null,"27.32.13","8544 49 93"]
[9982,null,"STEROWNICZE","S10570",5902956141835,"BiT KJAAM OUTDOOR","2x(2+1)x0,5+0,5",null,"BITNER","KMT",1,12392,"PLN",0.23,null,null,null,null,null,null,null,"n81",null,null,"27.32.13","8544 49 93"]
[9995,null,"ŚWIATŁOWODY","FO0164",5902956334299,"BiTfiber Z-XOTKtsd ","48J (4x12) t.1,8 mm",null,"BITNER","KMT",1,12730,"PLN",0.23,null,null,null,null,null,null,null,"n69",null,null,"27.31.12","8544 70 00"]
[10005,null,"BEZPIECZNE","B62606",5902956148339,"BiTflame®1000 FE180/E90 0,6/1kV","1x25 RM",null,"BITNER","KMT",1,39522,"PLN",0.23,null,null,null,null,null,null,null,"n01",null,null,"27.32.13","8544 49 99"]
[10016,null,"BEZPIECZNE","B62617",5902956148445,"BiTflame®1000 FE180/E90 0,6/1kV","2x2,5 RE",null,"BITNER","KMT",1,12527,"PLN",0.23,null,null,null,null,null,null,null,"n01",null,null,"27.32.13","8544 49 99"]
[10025,null,"BEZPIECZNE","B62686",5902956149138,"BiTflame®1000 FE180/E90 0,6/1kV","3G1,5 RE",null,"BITNER","KMT",1,12295,"PLN",0.23,null,null,null,null,null,null,null,"n01",null,null,"27.32.13","8544 49 99"]
[10040,null,"BEZPIECZNE","B62701",5902956149282,"BiTflame®1000 FE180/E90 0,6/1kV","4G1,5 RE",null,"BITNER","KMT",1,15962,"PLN",0.23,null,null,null,null,null,null,null,"n01",null,null,"27.32.13","8544 49 99"]
[10046,null,"BEZPIECZNE","B62707",5902956149343,"BiTflame®1000 FE180/E90 0,6/1kV","4G25 RM",null,"BITNER","KMT",1,160370,"PLN",0.23,null,null,null,null,null,null,null,"n01",null,null,"27.32.13","8544 49 99"]
[10067,null,"BEZPIECZNE","B62728",5902956149558,"BiTflame®1000 FE180/E90 0,6/1kV","5G150 RM",null,"BITNER","KMT",1,1088021,"PLN",0.23,null,null,null,null,null,null,null,"n01",null,null,"27.32.13","8544 49 99"]
[10068,null,"BEZPIECZNE","B62729",5902956149565,"BiTflame®1000 FE180/E90 0,6/1kV","5G185 RM",null,"BITNER","KMT",1,1320732,"PLN",0.23,null,null,null,null,null,null,null,"n01",null,null,"27.32.13","8544 49 99"]
[10088,null,"BEZPIECZNE","B62749",5902956149763,"BiTflame®1000 FE180/E90 0,6/1kV","30G1,5 RE",null,"BITNER","KMT",1,106825,"PLN",0.23,null,null,null,null,null,null,null,"n01",null,null,"27.32.13","8544 49 99"]
[10097,null,"BEZPIECZNE","B62505",5902956149855,"BiTflame®1000C FE180/E90 0,6/1kV","2x16RE/16",null,"BITNER","KMT",1,84661,"PLN",0.23,null,null,null,null,null,null,null,"n01",null,null,"27.32.13","8544 49 99"]
[10110,null,"BEZPIECZNE","B62518",5902956149985,"BiTflame®1000C FE180/E90 0,6/1kV","3x50RM/25",null,"BITNER","KMT",1,283948,"PLN",0.23,null,null,null,null,null,null,null,"n01",null,null,"27.32.13","8544 49 99"]
[10121,null,"BEZPIECZNE","B62529",5902956150097,"BiTflame®1000C FE180/E90 0,6/1kV","4x10RE/10",null,"BITNER","KMT",1,88961,"PLN",0.23,null,null,null,null,null,null,null,"n01",null,null,"27.32.13","8544 49 99"]
[10127,null,"BEZPIECZNE","B62535",5902956150158,"BiTflame®1000C FE180/E90 0,6/1kV","4x95RM/50",null,"BITNER","KMT",1,678714,"PLN",0.23,null,null,null,null,null,null,null,"n01",null,null,"27.32.13","8544 49 99"]
[10140,null,"BEZPIECZNE","B62548",5902956150288,"BiTflame®1000C FE180/E90 0,6/1kV","12x1,5RE/2,5",null,"BITNER","KMT",1,58874,"PLN",0.23,null,null,null,null,null,null,null,"n01",null,null,"27.32.13","8544 49 99"]
[10156,null,"BEZPIECZNE","B60603",5902956198587,"(N)HXCH FE180/E90","3x6,0RE/6,0",null,"BITNER","KMT",1,45084,"PLN",0.23,null,null,null,null,null,null,null,"n01",null,null,"27.32.13","8544 49 99"]
[10161,null,"BEZPIECZNE","B60608",5902956198631,"(N)HXCH FE180/E90","3x50RM/25",null,"BITNER","KMT",1,271783,"PLN",0.23,null,null,null,null,null,null,null,"n01",null,null,"27.32.13","8544 49 99"]
[10182,null,"BEZPIECZNE","B60640",5902956198525,"(N)HXCH FE180/E90","2x10RE/10",null,"BITNER","KMT",1,55760,"PLN",0.23,null,null,null,null,null,null,null,"n01",null,null,"27.32.13","8544 49 99"]
[10191,null,"BEZPIECZNE","B60649",5902956198907,"(N)HXCH FE180/E90","10x4,0RE/6,0",null,"BITNER","KMT",1,84676,"PLN",0.23,null,null,null,null,null,null,null,"n01",null,null,"27.32.13","8544 49 99"]
[10203,null,"BEZPIECZNE","B60627",5902956198679,"(N)HXCH FE180/E90","3x150RM/70",null,"BITNER","KMT",1,767422,"PLN",0.23,null,null,null,null,null,null,null,"n01",null,null,"27.32.13","8544 49 99"]
[10212,null,"BEZPIECZNE","B60225",5902956193872,"(N)HXH-J FE180/E90","3x6,0 RE",null,"BITNER","KMT",1,33334,"PLN",0.23,null,null,null,null,null,null,null,"n01",null,null,"27.32.13","8544 49 99"]
[10221,null,"BEZPIECZNE","B60234",5902956193964,"(N)HXH-J FE180/E90","3x150 RM",null,"BITNER","KMT",1,649230,"PLN",0.23,null,null,null,null,null,null,null,"n01",null,null,"27.32.13","8544 49 99"]
[10237,null,"BEZPIECZNE","B60250",5902956194121,"(N)HXH-J FE180/E90","4x185  RM",null,"BITNER","KMT",1,1047266,"PLN",0.23,null,null,null,null,null,null,null,"n01",null,null,"27.32.13","8544 49 99"]
[10254,null,"BEZPIECZNE","B60267",5902956194282,"(N)HXH-J FE180/E90","  7x2,5 RE",null,"BITNER","KMT",1,41242,"PLN",0.23,null,null,null,null,null,null,null,"n01",null,null,"27.32.13","8544 49 99"]
[10255,null,"BEZPIECZNE","B60268",5902956194305,"(N)HXH-J FE180/E90","  10x1,5 RE",null,"BITNER","KMT",1,36617,"PLN",0.23,null,null,null,null,null,null,null,"n01",null,null,"27.32.13","8544 49 99"]
[10272,null,"BEZPIECZNE","B60294",5902956194497,"(N)HXH-J FE180/E90","3x70+1x35RM",null,"BITNER","KMT",1,355958,"PLN",0.23,null,null,null,null,null,null,null,"n01",null,null,"27.32.13","8544 49 99"]
[10284,null,"BEZPIECZNE","B60206",5902956192943,"(N)HXH-O FE180/E90","1x25RM",null,"BITNER","KMT",1,39535,"PLN",0.23,null,null,null,null,null,null,null,"n01",null,null,"27.32.13","8544 49 99"]
[10297,null,"BEZPIECZNE","B60219",5902956193087,"(N)HXH-O FE180/E90","2x10RE",null,"BITNER","KMT",1,36355,"PLN",0.23,null,null,null,null,null,null,null,"n01",null,null,"27.32.13","8544 49 99"]
[10307,null,"BEZPIECZNE","B52001",5902956320599,"HDGs FE180/PH120/E90 300/500 V","2x1,5",null,"BITNER","KMT",1,6190,"PLN",0.23,null,null,null,null,null,null,null,"n05",null,null,"27.32.13","8544 49 95"]
[10318,null,"BEZPIECZNE","B52256",5902956643148,"HDGsekwfżo FE180/PH120/E90 300/500 V","4x1,0",null,"BITNER","KMT",1,9788,"PLN",0.23,null,null,null,null,null,null,null,"n05c",null,null,"27.32.13","8544 49 95"]
[10327,null,"BEZPIECZNE","B52269",5902956643377,"HDGsekwfżo FE180/PH120/E90 300/500 V","7x1,5",null,"BITNER","KMT",1,21318,"PLN",0.23,null,null,null,null,null,null,null,"n05c",null,null,"27.32.13","8544 49 95"]
[10348,null,"BEZPIECZNE","B52069",5902956325419,"HDGsżo FE180/PH120/E90 300/500 V","7x1,5",null,"BITNER","KMT",1,19917,"PLN",0.23,null,null,null,null,null,null,null,"n05c",null,null,"27.32.13","8544 49 95"]
[10353,null,"BEZPIECZNE","B52074",5902956643575,"HDGsżo FE180/PH120/E90 300/500 V","12x1,0",null,"BITNER","KMT",1,25137,"PLN",0.23,null,null,null,null,null,null,null,"n05c",null,null,"27.32.13","8544 49 95"]
[10369,null,"BEZPIECZNE","B64007",5902956699206,"BiTinstal® H 0,6/1 kV","1x150RM",null,"BITNER","KMT",1,249008,"PLN",0.23,null,null,null,null,null,null,null,"n03",null,null,"27.32.13","8544 49 95"]
[10378,null,"BEZPIECZNE","B64058",5902956699138,"BiTinstal® H 0,6/1 kV","4G4,0RE",null,"BITNER","KMT",1,34401,"PLN",0.23,null,null,null,null,null,null,null,"n03",null,null,"27.32.13","8544 49 95"]
[10388,null,"BEZPIECZNE","B64069",5902956699169,"BiTinstal® H 0,6/1 kV","5G35RM ",null,"BITNER","KMT",1,328370,"PLN",0.23,null,null,null,null,null,null,null,"n03",null,null,"27.32.13","8544 49 99"]
[10399,null,"BEZPIECZNE","TN0208",5902956185037,"HTKSH","3x2x1,0",null,"BITNER","KMT",1,8241,"PLN",0.23,null,null,null,null,null,null,null,"n04A",null,null,"27.32.13","8544 49 95"]
[10412,null,"BEZPIECZNE","TN0251",5902956184825,"HTKSH","5x2x0,5",null,"BITNER","KMT",1,3453,"PLN",0.23,null,null,null,null,null,null,null,"n04A",null,null,"27.32.13","8544 49 95"]
[10421,null,"BEZPIECZNE","TN0260",5902956184993,"HTKSH","42x2x0,8",null,"BITNER","KMT",1,66955,"PLN",0.23,null,null,null,null,null,null,null,"n04A",null,null,"27.32.13","8544 49 95"]
[10441,null,"BEZPIECZNE","B10018",5902956185655,"HTKSH FE180/PH90/E90","5x2x1,4",null,"BITNER","KMT",1,29543,"PLN",0.23,null,null,null,null,null,null,null,"n04A",null,null,"27.32.13","8544 49 95"]
[10442,null,"BEZPIECZNE","B10020",5902956185440,"HTKSH FE180/PH90/E90","1x4x0,8",null,"BITNER","KMT",1,5011,"PLN",0.23,null,null,null,null,null,null,null,"n04",null,null,"27.32.13","8544 49 95"]
[10463,null,"BEZPIECZNE","B10041",5902956185778,"HTKSH FE180/PH90/E90","1x4x2,3",null,"BITNER","KMT",1,28296,"PLN",0.23,null,null,null,null,null,null,null,"n04",null,null,"27.32.13","8544 49 95"]
[10469,null,"BEZPIECZNE","B10047",5902956282064,"HTKSH FE180/PH90/E90","8x2x2,3",null,"BITNER","KMT",1,112110,"PLN",0.23,null,null,null,null,null,null,null,"n04",null,null,"27.32.13","8544 49 95"]
[10484,null,"BEZPIECZNE","TN0312",5902956185266,"HTKSHekw","7x2x0,8",null,"BITNER","KMT",1,12249,"PLN",0.23,null,null,null,null,null,null,null,"n04A",null,null,"27.32.13","8544 49 95"]
[10493,null,"BEZPIECZNE","TN0349",5902956185136,"HTKSHekw","3x2x0,5",null,"BITNER","KMT",1,2538,"PLN",0.23,null,null,null,null,null,null,null,"n04A",null,null,"27.32.13","8544 49 95"]
[10504,null,"BEZPIECZNE","B10100",5902956185877,"HTKSHekw FE180/PH90/E90","1x2x0,8",null,"BITNER","KMT",1,3629,"PLN",0.23,null,null,null,null,null,null,null,"n04",null,null,"27.32.13","8544 49 95"]
[10514,null,"BEZPIECZNE","B10110",5902956186126,"HTKSHekw FE180/PH90/E90","1x2x1,8",null,"BITNER","KMT",1,11016,"PLN",0.23,null,null,null,null,null,null,null,"n04A",null,null,"27.32.13","8544 49 95"]
[10535,null,"BEZPIECZNE","B10135",5902956186164,"HTKSHekw FE180/PH90/E90","4x2x1,8",null,"BITNER","KMT",1,38449,"PLN",0.23,null,null,null,null,null,null,null,"n04A",null,null,"27.32.13","8544 49 95"]
[10536,null,"BEZPIECZNE","B10136",5902956186171,"HTKSHekw FE180/PH90/E90","5x2x1,8",null,"BITNER","KMT",1,48043,"PLN",0.23,null,null,null,null,null,null,null,"n04A",null,null,"27.32.13","8544 49 95"]
[10557,null,"BEZPIECZNE","B61803",5902956202871,"N2XCH 0,6/1kV","2x6,0RE/6,0",null,"BITNER","KMT",1,29640,"PLN",0.23,null,null,null,null,null,null,null,"n02C",null,null,"27.32.13","8544 49 99"]
[10569,null,"BEZPIECZNE","B61820",5902956202994,"N2XCH 0,6/1kV","3x16RE/16",null,"BITNER","KMT",1,92090,"PLN",0.23,null,null,null,null,null,null,null,"n02C",null,null,"27.32.13","8544 49 99"]
[10578,null,"BEZPIECZNE","B61829",5902956203120,"N2XCH 0,6/1kV","4x4,0RE/4,0",null,"BITNER","KMT",1,32715,"PLN",0.23,null,null,null,null,null,null,null,"n02C",null,null,"27.32.13","8544 49 99"]
[10592,null,"BEZPIECZNE","B61843",5902956203298,"N2XCH 0,6/1kV","10x2,5RE/4,0",null,"BITNER","KMT",1,47161,"PLN",0.23,null,null,null,null,null,null,null,"n02C",null,null,"27.32.13","8544 49 99"]
[10599,null,"BEZPIECZNE","B61855",5902956282682,"N2XCH 0,6/1kV","24x2,5/10",null,"BITNER","KMT",1,133681,"PLN",0.23,null,null,null,null,null,null,null,"n02C",null,null,"27.32.13","8544 49 99"]
[10608,null,"BEZPIECZNE","B61623",5902956202130,"N2XH-J 0,6/1kV","  3x1,5RM",null,"BITNER","KMT",1,8221,"PLN",0.23,null,null,null,null,null,null,null,"n02",null,null,"27.32.13","8544 49 99"]
[10627,null,"BEZPIECZNE","B61649",5902956202468,"N2XH-J 0,6/1kV","5x4,0RE",null,"BITNER","KMT",1,28564,"PLN",0.23,null,null,null,null,null,null,null,"n02C",null,null,"27.32.13","8544 49 99"]
[10629,null,"BEZPIECZNE","B61651",5902956202482,"N2XH-J 0,6/1kV","5x10RE",null,"BITNER","KMT",1,67005,"PLN",0.23,null,null,null,null,null,null,null,"n02C",null,null,"27.32.13","8544 49 99"]
[10650,null,"BEZPIECZNE","B61672",5902956202741,"N2XH-J 0,6/1kV","24x1,5RE",null,"BITNER","KMT",1,55043,"PLN",0.23,null,null,null,null,null,null,null,"n02C",null,null,"27.32.13","8544 49 99"]
[10663,null,"BEZPIECZNE","B61687",5902956202383,"N2XH-J 0,6/1kV","4x70RM",null,"BITNER","KMT",1,358442,"PLN",0.23,null,null,null,null,null,null,null,"n02C",null,null,"27.32.13","8544 49 99"]
[10673,null,"BEZPIECZNE","B61723",5902956202550,"N2XH-J 0,6/1kV","5x120RM",null,"BITNER","KMT",1,760112,"PLN",0.23,null,null,null,null,null,null,null,"n02C",null,null,"27.32.13","8544 49 99"]
[10680,null,"BEZPIECZNE","B61601",5902956201164,"N2XH-O 0,6/1kV","  1x2,5RE",null,"BITNER","KMT",1,4712,"PLN",0.23,null,null,null,null,null,null,null,"n02C",null,null,"27.32.13","8544 49 99"]
[10693,null,"BEZPIECZNE","B61614",5902956201294,"N2XH-O 0,6/1kV","  1x240RM",null,"BITNER","KMT",1,298614,"PLN",0.23,null,null,null,null,null,null,null,"n02C",null,null,"27.32.13","8544 49 99"]
[10708,null,"BEZPIECZNE","B61401",5902956199683,"NHXCH FE180/E90 ","3x2,5RE/2,5",null,"BITNER","KMT",1,25265,"PLN",0.23,null,null,null,null,null,null,null,"n01",null,null,"27.32.13","8544 49 99"]
[10714,null,"BEZPIECZNE","B61407",5902956199744,"NHXCH FE180/E90 ","3x35RM/16",null,"BITNER","KMT",1,192409,"PLN",0.23,null,null,null,null,null,null,null,"n01",null,null,"27.32.13","8544 49 99"]
[10723,null,"BEZPIECZNE","B61416",5902956199898,"NHXCH FE180/E90 ","4x35RM/16",null,"BITNER","KMT",1,245539,"PLN",0.23,null,null,null,null,null,null,null,"n01",null,null,"27.32.13","8544 49 99"]
[10743,null,"BEZPIECZNE","B61440",5902956199621,"NHXCH FE180/E90 ","2x4,0RE/4,0",null,"BITNER","KMT",1,29209,"PLN",0.23,null,null,null,null,null,null,null,"n01",null,null,"27.32.13","8544 49 99"]
[10756,null,"BEZPIECZNE","B61453",5902956200075,"NHXCH FE180/E90 ","14x2,5RE/4,0",null,"BITNER","KMT",1,79085,"PLN",0.23,null,null,null,null,null,null,null,"n01",null,null,"27.32.13","8544 49 99"]
[10765,null,"BEZPIECZNE","B61025",5902956197238,"NHXH-J FE180/E90 ","3x6,0RE",null,"BITNER","KMT",1,35266,"PLN",0.23,null,null,null,null,null,null,null,"n01",null,null,"27.32.13","8544 49 99"]
[10774,null,"BEZPIECZNE","B61034",5902956197320,"NHXH-J FE180/E90 ","3x150 RM",null,"BITNER","KMT",1,669753,"PLN",0.23,null,null,null,null,null,null,null,"n01",null,null,"27.32.13","8544 49 99"]
[10789,null,"BEZPIECZNE","B61049",5902956197474,"NHXH-J FE180/E90 ","4x150 RM",null,"BITNER","KMT",1,886358,"PLN",0.23,null,null,null,null,null,null,null,"n01",null,null,"27.32.13","8544 49 99"]
[10795,null,"BEZPIECZNE","B61055",5902956197535,"NHXH-J FE180/E90 ","5x6,0RE",null,"BITNER","KMT",1,56245,"PLN",0.23,null,null,null,null,null,null,null,"n01",null,null,"27.32.13","8544 49 99"]
[10808,null,"BEZPIECZNE","B61068",5902956197672,"NHXH-J FE180/E90 ","10x1,5RE",null,"BITNER","KMT",1,40240,"PLN",0.23,null,null,null,null,null,null,null,"n01",null,null,"27.32.13","8544 49 99"]
[10824,null,"BEZPIECZNE","B61096",5902956197788,"NHXH-J FE180/E90 ","19x4,0RE",null,"BITNER","KMT",1,138118,"PLN",0.23,null,null,null,null,null,null,null,"n01",null,null,"27.32.13","8544 49 99"]
[10837,null,"BEZPIECZNE","B61003",5902956196255,"NHXH-O FE180/E90 ","1x6,0 RE",null,"BITNER","KMT",1,11960,"PLN",0.23,null,null,null,null,null,null,null,"n01",null,null,"27.32.13","8544 49 99"]
[10850,null,"BEZPIECZNE","B61016",5902956196392,"NHXH-O FE180/E90 ","2x2,5 RE",null,"BITNER","KMT",1,14909,"PLN",0.23,null,null,null,null,null,null,null,"n01",null,null,"27.32.13","8544 49 99"]
[10859,null,"BEZPIECZNE","B61091",5902956196477,"NHXH-O FE180/E90 ","2x70 RM",null,"BITNER","KMT",1,218712,"PLN",0.23,null,null,null,null,null,null,null,"n01",null,null,"27.32.13","8544 49 99"]
[10867,null,"BEZPIECZNE","TN0006",5902956139283,"YnTKSY","5x2x0,8",null,"BITNER","KMT",1,8474,"PLN",0.23,null,null,null,null,null,null,null,"n64",null,null,"27.32.13","8544 49 95"]
[10880,null,"BEZPIECZNE","TN0106",5902956139894,"YnTKSYekw","7x2x0,8",null,"BITNER","KMT",1,12367,"PLN",0.23,null,null,null,null,null,null,null,"n64",null,null,"27.32.13","8544 49 95"]
[10889,null,"ENERGETYCZNE I SYGNALIZACYJNE","IS0004",5902956084941,"BiT GsLGs  450/750V ","2x4,0",null,"BITNER","KMT",1,28511,"PLN",0.23,null,null,null,null,null,null,null,"n27",null,null,"27.32.13","8544 49 95"]
[10905,null,"ENERGETYCZNE I SYGNALIZACYJNE","IS0024",5902956084811,"BiT GsLGs  450/750V ","5G0,75",null,"BITNER","KMT",1,16207,"PLN",0.23,null,null,null,null,null,null,null,"n27",null,null,"27.32.13","8544 49 95"]
[10910,null,"ENERGETYCZNE I SYGNALIZACYJNE","IS0029",5902956085023,"BiT GsLGs  450/750V ","2x10",null,"BITNER","KMT",1,60558,"PLN",0.23,null,null,null,null,null,null,null,"n27",null,null,"27.32.13","8544 49 95"]
[10931,null,"ENERGETYCZNE I SYGNALIZACYJNE","IS0206",5902956084613,"BiT LGs 450/750V ",6,null,"BITNER","KMT",1,12390,"PLN",0.23,null,null,null,null,null,null,null,"n27",null,null,"27.32.13","8544 49 95"]
[10940,null,"ENERGETYCZNE I SYGNALIZACYJNE","IS0215",5902956084705,"BiT LGs 450/750V ",150,null,"BITNER","KMT",1,272821,"PLN",0.23,null,null,null,null,null,null,null,"n27",null,null,"27.32.13","8544 49 95"]
[10952,null,"GÓRNICZE","IP1008",5902956283474,"BiT NSHTÖU-J","3G50 ",null,"BITNER","KMT",1,263851,"PLN",0.23,null,null,null,null,null,null,null,"n31E",null,null,"27.32.13","8544 49 99"]
[10965,null,"GÓRNICZE","IP1021",5902956283603,"BiT NSHTÖU-J","4G50 ",null,"BITNER","KMT",1,337322,"PLN",0.23,null,null,null,null,null,null,null,"n31E",null,null,"27.32.13","8544 49 99"]
[10975,null,"GÓRNICZE","IP1031",5902956283702,"BiT NSHTÖU-J","12G1,5 ",null,"BITNER","KMT",1,46020,"PLN",0.23,null,null,null,null,null,null,null,"n31E",null,null,"27.32.13","8544 49 99"]
[10982,null,"ENERGETYCZNE I SYGNALIZACYJNE","EM0500",5902956283771,"BiT YKSXS 0,6/1kV ","7G1,0",null,"BITNER","KMT",1,12703,"PLN",0.23,null,null,null,null,null,null,null,"n51",null,null,"27.32.13","8544 49 99"]
[10995,null,"ENERGETYCZNE I SYGNALIZACYJNE","EM0516",5902956283900,"BiT YKSXS 0,6/1kV ","14G1,5",null,"BITNER","KMT",1,33926,"PLN",0.23,null,null,null,null,null,null,null,"n51",null,null,"27.32.13","8544 49 99"]
[11004,null,"ENERGETYCZNE I SYGNALIZACYJNE","EM0530",5902956283993,"BiT YKSXS 0,6/1kV ","30G1,5",null,"BITNER","KMT",1,70732,"PLN",0.23,null,null,null,null,null,null,null,"n51",null,null,"27.32.13","8544 49 99"]
[11017,null,"ENERGETYCZNE I SYGNALIZACYJNE","EM8302",5902956284105,"BiT YKSY 0,6/1kV ","12G1,0",null,"BITNER","KMT",1,18352,"PLN",0.23,null,null,null,null,null,null,null,"n51",null,null,"27.32.13","8544 49 99"]
[11037,null,"ENERGETYCZNE I SYGNALIZACYJNE","EM8324",5902956122957,"BiT YKSY 0,6/1kV ","61G1,5",null,"BITNER","KMT",1,121106,"PLN",0.23,null,null,null,null,null,null,null,"n51B",null,null,"27.32.13","8544 49 99"]
[11046,null,"ENERGETYCZNE I SYGNALIZACYJNE","EM8333",5902956123039,"BiT YKSY 0,6/1kV ","37G2,5",null,"BITNER","KMT",1,114951,"PLN",0.23,null,null,null,null,null,null,null,"n51B",null,null,"27.32.13","8544 49 99"]
[11056,null,"ENERGETYCZNE I SYGNALIZACYJNE","EM8555",5902956124463,"BiT YKSYektmy 0,6/1kV","19G1,0",null,"BITNER","KMT",1,47967,"PLN",0.23,null,null,null,null,null,null,null,"n51G",null,null,"27.32.13","8544 49 99"]
[11067,null,"ENERGETYCZNE I SYGNALIZACYJNE","EM8570",5902956124579,"BiT YKSYektmy 0,6/1kV","24G1,5",null,"BITNER","KMT",1,74857,"PLN",0.23,null,null,null,null,null,null,null,"n51G",null,null,"27.32.13","8544 49 99"]
[11076,null,"ENERGETYCZNE I SYGNALIZACYJNE","EM8580",5902956124661,"BiT YKSYektmy 0,6/1kV","19G2,5",null,"BITNER","KMT",1,85089,"PLN",0.23,null,null,null,null,null,null,null,"n51G",null,null,"27.32.13","8544 49 99"]
[11091,null,"ENERGETYCZNE I SYGNALIZACYJNE","EM8455",5902956125408,"BiT YKSYFtZny 0,6/1kV","7G10",null,"BITNER","KMT",1,99579,"PLN",0.23,null,null,null,null,null,null,null,"n51F",null,null,"27.32.13","8544 49 99"]
[11097,null,"ENERGETYCZNE I SYGNALIZACYJNE","EM8461",5902956125415,"BiT YKSYFtZny 0,6/1kV","10G10",null,"BITNER","KMT",1,149255,"PLN",0.23,null,null,null,null,null,null,null,"n51F",null,null,"27.32.13","8544 49 99"]
[11110,null,"ENERGETYCZNE I SYGNALIZACYJNE","EM8475",5902956125156,"BiT YKSYFtZny 0,6/1kV","37G1,0",null,"BITNER","KMT",1,68869,"PLN",0.23,null,null,null,null,null,null,null,"n51F",null,null,"27.32.13","8544 49 99"]
[11131,null,"ENERGETYCZNE I SYGNALIZACYJNE","EM8116",5902956124227,"BiT YnKSXS 0,6/1kV","14G1,5",null,"BITNER","KMT",1,37301,"PLN",0.23,null,null,null,null,null,null,null,"n51",null,null,"27.32.13","8544 49 99"]
[11133,null,"ENERGETYCZNE I SYGNALIZACYJNE","EM8120",5902956124241,"BiT YnKSXS 0,6/1kV","24G1,5",null,"BITNER","KMT",1,62833,"PLN",0.23,null,null,null,null,null,null,null,"n51",null,null,"27.32.13","8544 49 99"]
[11152,null,"ENERGETYCZNE I SYGNALIZACYJNE","EM8650",5902956123435,"BiT YnKSY 0,6/1kV","7G1,0",null,"BITNER","KMT",1,12132,"PLN",0.23,null,null,null,null,null,null,null,"n51",null,null,"27.32.13","8544 49 99"]
[11161,null,"ENERGETYCZNE I SYGNALIZACYJNE","EM8660",5902956123503,"BiT YnKSY 0,6/1kV","48G1,0",null,"BITNER","KMT",1,76037,"PLN",0.23,null,null,null,null,null,null,null,"n51",null,null,"27.32.13","8544 49 99"]
[11168,null,"ENERGETYCZNE I SYGNALIZACYJNE","EM8667",5902956284204,"BiT YnKSY 0,6/1kV","16G1,5",null,"BITNER","KMT",1,37210,"PLN",0.23,null,null,null,null,null,null,null,"n51",null,null,"27.32.13","8544 49 99"]
[11182,null,"ENERGETYCZNE I SYGNALIZACYJNE","EM8682",5902956123688,"BiT YnKSY 0,6/1kV","30G2,5",null,"BITNER","KMT",1,105463,"PLN",0.23,null,null,null,null,null,null,null,"n51B",null,null,"27.32.13","8544 49 99"]
[11191,null,"ENERGETYCZNE I SYGNALIZACYJNE","EM9601",5902956284235,"BiT YoKSY 0,6/1kV","10G1,0",null,"BITNER","KMT",1,20273,"PLN",0.23,null,null,null,null,null,null,null,"n51",null,null,"27.32.13","8544 49 99"]
[11207,null,"ENERGETYCZNE I SYGNALIZACYJNE","EM9618",5902956284402,"BiT YoKSY 0,6/1kV","19G1,5",null,"BITNER","KMT",1,49707,"PLN",0.23,null,null,null,null,null,null,null,"n51",null,null,"27.32.13","8544 49 99"]
[11224,null,"ENERGETYCZNE I SYGNALIZACYJNE","EM9635",5902956284570,"BiT YoKSY 0,6/1kV","7G6,0",null,"BITNER","KMT",1,63555,"PLN",0.23,null,null,null,null,null,null,null,"n51B",null,null,"27.32.13","8544 49 99"]
[11233,null,"ENERGETYCZNE I SYGNALIZACYJNE","IW0205",5902956284662,"H01N2-D (OnS-1)",70,null,"BITNER","KMT",1,102229,"PLN",0.23,null,null,null,null,null,null,null,"n24",null,null,"27.32.13","8544 49 95"]
[11246,null,"GÓRNICZE","IP0402",5902956083494,"H07BQ-F","2x4,0",null,"BITNER","KMT",1,18501,"PLN",0.23,null,null,null,null,null,null,null,"n37",null,null,"27.32.13","8544 49 95"]
[11260,null,"GÓRNICZE","IP0416",5902956083593,"H07BQ-F","4G6,0",null,"BITNER","KMT",1,36823,"PLN",0.23,null,null,null,null,null,null,null,"n37",null,null,"27.32.13","8544 49 95"]
[11263,null,"GÓRNICZE","IP0419",5902956286451,"H07BQ-F","5G1,0",null,"BITNER","KMT",1,12298,"PLN",0.23,null,null,null,null,null,null,null,"n37",null,null,"27.32.13","8544 49 95"]
[11276,null,"GÓRNICZE","IP0434",5902956083760,"H07BQ-F","18G1,5",null,"BITNER","KMT",1,54075,"PLN",0.23,null,null,null,null,null,null,null,"n37",null,null,"27.32.13","8544 49 95"]
[11295,null,"ENERGETYCZNE I SYGNALIZACYJNE","IG2013.03",5902956334985,"BiTOne H07V-K BLACK",185,null,"BITNER","KMT",1,290353,"PLN",0.23,null,null,null,null,null,null,null,"n28",null,null,"27.32.13","8544 49 95"]
[11297,null,"ENERGETYCZNE I SYGNALIZACYJNE","IG2050.06",5902956334992,"BiTOne H05V-K BLUE",0.5,null,"BITNER","KMT",1,925,"PLN",0.23,null,null,null,null,null,null,null,"n28",null,null,"27.32.13","8544 49 95"]
[11318,null,"ENERGETYCZNE I SYGNALIZACYJNE","IG2000.05",5902956335180,"BiTOne H07V-K RED",1.5,null,"BITNER","KMT",1,2522,"PLN",0.23,null,null,null,null,null,null,null,"n28",null,null,"27.32.13","8544 49 95"]
[11330,null,"ENERGETYCZNE I SYGNALIZACYJNE","IG2012.05",5902956335302,"BiTOne H07V-K RED",150,null,"BITNER","KMT",1,239865,"PLN",0.23,null,null,null,null,null,null,null,"n28",null,null,"27.32.13","8544 49 95"]
[11339,null,"ENERGETYCZNE I SYGNALIZACYJNE","IG2003.09",5902956335388,"BiTOne H07V-K BROWN",6,null,"BITNER","KMT",1,9691,"PLN",0.23,null,null,null,null,null,null,null,"n28",null,null,"27.32.13","8544 49 95"]
[11348,null,"ENERGETYCZNE I SYGNALIZACYJNE","IG2012.09",5902956335470,"BiTOne H07V-K BROWN",150,null,"BITNER","KMT",1,239865,"PLN",0.23,null,null,null,null,null,null,null,"n28",null,null,"27.32.13","8544 49 95"]
[11361,null,"ENERGETYCZNE I SYGNALIZACYJNE","IG2007.13",5902956335593,"BiTOne H07V-K GN/YL",35,null,"BITNER","KMT",1,56485,"PLN",0.23,null,null,null,null,null,null,null,"n28",null,null,"27.32.13","8544 49 95"]
[11376,null,"ENERGETYCZNE I SYGNALIZACYJNE","IG2052.04",5902956336187,"BiTOne H05V-K ORANGE","1x1,0 ",null,"BITNER","KMT",1,1759,"PLN",0.23,null,null,null,null,null,null,null,"n28",null,null,"27.32.13","8544 49 95"]
[11378,null,"ENERGETYCZNE I SYGNALIZACYJNE","IG2001.04",5902956332790,"BiTOne H07V-K ORANGE","1x2,5 ",null,"BITNER","KMT",1,4179,"PLN",0.23,null,null,null,null,null,null,null,"n28",null,null,"27.32.13","8544 49 95"]
[11391,null,"ENERGETYCZNE I SYGNALIZACYJNE","IG2052.10",5902956336217,"BiTOne H05V-K WHITE","1x1,0 ",null,"BITNER","KMT",1,1759,"PLN",0.23,null,null,null,null,null,null,null,"n28",null,null,"27.32.13","8544 49 95"]
[11411,null,"ENERGETYCZNE I SYGNALIZACYJNE","IG2052.45",5902956336248,"BiTOne H05V-K TURQUOISE","1x1,0 ",null,"BITNER","KMT",1,1759,"PLN",0.23,null,null,null,null,null,null,null,"n28",null,null,"27.32.13","8544 49 95"]
[11420,null,"ENERGETYCZNE I SYGNALIZACYJNE","IG0407",5902956286871,"LgYd",16,null,"BITNER","KMT",1,22367,"PLN",0.23,null,null,null,null,null,null,null,"n28E",null,null,"27.32.13","8544 49 95"]
[11433,null,"ENERGETYCZNE I SYGNALIZACYJNE","EM1506",5902956288615,"YKXS 0,6/1kV","1x16RE",null,"BITNER","KMT",1,21653,"PLN",0.23,null,null,null,null,null,null,null,"n21",null,null,"27.32.13","8544 49 99"]
[11446,null,"ENERGETYCZNE I SYGNALIZACYJNE","EM1519",5902956288745,"YKXS 0,6/1kV","2x4,0RE",null,"BITNER","KMT",1,12263,"PLN",0.23,null,null,null,null,null,null,null,"n21",null,null,"27.32.13","8544 49 99"]
[11454,null,"ENERGETYCZNE I SYGNALIZACYJNE","EM1526",5902956288820,"YKXSżo 0,6/1kV","3x4,0RE",null,"BITNER","KMT",1,17417,"PLN",0.23,null,null,null,null,null,null,null,"n21",null,null,"27.32.13","8544 49 99"]
[11463,null,"ENERGETYCZNE I SYGNALIZACYJNE","EM1535",5902956288912,"YKXSżo 0,6/1kV","4x2,5RE",null,"BITNER","KMT",1,15005,"PLN",0.23,null,null,null,null,null,null,null,"n21",null,null,"27.32.13","8544 49 99"]
[11472,null,"ENERGETYCZNE I SYGNALIZACYJNE","EM1544",5902956289001,"YKXSżo 0,6/1kV","4x95RMC",null,"BITNER","KMT",1,497786,"PLN",0.23,null,null,null,null,null,null,null,"n21C",null,null,"27.32.13","8544 49 99"]
[11492,null,"ENERGETYCZNE I SYGNALIZACYJNE","EM1306",5902956289209,"YKY 0,6/1kV","1x16RE",null,"BITNER","KMT",1,20999,"PLN",0.23,null,null,null,null,null,null,null,"n21",null,null,"27.32.13","8544 49 99"]
[11505,null,"ENERGETYCZNE I SYGNALIZACYJNE","EM1319",5902956289339,"YKY 0,6/1kV","2x4,0RE",null,"BITNER","KMT",1,12174,"PLN",0.23,null,null,null,null,null,null,null,"n21",null,null,"27.32.13","8544 49 99"]
[11518,null,"ENERGETYCZNE I SYGNALIZACYJNE","EM2105",5902956289469,"YKYektmyżo 0,6/1kV","3x2,5RE",null,"BITNER","KMT",1,23816,"PLN",0.23,null,null,null,null,null,null,null,"n21F",null,null,"27.32.13","8544 49 99"]
[11527,null,"ENERGETYCZNE I SYGNALIZACYJNE","EM2114",5902956289551,"YKYektmyżo 0,6/1kV","5x1,0RE",null,"BITNER","KMT",1,21584,"PLN",0.23,null,null,null,null,null,null,null,"n21F",null,null,"27.32.13","8544 49 99"]
[11535,null,"ENERGETYCZNE I SYGNALIZACYJNE","EM2126",5902956289636,"YKYektmyżo 0,6/1kV","4x25RMC",null,"BITNER","KMT",1,219365,"PLN",0.23,null,null,null,null,null,null,null,"n21F",null,null,"27.32.13","8544 49 99"]
[11548,null,"ENERGETYCZNE I SYGNALIZACYJNE","EM2003",5902956289766,"YKYFoy 0,6/1kV","2x4,0RE",null,"BITNER","KMT",1,23034,"PLN",0.23,null,null,null,null,null,null,null,"n21H",null,null,"27.32.13","8544 49 99"]
[11557,null,"ENERGETYCZNE I SYGNALIZACYJNE","EM2012",5902956289858,"YKYFoyżo 0,6/1kV","3x10RE",null,"BITNER","KMT",1,59142,"PLN",0.23,null,null,null,null,null,null,null,"n21H",null,null,"27.32.13","8544 49 99"]
[11569,null,"ENERGETYCZNE I SYGNALIZACYJNE","EM2031",5902956289971,"YKYFoyżo 0,6/1kV","4x35RMC",null,"BITNER","KMT",1,225929,"PLN",0.23,null,null,null,null,null,null,null,"n21H",null,null,"27.32.13","8544 49 99"]
[11578,null,"ENERGETYCZNE I SYGNALIZACYJNE","EM2055",5902956290069,"YKYFoyżo 0,6/1kV","5x25RMC",null,"BITNER","KMT",1,207752,"PLN",0.23,null,null,null,null,null,null,null,"n21H",null,null,"27.32.13","8544 49 99"]
[11599,null,"ENERGETYCZNE I SYGNALIZACYJNE","EM1934",5902956290274,"YKYFtZnyżo 0,6/1kV ","4x2,5RE",null,"BITNER","KMT",1,17224,"PLN",0.23,null,null,null,null,null,null,null,"n21F",null,null,"27.32.13","8544 49 99"]
[11608,null,"ENERGETYCZNE I SYGNALIZACYJNE","EM1943",5902956290366,"YKYFtZnyżo 0,6/1kV ","5x1,5RE",null,"BITNER","KMT",1,14871,"PLN",0.23,null,null,null,null,null,null,null,"n21F",null,null,"27.32.13","8544 49 99"]
[11620,null,"ENERGETYCZNE I SYGNALIZACYJNE","EM1326",5902956290489,"YKYżo 0,6/1kV","3x4,0RE",null,"BITNER","KMT",1,17086,"PLN",0.23,null,null,null,null,null,null,null,"n21",null,null,"27.32.13","8544 49 99"]
[11629,null,"ENERGETYCZNE I SYGNALIZACYJNE","EM1335",5902956290571,"YKYżo 0,6/1kV","4x2,5RE",null,"BITNER","KMT",1,14279,"PLN",0.23,null,null,null,null,null,null,null,"n21",null,null,"27.32.13","8544 49 99"]
[11643,null,"ENERGETYCZNE I SYGNALIZACYJNE","EM1349",5902956290717,"YKYżo 0,6/1kV","5x4,0RE",null,"BITNER","KMT",1,27561,"PLN",0.23,null,null,null,null,null,null,null,"n21",null,null,"27.32.13","8544 49 99"]
[11650,null,"ENERGETYCZNE I SYGNALIZACYJNE","EM1356",5902956290786,"YKYżo 0,6/1kV","5x70RMC",null,"BITNER","KMT",1,432262,"PLN",0.23,null,null,null,null,null,null,null,"n21C",null,null,"27.32.13","8544 49 99"]
[11659,null,"ENERGETYCZNE I SYGNALIZACYJNE","EM1365",5902956290878,"YKYżo 0,6/1kV","3x185RMC",null,"BITNER","KMT",1,704218,"PLN",0.23,null,null,null,null,null,null,null,"n21C",null,null,"27.32.13","8544 49 99"]
[11672,null,"ENERGETYCZNE I SYGNALIZACYJNE","EM1379",5902956291011,"YKYżo 0,6/1kV","3x240RMC+120RMC",null,"BITNER","KMT",1,1057660,"PLN",0.23,null,null,null,null,null,null,null,"n21C",null,null,"27.32.13","8544 49 99"]
[11685,null,"ENERGETYCZNE I SYGNALIZACYJNE","EM3513",5902956204660,"YnKXS 0,6/1kV ","1x150RMC",null,"BITNER","KMT",1,203675,"PLN",0.23,null,null,null,null,null,null,null,"n21H",null,null,"27.32.13","8544 49 99"]
[11705,null,"ENERGETYCZNE I SYGNALIZACYJNE","EM3533",5902956205339,"YnKXSżo 0,6/1kV ","3x50RMC",null,"BITNER","KMT",1,205200,"PLN",0.23,null,null,null,null,null,null,null,"n21H",null,null,"27.32.13","8544 49 99"]
[11714,null,"ENERGETYCZNE I SYGNALIZACYJNE","EM3548",5902956205483,"YnKXSżo 0,6/1kV ","4x35RMC",null,"BITNER","KMT",1,196000,"PLN",0.23,null,null,null,null,null,null,null,"n21H",null,null,"27.32.13","8544 49 99"]
[11720,null,"ENERGETYCZNE I SYGNALIZACYJNE","EM3557",5902956205575,"YnKXSżo 0,6/1kV ","5x1,5RE",null,"BITNER","KMT",1,12831,"PLN",0.23,null,null,null,null,null,null,null,"n21H",null,null,"27.32.13","8544 49 99"]
[11735,null,"ENERGETYCZNE I SYGNALIZACYJNE","EM2704",5902956203397,"YnKY 0,6/1kV","1x6,0RE",null,"BITNER","KMT",1,8437,"PLN",0.23,null,null,null,null,null,null,null,"n21H",null,null,"27.32.13","8544 49 99"]
[11744,null,"ENERGETYCZNE I SYGNALIZACYJNE","EM2713",5902956203489,"YnKY 0,6/1kV","1x150RMC",null,"BITNER","KMT",1,196751,"PLN",0.23,null,null,null,null,null,null,null,"n21H",null,null,"27.32.13","8544 49 99"]
[11759,null,"ENERGETYCZNE I SYGNALIZACYJNE","EM2728",5902956204110,"YnKYżo 0,6/1kV","3x10RE",null,"BITNER","KMT",1,41561,"PLN",0.23,null,null,null,null,null,null,null,"n21H",null,null,"27.32.13","8544 49 99"]
[11765,null,"ENERGETYCZNE I SYGNALIZACYJNE","EM2734",5902956204172,"YnKYżo 0,6/1kV","3x95RMC",null,"BITNER","KMT",1,382871,"PLN",0.23,null,null,null,null,null,null,null,"n21H",null,null,"27.32.13","8544 49 99"]
[11786,null,"ENERGETYCZNE I SYGNALIZACYJNE","EM2755",5902956291028,"YnKYżo 0,6/1kV","3x25RE+16RE",null,"BITNER","KMT",1,126915,"PLN",0.23,null,null,null,null,null,null,null,"n21H",null,null,"27.32.13","8544 49 99"]
[11799,null,"ENERGETYCZNE I SYGNALIZACYJNE","EM2769",5902956204424,"YnKYżo 0,6/1kV","5x6,0RE",null,"BITNER","KMT",1,41785,"PLN",0.23,null,null,null,null,null,null,null,"n21H",null,null,"27.32.13","8544 49 99"]
[11801,null,"ENERGETYCZNE I SYGNALIZACYJNE","EM2771",5902956204448,"YnKYżo 0,6/1kV","5x16RE",null,"BITNER","KMT",1,111599,"PLN",0.23,null,null,null,null,null,null,null,"n21H",null,null,"27.32.13","8544 49 99"]
[11816,null,"ENERGETYCZNE I SYGNALIZACYJNE","EM9456",5902956291189,"YoKXS 0,6/1kV","1x16RE",null,"BITNER","KMT",1,26907,"PLN",0.23,null,null,null,null,null,null,null,"n21H",null,null,"27.32.13","8544 49 99"]
[11829,null,"ENERGETYCZNE I SYGNALIZACYJNE","EM9469",5902956291318,"YoKXS 0,6/1kV","2x2,5RE",null,"BITNER","KMT",1,10918,"PLN",0.23,null,null,null,null,null,null,null,"n21H",null,null,"27.32.13","8544 49 99"]
[11836,null,"ENERGETYCZNE I SYGNALIZACYJNE","EM9476",5902956291387,"YoKXSżo 0,6/1kV","3x2,5RE",null,"BITNER","KMT",1,15275,"PLN",0.23,null,null,null,null,null,null,null,"n21H",null,null,"27.32.13","8544 49 99"]
[11850,null,"ENERGETYCZNE I SYGNALIZACYJNE","EM9490",5902956291523,"YoKXSżo 0,6/1kV","4x16RE",null,"BITNER","KMT",1,100743,"PLN",0.23,null,null,null,null,null,null,null,"n21H",null,null,"27.32.13","8544 49 99"]
[11859,null,"ENERGETYCZNE I SYGNALIZACYJNE","EM9499",5902956291615,"YoKXSżo 0,6/1kV","5x2,5RE",null,"BITNER","KMT",1,23073,"PLN",0.23,null,null,null,null,null,null,null,"n21H",null,null,"27.32.13","8544 49 99"]
[11871,null,"ENERGETYCZNE I SYGNALIZACYJNE","EM9302",5902956291738,"YoKY 0,6/1kV","1x2,5RE",null,"BITNER","KMT",1,5046,"PLN",0.23,null,null,null,null,null,null,null,"n21H",null,null,"27.32.13","8544 49 99"]
[11892,null,"ENERGETYCZNE I SYGNALIZACYJNE","EM9323",5902956291943,"YoKYżo 0,6/1kV","3x1,0RE",null,"BITNER","KMT",1,7252,"PLN",0.23,null,null,null,null,null,null,null,"n21H",null,null,"27.32.13","8544 49 99"]
[11901,null,"ENERGETYCZNE I SYGNALIZACYJNE","EM9332",5902956292032,"YoKYżo 0,6/1kV","3x50SRMC",null,"BITNER","KMT",1,202686,"PLN",0.23,null,null,null,null,null,null,null,"n21H",null,null,"27.32.13","8544 49 99"]
[11910,null,"ENERGETYCZNE I SYGNALIZACYJNE","EM9341",5902956292124,"YoKYżo 0,6/1kV","4x2,5RE",null,"BITNER","KMT",1,17721,"PLN",0.23,null,null,null,null,null,null,null,"n21H",null,null,"27.32.13","8544 49 99"]
[11917,null,"ENERGETYCZNE I SYGNALIZACYJNE","EM9348",5902956292193,"YoKYżo 0,6/1kV","4x50RMC",null,"BITNER","KMT",1,269169,"PLN",0.23,null,null,null,null,null,null,null,"n21H",null,null,"27.32.13","8544 49 99"]
[11931,null,"ENERGETYCZNE I SYGNALIZACYJNE","EM9363",5902956292346,"YoKYżo 0,6/1kV","3x185RMC+95RMC",null,"BITNER","KMT",1,886750,"PLN",0.23,null,null,null,null,null,null,null,"n21H",null,null,"27.32.13","8544 49 99"]
[11944,null,"ENERGETYCZNE I SYGNALIZACYJNE","EM9376",5902956292476,"YoKYżo 0,6/1kV","5x95RMC",null,"BITNER","KMT",1,646309,"PLN",0.23,null,null,null,null,null,null,null,"n21H",null,null,"27.32.13","8544 49 99"]
[11952,null,"TELEKOMUNIKACYJNE","TI0014",5902956141224,"BiTLAN U/UTPfs 4x2x24AWG (0,5) cat. 5e outdoor 200MHz",null,null,"BITNER","KMT",1,6729,"PLN",0.23,null,null,null,null,null,null,null,"n71",null,null,"27.32.13","8544 49 95"]
[11973,null,"TELEKOMUNIKACYJNE","TI0080",5902956141361,"BiTLAN F/FTP 4x2x23 AWG  cat. 6A  500MHz LSOH",null,null,"BITNER","KMT",1,6578,"PLN",0.23,null,null,null,null,null,null,null,"n71",null,null,"27.32.13","8544 49 95"]
[11986,null,"TELEKOMUNIKACYJNE","TN1011",5902956292834,"J-Y(St)Y…Lg","3x2x0,8",null,"BITNER","KMT",1,6914,"PLN",0.23,null,null,null,null,null,null,null,"n66",null,null,"27.32.13","8544 49 95"]
[11987,null,"TELEKOMUNIKACYJNE","TN1012",5902956292841,"J-Y(St)Y…Lg","4x2x0,8",null,"BITNER","KMT",1,8901,"PLN",0.23,null,null,null,null,null,null,null,"n66",null,null,"27.32.13","8544 49 95"]
[12007,null,"TELEKOMUNIKACYJNE","LA0528",5902956233141,"XzKSLXw","4x1,5",null,"BITNER","KMT",1,18807,"PLN",0.23,null,null,null,null,null,null,null,"n75",null,null,"27.32.13","8544 49 93"]
[12016,null,"TELEKOMUNIKACYJNE","TC0012",5902956233592,"XzTKMXpw","25x4x0,5",null,"BITNER","KMT",1,27893,"PLN",0.23,null,null,null,null,null,null,null,"n61",null,null,"27.32.13","8544 49 93"]
[12025,null,"TELEKOMUNIKACYJNE","TC0030",5902956233769,"XzTKMXpw","50x4x0,8",null,"BITNER","KMT",1,132223,"PLN",0.23,null,null,null,null,null,null,null,"n61",null,null,"27.32.13","8544 49 93"]
[12044,null,"TELEKOMUNIKACYJNE","TC0308",5902956233851,"XzTKMXpwFtZnx","5x4x0,5",null,"BITNER","KMT",1,11599,"PLN",0.23,null,null,null,null,null,null,null,"n61F",null,null,"27.32.13","8544 49 93"]
[12046,null,"TELEKOMUNIKACYJNE","TC0310",5902956233875,"XzTKMXpwFtZnx","15x4x0,5",null,"BITNER","KMT",1,22902,"PLN",0.23,null,null,null,null,null,null,null,"n61F",null,null,"27.32.13","8544 49 93"]
[12067,null,"TELEKOMUNIKACYJNE","TC0222",5902956234551,"XzTKMXpwn","35x4x0,8",null,"BITNER","KMT",1,100365,"PLN",0.23,null,null,null,null,null,null,null,"n61D",null,null,"27.32.13","8544 49 93"]
[12079,null,"TELEKOMUNIKACYJNE","TP0120",5902956234261,"XzTKMXpwn","3x2x0,8",null,"BITNER","KMT",1,7083,"PLN",0.23,null,null,null,null,null,null,null,"n62D",null,null,"27.32.13","8544 49 93"]
[12088,null,"TELEKOMUNIKACYJNE","LT0002",5902956293305,"YAS 75  0,8/3,7","0,8/3,7+2x0,50",null,"BITNER","KMT",1,4682,"PLN",0.23,null,null,null,null,null,null,null,"n72",null,null,"27.32.12","8544 49 95"]
[12101,null,"TELEKOMUNIKACYJNE","LA0051",5902956326225,"BiTprotect 4x0,5mm","4x0,5",null,"BITNER","KMT",1,1181,"PLN",0.23,null,null,null,null,null,null,null,"n74",null,null,"27.32.13","8544 49 95"]
[12114,null,"TELEKOMUNIKACYJNE","TS0006",5902956293428,"YTKSY","4x2x0,5",null,"BITNER","KMT",1,2480,"PLN",0.23,null,null,null,null,null,null,null,"n65",null,null,"27.32.13","8544 49 93"]
[12118,null,"TELEKOMUNIKACYJNE","TS0010",5902956293435,"YTKSY","8x2x0,5",null,"BITNER","KMT",1,4842,"PLN",0.23,null,null,null,null,null,null,null,"n65",null,null,"27.32.13","8544 49 93"]
[12131,null,"TELEKOMUNIKACYJNE","TS0030",5902956293466,"YTKSY","1x4x0,8",null,"BITNER","KMT",1,3185,"PLN",0.23,null,null,null,null,null,null,null,"n65",null,null,"27.32.13","8544 49 93"]
[12140,null,"TELEKOMUNIKACYJNE","TS0060",5902956235794,"YTKSY","53x2x0,8",null,"BITNER","KMT",1,80005,"PLN",0.23,null,null,null,null,null,null,null,"n65",null,null,"27.32.13","8544 49 93"]
[12160,null,"TELEKOMUNIKACYJNE","TS0114",5902956236128,"YTKSYekw","28x2x0,5",null,"BITNER","KMT",1,16906,"PLN",0.23,null,null,null,null,null,null,null,"n65",null,null,"27.32.13","8544 49 93"]
[12173,null,"TELEKOMUNIKACYJNE","TS0148",5902956236357,"YTKSYekw","12x2x0,8",null,"BITNER","KMT",1,18858,"PLN",0.23,null,null,null,null,null,null,null,"n65",null,null,"27.32.13","8544 49 93"]
[12182,null,"AUDIO","LP0206",5902956231949,"BiTsound®Instal Speaker Cable","2x6,0",null,"BITNER","KMT",1,22086,"PLN",0.23,null,null,null,null,null,null,null,"n38E",null,null,"27.32.13","8544 49 95"]
[12195,null,"AUDIO","LP0244",5902956293701,"BiTsound®Instal Speaker Cable LSOH","2x1,5",null,"BITNER","KMT",1,9094,"PLN",0.23,null,null,null,null,null,null,null,"n38E",null,null,"27.32.13","8544 49 95"]
[12203,null,"AUDIO","LP0200",5902956293787,"BiTsound®Speaker Cable OFC","2x2,5",null,"BITNER","KMT",1,8402,"PLN",0.23,null,null,null,null,null,null,null,"n38E",null,null,"27.32.13","8544 49 95"]
[12212,null,"AUDIO","LP0215",5902956232366,"DMX-S Professional Data Cable ","1x(2x0,35)",null,"BITNER","KMT",1,6404,"PLN",0.23,null,null,null,null,null,null,null,"n38E",null,null,"27.32.13","8544 49 95"]
[12230,null,"AUDIO","LP0502",5902956232182,"MultiPaired Analog Audio Cable ","40x(2x0,21)",null,"BITNER","KMT",1,65902,"PLN",0.23,null,null,null,null,null,null,null,"n38E",null,null,"27.32.13","8544 49 95"]
[12233,null,"AUDIO","LP0002",5902956232212,"BiTsound PGY-p","2x0,5",null,"BITNER","KMT",1,1568,"PLN",0.23,null,null,null,null,null,null,null,"n73",null,null,"27.32.13","8544 49 95"]
[12246,null,"AUDIO","LP0057",5902956232298,"BiTsound PGY-p OFC","2x0,5",null,"BITNER","KMT",1,1772,"PLN",0.23,null,null,null,null,null,null,null,"n73",null,null,"27.32.13","8544 49 95"]
[12267,null,"GÓRNICZE","GG1709",5902956155139,"OGŁ","4x4,0",null,"BITNER","KMT",1,26083,"PLN",0.23,null,null,null,null,null,null,null,"n34",null,null,"27.32.13","8544 49 99"]
[12272,null,"GÓRNICZE","GG1714",5902956155184,"OGŁ","4x35",null,"BITNER","KMT",1,176171,"PLN",0.23,null,null,null,null,null,null,null,"n34",null,null,"27.32.13","8544 49 99"]
[12288,null,"GÓRNICZE","GG5205",5902956313195,"OGc 3,6/6 kV","3x95+3x16",null,"BITNER","KMT",1,512851,"PLN",0.23,null,null,null,null,null,null,null,"n42s",null,null,"27.32.14","8544 60 10"]
[12297,null,"GÓRNICZE","GG1009",5902956153500,"OnG 0,6/1kV","3x4,0+4,0+4,0  ",null,"BITNER","KMT",1,45416,"PLN",0.23,null,null,null,null,null,null,null,"n42",null,null,"27.32.13","8544 49 99"]
[12307,null,"GÓRNICZE","GP1302",5902956153524,"OnG1 0,6/1kV","2x2,5",null,"BITNER","KMT",1,18385,"PLN",0.23,null,null,null,null,null,null,null,"n41",null,null,"27.32.13","8544 49 99"]
[12318,null,"GÓRNICZE","GG5106",5902956156754,"OnGcekgż-G 3,6/6kV","3x95+3x50/3",null,"BITNER","KMT",1,576109,"PLN",0.23,null,null,null,null,null,null,null,"n42s",null,null,"27.32.14","8544 60 10"]
[12327,null,"GÓRNICZE","GG8007",5902956156860,"OnGcekgż-G 6/10kV","3x120+3x70/3",null,"BITNER","KMT",1,785730,"PLN",0.23,null,null,null,null,null,null,null,"n42s",null,null,"27.32.14","8544 60 10"]
[12346,null,"GÓRNICZE","GG1802",5902956154019,"OnGcekż-GW 0,6/1kV","3x50+25+3x4,0",null,"BITNER","KMT",1,388306,"PLN",0.23,null,null,null,null,null,null,null,"n42",null,null,"27.32.13","8544 49 99"]
[12360,null,"GÓRNICZE","GG1157",5902956154880,"OnGcekżi-G 0,6/1kV","3x1,5+1,5+4x1,5",null,"BITNER","KMT",1,77762,"PLN",0.23,null,null,null,null,null,null,null,"n42",null,null,"27.32.13","8544 49 99"]
[12369,null,"GÓRNICZE","GG1168",5902956154729,"OnGcekżi-G 0,6/1kV","3x4,0+4,0+4,0",null,"BITNER","KMT",1,74817,"PLN",0.23,null,null,null,null,null,null,null,"n42",null,null,"27.32.13","8544 49 99"]
[12382,null,"GÓRNICZE","GG1055",5902956153586,"OnGc-G 0,6/1kV","3x25+3x16/3",null,"BITNER","KMT",1,111742,"PLN",0.23,null,null,null,null,null,null,null,"n42",null,null,"27.32.13","8544 49 99"]
[12388,null,"GÓRNICZE","GG1061",5902956153609,"OnGc-G 0,6/1kV","3x50+3x25/3",null,"BITNER","KMT",1,227211,"PLN",0.23,null,null,null,null,null,null,null,"n42",null,null,"27.32.13","8544 49 99"]
[12403,null,"GÓRNICZE","GG8108",5902956157386,"OnGcrekgż-G(S) 6/10 kV","3x150+3x70/3",null,"BITNER","KMT",1,958997,"PLN",0.23,null,null,null,null,null,null,null,"n42s",null,null,"27.32.14","8544 60 10"]
[12412,null,"GÓRNICZE","GG8209",5902956157591,"OnGcrekgż-G(Z) 6/10kV","3x185+3x95/3",null,"BITNER","KMT",1,1064946,"PLN",0.23,null,null,null,null,null,null,null,"n42s",null,null,"27.32.14","8544 60 10"]
[12423,null,"GÓRNICZE","G61704",5902956179340,"YHKGSYFoyn 0,6/1kV","6x1,0+1,0",null,"BITNER","KMT",1,48482,"PLN",0.23,null,null,null,null,null,null,null,"n41",null,null,"27.32.13","8544 49 99"]
[12433,null,"GÓRNICZE","G61718",5902956179609,"YHKGSYFoyn 0,6/1kV","3x2,5+2,5",null,"BITNER","KMT",1,44157,"PLN",0.23,null,null,null,null,null,null,null,"n41",null,null,"27.32.13","8544 49 99"]
[12454,null,"GÓRNICZE","G61752",5902956179777,"YHKGSYFoyn 0,6/1kV","9x4,0+4,0",null,"BITNER","KMT",1,103911,"PLN",0.23,null,null,null,null,null,null,null,"n41",null,null,"27.32.13","8544 49 99"]
[12458,null,"GÓRNICZE","G61759",5902956179845,"YHKGSYFoyn 0,6/1kV","29x4,0+4,0",null,"BITNER","KMT",1,250740,"PLN",0.23,null,null,null,null,null,null,null,"n41",null,null,"27.32.13","8544 49 99"]
[12475,null,"GÓRNICZE","GP1507",5902956152985,"YHKGXSekyn 0,6/1kV","3x120/35",null,"BITNER","KMT",1,450742,"PLN",0.23,null,null,null,null,null,null,null,"n41",null,null,"27.32.13","8544 49 99"]
[12484,null,"GÓRNICZE","GP5616",5902956156211,"YHKGXSekyn 3,6/6kV","3x240/50",null,"BITNER","KMT",1,1256184,"PLN",0.23,null,null,null,null,null,null,null,"n41s",null,null,"27.32.14","8544 60 10"]
[12497,null,"GÓRNICZE","GP1405",5902956153098,"YHKGXSFtZnyn 0,6/1kV","3x70/25",null,"BITNER","KMT",1,292745,"PLN",0.23,null,null,null,null,null,null,null,"n41",null,null,"27.32.13","8544 49 99"]
[12504,null,"GÓRNICZE","GP5415",5902956155870,"YHKGXSFtZnyn 3,6/6kV","3x185/30",null,"BITNER","KMT",1,655397,"PLN",0.23,null,null,null,null,null,null,null,"n41s",null,null,"27.32.14","8544 60 10"]
[12514,null,"GÓRNICZE","GP1104",5902956152428,"YHKGYekyn 0,6/1kV","3x50/16",null,"BITNER","KMT",1,243770,"PLN",0.23,null,null,null,null,null,null,null,"n41",null,null,"27.32.13","8544 49 99"]
[12527,null,"GÓRNICZE","GP1002",5902956152527,"YHKGYFtZnyn 0,6/1kV","3x25/16",null,"BITNER","KMT",1,145681,"PLN",0.23,null,null,null,null,null,null,null,"n41",null,null,"27.32.13","8544 49 99"]
[12539,null,"GÓRNICZE","G30902",5902956169464,"YKGSLYkonyn 300/500V","3x1,0+1,0",null,"BITNER","KMT",1,20276,"PLN",0.23,null,null,null,null,null,null,null,"n41",null,null,"27.32.13","8544 49 95"]
[12548,null,"GÓRNICZE","G30932",5902956169747,"YKGSLYkonyn 300/500V","3x2,5+2,5",null,"BITNER","KMT",1,24548,"PLN",0.23,null,null,null,null,null,null,null,"n41",null,null,"27.32.13","8544 49 95"]
[12569,null,"GÓRNICZE","G60925",5902956174376,"YKGSYFoyn 0,6/1kV","4x2,5+2,5",null,"BITNER","KMT",1,36235,"PLN",0.23,null,null,null,null,null,null,null,"n41",null,null,"27.32.13","8544 49 99"]
[12574,null,"GÓRNICZE","G60930",5902956174420,"YKGSYFoyn 0,6/1kV","18x2,5+2,5",null,"BITNER","KMT",1,90855,"PLN",0.23,null,null,null,null,null,null,null,"n41",null,null,"27.32.13","8544 49 99"]
[12590,null,"GÓRNICZE","G60956",5902956174567,"YKGSYFoyn 0,6/1kV","18x4,0+4,0",null,"BITNER","KMT",1,118216,"PLN",0.23,null,null,null,null,null,null,null,"n41",null,null,"27.32.13","8544 49 99"]
[12599,null,"GÓRNICZE","G62435",5902956168238,"YKGSYkonyn 0,6/1kV","9x2,5+2,5",null,"BITNER","KMT",1,48752,"PLN",0.23,null,null,null,null,null,null,null,"n41",null,null,"27.32.13","8544 49 99"]
[12608,null,"GÓRNICZE","GP0506",5902956151810,"YKGYFtZnyn 0,6/1kV","3x95/25",null,"BITNER","KMT",1,328639,"PLN",0.23,null,null,null,null,null,null,null,"n41",null,null,"27.32.13","8544 49 99"]
[12620,null,"GÓRNICZE","G10602",5902956175854,"YnHKGSLY 150/250V","3x1,0+1,0",null,"BITNER","KMT",1,12244,"PLN",0.23,null,null,null,null,null,null,null,"n41",null,null,"27.32.13","8544 49 95"]
[12641,null,"GÓRNICZE","G31922",5902956176653,"YnHKGSLY 300/500V","13x1,5+1,5",null,"BITNER","KMT",1,47392,"PLN",0.23,null,null,null,null,null,null,null,"n41",null,null,"27.32.13","8544 49 95"]
[12642,null,"GÓRNICZE","G31923",5902956176660,"YnHKGSLY 300/500V","18x1,5+1,5",null,"BITNER","KMT",1,61429,"PLN",0.23,null,null,null,null,null,null,null,"n41",null,null,"27.32.13","8544 49 95"]
[12655,null,"GÓRNICZE","G10938",5902956181459,"YnHKGSLYkon 150/250V","18x2,5+2,5",null,"BITNER","KMT",1,107328,"PLN",0.23,null,null,null,null,null,null,null,"n41",null,null,"27.32.13","8544 49 95"]
[12671,null,"GÓRNICZE","GG33341",5902956182081,"YnHKGSLYkon 300/500V","26x2,5+2,5",null,"BITNER","KMT",1,161994,"PLN",0.23,null,null,null,null,null,null,null,"n41",null,null,"27.32.13","8544 49 95"]
[12684,null,"GÓRNICZE","G62917",5902956175403,"YnHKGSY 0,6/1kV","3x1,5+1,5",null,"BITNER","KMT",1,18932,"PLN",0.23,null,null,null,null,null,null,null,"n41",null,null,"27.32.13","8544 49 99"]
[12693,null,"GÓRNICZE","G62931",5902956175540,"YnHKGSY 0,6/1kV","2x2,5+2,5",null,"BITNER","KMT",1,20497,"PLN",0.23,null,null,null,null,null,null,null,"n41",null,null,"27.32.13","8544 49 99"]
[12701,null,"GÓRNICZE","G62942",5902956175656,"YnHKGSY 0,6/1kV","29x2,5+2,5",null,"BITNER","KMT",1,149559,"PLN",0.23,null,null,null,null,null,null,null,"n41",null,null,"27.32.13","8544 49 99"]
[12702,null,"GÓRNICZE","G62944",5902956175670,"YnHKGSY 0,6/1kV","36x2,5+2,5",null,"BITNER","KMT",1,180135,"PLN",0.23,null,null,null,null,null,null,null,"n41",null,null,"27.32.13","8544 49 99"]
[12703,null,"GÓRNICZE","G62946",5902956175694,"YnHKGSY 0,6/1kV","2x4,0+4,0",null,"BITNER","KMT",1,28391,"PLN",0.23,null,null,null,null,null,null,null,"n41",null,null,"27.32.13","8544 49 99"]
[12704,null,"GÓRNICZE","G62947",5902956175700,"YnHKGSY 0,6/1kV","3x4,0+4,0",null,"BITNER","KMT",1,35688,"PLN",0.23,null,null,null,null,null,null,null,"n41",null,null,"27.32.13","8544 49 99"]
[12705,null,"GÓRNICZE","G62948",5902956175717,"YnHKGSY 0,6/1kV","4x4,0+4,0",null,"BITNER","KMT",1,45291,"PLN",0.23,null,null,null,null,null,null,null,"n41",null,null,"27.32.13","8544 49 99"]
[12706,null,"GÓRNICZE","G62949",5902956175724,"YnHKGSY 0,6/1kV","6x4,0+4,0",null,"BITNER","KMT",1,57214,"PLN",0.23,null,null,null,null,null,null,null,"n41",null,null,"27.32.13","8544 49 99"]
[12707,null,"GÓRNICZE","G62950",5902956175731,"YnHKGSY 0,6/1kV","9x4,0+4,0",null,"BITNER","KMT",1,82852,"PLN",0.23,null,null,null,null,null,null,null,"n41",null,null,"27.32.13","8544 49 99"]
[12708,null,"GÓRNICZE","G62952",5902956175755,"YnHKGSY 0,6/1kV","13x4,0+4,0",null,"BITNER","KMT",1,108836,"PLN",0.23,null,null,null,null,null,null,null,"n41",null,null,"27.32.13","8544 49 99"]
[12709,null,"GÓRNICZE","G62953",5902956175762,"YnHKGSY 0,6/1kV","18x4,0+4,0",null,"BITNER","KMT",1,140797,"PLN",0.23,null,null,null,null,null,null,null,"n41",null,null,"27.32.13","8544 49 99"]
[12710,null,"GÓRNICZE","G62955",5902956175786,"YnHKGSY 0,6/1kV","23x4,0+4,0",null,"BITNER","KMT",1,179925,"PLN",0.23,null,null,null,null,null,null,null,"n41",null,null,"27.32.13","8544 49 99"]
[12711,null,"GÓRNICZE","G62957",5902956175809,"YnHKGSY 0,6/1kV","29x4,0+4,0",null,"BITNER","KMT",1,222399,"PLN",0.23,null,null,null,null,null,null,null,"n41",null,null,"27.32.13","8544 49 99"]
[12712,null,"GÓRNICZE","G62959",5902956175823,"YnHKGSY 0,6/1kV","36x4,0+4,0",null,"BITNER","KMT",1,268266,"PLN",0.23,null,null,null,null,null,null,null,"n41",null,null,"27.32.13","8544 49 99"]
[12713,null,"GÓRNICZE","GG33503",5902956174666,"YnHKGSY 300/500V","4x1,0+1,0",null,"BITNER","KMT",1,15590,"PLN",0.23,null,null,null,null,null,null,null,"n41",null,null,"27.32.13","8544 49 95"]
[12714,null,"GÓRNICZE","GG33507",5902956174703,"YnHKGSY 300/500V","13x1,0+1,0",null,"BITNER","KMT",1,35249,"PLN",0.23,null,null,null,null,null,null,null,"n41",null,null,"27.32.13","8544 49 95"]
[12715,null,"GÓRNICZE","GG33516",5902956174796,"YnHKGSY 300/500V","2x1,5+1,5",null,"BITNER","KMT",1,13408,"PLN",0.23,null,null,null,null,null,null,null,"n41",null,null,"27.32.13","8544 49 95"]
[12716,null,"GÓRNICZE","GG33517",5902956174802,"YnHKGSY 300/500V","3x1,5+1,5",null,"BITNER","KMT",1,16008,"PLN",0.23,null,null,null,null,null,null,null,"n41",null,null,"27.32.13","8544 49 95"]
[12717,null,"GÓRNICZE","GG33518",5902956174819,"YnHKGSY 300/500V","4x1,5+1,5",null,"BITNER","KMT",1,19621,"PLN",0.23,null,null,null,null,null,null,null,"n41",null,null,"27.32.13","8544 49 95"]
[12718,null,"GÓRNICZE","GG33519",5902956174826,"YnHKGSY 300/500V","6x1,5+1,5",null,"BITNER","KMT",1,25802,"PLN",0.23,null,null,null,null,null,null,null,"n41",null,null,"27.32.13","8544 49 95"]
[12719,null,"GÓRNICZE","GG33520",5902956174833,"YnHKGSY 300/500V","9x1,5+1,5",null,"BITNER","KMT",1,36657,"PLN",0.23,null,null,null,null,null,null,null,"n41",null,null,"27.32.13","8544 49 95"]
[12720,null,"GÓRNICZE","GG33522",5902956174857,"YnHKGSY 300/500V","13x1,5+1,5",null,"BITNER","KMT",1,45123,"PLN",0.23,null,null,null,null,null,null,null,"n41",null,null,"27.32.13","8544 49 95"]
[12721,null,"GÓRNICZE","GG33523",5902956174864,"YnHKGSY 300/500V","18x1,5+1,5",null,"BITNER","KMT",1,57231,"PLN",0.23,null,null,null,null,null,null,null,"n41",null,null,"27.32.13","8544 49 95"]
[12722,null,"GÓRNICZE","GG33525",5902956174888,"YnHKGSY 300/500V","23x1,5+1,5",null,"BITNER","KMT",1,72433,"PLN",0.23,null,null,null,null,null,null,null,"n41",null,null,"27.32.13","8544 49 95"]
[12723,null,"GÓRNICZE","GG33528",5902956174918,"YnHKGSY 300/500V","32x1,5+1,5",null,"BITNER","KMT",1,94091,"PLN",0.23,null,null,null,null,null,null,null,"n41",null,null,"27.32.13","8544 49 95"]
[12724,null,"GÓRNICZE","GG33532",5902956174956,"YnHKGSY 300/500V","3x2,5+2,5",null,"BITNER","KMT",1,21308,"PLN",0.23,null,null,null,null,null,null,null,"n41",null,null,"27.32.13","8544 49 95"]
[12725,null,"GÓRNICZE","GG33534",5902956174970,"YnHKGSY 300/500V","6x2,5+2,5",null,"BITNER","KMT",1,33432,"PLN",0.23,null,null,null,null,null,null,null,"n41",null,null,"27.32.13","8544 49 95"]
[12726,null,"GÓRNICZE","GG33535",5902956174987,"YnHKGSY 300/500V","9x2,5+2,5",null,"BITNER","KMT",1,49393,"PLN",0.23,null,null,null,null,null,null,null,"n41",null,null,"27.32.13","8544 49 95"]
[12727,null,"GÓRNICZE","GG33537",5902956175007,"YnHKGSY 300/500V","13x2,5+2,5",null,"BITNER","KMT",1,67053,"PLN",0.23,null,null,null,null,null,null,null,"n41",null,null,"27.32.13","8544 49 95"]
[12728,null,"GÓRNICZE","GG33416",5902956180032,"YnHKGSYkon 300/500V","2x1,5+1,5",null,"BITNER","KMT",1,22279,"PLN",0.23,null,null,null,null,null,null,null,"n41",null,null,"27.32.13","8544 49 95"]
[12729,null,"GÓRNICZE","GT0412",5902956184405,"YnHTKGX","2x2x0,8+1,0",null,"BITNER","KMT",1,20883,"PLN",0.23,null,null,null,null,null,null,null,"n41",null,null,"27.32.13","8544 49 93"]
[12730,null,"GÓRNICZE","GT0413",5902956184412,"YnHTKGX","4x2x0,8+1,0",null,"BITNER","KMT",1,33003,"PLN",0.23,null,null,null,null,null,null,null,"n41",null,null,"27.32.13","8544 49 93"]
[12731,null,"GÓRNICZE","GT0414",5902956184429,"YnHTKGX","5x2x0,8+1,0",null,"BITNER","KMT",1,39149,"PLN",0.23,null,null,null,null,null,null,null,"n41",null,null,"27.32.13","8544 49 93"]
[12732,null,"GÓRNICZE","GT0417",5902956184450,"YnHTKGX","10x2x0,8+1,0",null,"BITNER","KMT",1,69115,"PLN",0.23,null,null,null,null,null,null,null,"n41",null,null,"27.32.13","8544 49 93"]
[12733,null,"GÓRNICZE","G60017",5902956166913,"YnKGSLY 0,6/1kV","2x1,5+1,5",null,"BITNER","KMT",1,8975,"PLN",0.23,null,null,null,null,null,null,null,"n41",null,null,"27.32.13","8544 49 99"]
[12734,null,"GÓRNICZE","G60019",5902956166937,"YnKGSLY 0,6/1kV","4x1,5+1,5",null,"BITNER","KMT",1,13199,"PLN",0.23,null,null,null,null,null,null,null,"n41",null,null,"27.32.13","8544 49 99"]
[12735,null,"GÓRNICZE","G60035",5902956167095,"YnKGSLY 0,6/1kV","6x2,5+2,5",null,"BITNER","KMT",1,23697,"PLN",0.23,null,null,null,null,null,null,null,"n41",null,null,"27.32.13","8544 49 99"]
[12736,null,"GÓRNICZE","G10003",5902956165275,"YnKGSLY 150/250V","3x1,0+1,0",null,"BITNER","KMT",1,7450,"PLN",0.23,null,null,null,null,null,null,null,"n41",null,null,"27.32.13","8544 49 95"]
[12737,null,"GÓRNICZE","G10005",5902956165299,"YnKGSLY 150/250V","6x1,0+1,0",null,"BITNER","KMT",1,10735,"PLN",0.23,null,null,null,null,null,null,null,"n41",null,null,"27.32.13","8544 49 95"]
[12738,null,"GÓRNICZE","G10019",5902956165435,"YnKGSLY 150/250V","4x1,5+1,5",null,"BITNER","KMT",1,11155,"PLN",0.23,null,null,null,null,null,null,null,"n41",null,null,"27.32.13","8544 49 95"]
[12739,null,"GÓRNICZE","G10022",5902956165466,"YnKGSLY 150/250V","11x1,5+1,5",null,"BITNER","KMT",1,24054,"PLN",0.23,null,null,null,null,null,null,null,"n41",null,null,"27.32.13","8544 49 95"]
[12740,null,"GÓRNICZE","G10023",5902956165473,"YnKGSLY 150/250V","13x1,5+1,5",null,"BITNER","KMT",1,27564,"PLN",0.23,null,null,null,null,null,null,null,"n41",null,null,"27.32.13","8544 49 95"]
[12741,null,"GÓRNICZE","G10032",5902956165565,"YnKGSLY 150/250V","2x2,5+2,5",null,"BITNER","KMT",1,9840,"PLN",0.23,null,null,null,null,null,null,null,"n41",null,null,"27.32.13","8544 49 95"]
[12742,null,"GÓRNICZE","G10033",5902956165572,"YnKGSLY 150/250V","3x2,5+2,5",null,"BITNER","KMT",1,12288,"PLN",0.23,null,null,null,null,null,null,null,"n41",null,null,"27.32.13","8544 49 95"]
[12743,null,"GÓRNICZE","G10034",5902956165589,"YnKGSLY 150/250V","4x2,5+2,5",null,"BITNER","KMT",1,15335,"PLN",0.23,null,null,null,null,null,null,null,"n41",null,null,"27.32.13","8544 49 95"]
[12744,null,"GÓRNICZE","G10035",5902956165596,"YnKGSLY 150/250V","6x2,5+2,5",null,"BITNER","KMT",1,20620,"PLN",0.23,null,null,null,null,null,null,null,"n41",null,null,"27.32.13","8544 49 95"]
[12745,null,"GÓRNICZE","G30301",5902956166012,"YnKGSLY 300/500V","2x1,0+1,0",null,"BITNER","KMT",1,6778,"PLN",0.23,null,null,null,null,null,null,null,"n41",null,null,"27.32.13","8544 49 95"]
[12746,null,"GÓRNICZE","G30302",5902956166029,"YnKGSLY 300/500V","3x1,0+1,0",null,"BITNER","KMT",1,8093,"PLN",0.23,null,null,null,null,null,null,null,"n41",null,null,"27.32.13","8544 49 95"]
[12747,null,"GÓRNICZE","G30303",5902956166036,"YnKGSLY 300/500V","4x1,0+1,0",null,"BITNER","KMT",1,9780,"PLN",0.23,null,null,null,null,null,null,null,"n41",null,null,"27.32.13","8544 49 95"]
[12748,null,"GÓRNICZE","G30304",5902956166043,"YnKGSLY 300/500V","6x1,0+1,0",null,"BITNER","KMT",1,11691,"PLN",0.23,null,null,null,null,null,null,null,"n41",null,null,"27.32.13","8544 49 95"]
[12749,null,"GÓRNICZE","G30316",5902956166166,"YnKGSLY 300/500V","2x1,5+1,5",null,"BITNER","KMT",1,8213,"PLN",0.23,null,null,null,null,null,null,null,"n41",null,null,"27.32.13","8544 49 95"]
[12750,null,"GÓRNICZE","G30318",5902956166180,"YnKGSLY 300/500V","4x1,5+1,5",null,"BITNER","KMT",1,12125,"PLN",0.23,null,null,null,null,null,null,null,"n41",null,null,"27.32.13","8544 49 95"]
[12751,null,"GÓRNICZE","G30319",5902956166197,"YnKGSLY 300/500V","6x1,5+1,5",null,"BITNER","KMT",1,15933,"PLN",0.23,null,null,null,null,null,null,null,"n41",null,null,"27.32.13","8544 49 95"]
[12752,null,"GÓRNICZE","G30320",5902956166203,"YnKGSLY 300/500V","9x1,5+1,5",null,"BITNER","KMT",1,22337,"PLN",0.23,null,null,null,null,null,null,null,"n41",null,null,"27.32.13","8544 49 95"]
[12753,null,"GÓRNICZE","G30331",5902956166319,"YnKGSLY 300/500V","2x2,5+2,5",null,"BITNER","KMT",1,10707,"PLN",0.23,null,null,null,null,null,null,null,"n41",null,null,"27.32.13","8544 49 95"]
[12754,null,"GÓRNICZE","G30332",5902956166326,"YnKGSLY 300/500V","3x2,5+2,5",null,"BITNER","KMT",1,13169,"PLN",0.23,null,null,null,null,null,null,null,"n41",null,null,"27.32.13","8544 49 95"]
[12755,null,"GÓRNICZE","G30333",5902956166333,"YnKGSLY 300/500V","4x2,5+2,5",null,"BITNER","KMT",1,16693,"PLN",0.23,null,null,null,null,null,null,null,"n41",null,null,"27.32.13","8544 49 95"]
[12756,null,"GÓRNICZE","G3014",5902956171832,"YnKGSLYkon 0,6/1kV","2x1,0+1,0",null,"BITNER","KMT",1,12185,"PLN",0.23,null,null,null,null,null,null,null,"n41",null,null,"27.32.13","8544 49 99"]
[12757,null,"GÓRNICZE","G3015",5902956171849,"YnKGSLYkon 0,6/1kV","3x1,0+1,0",null,"BITNER","KMT",1,14169,"PLN",0.23,null,null,null,null,null,null,null,"n41",null,null,"27.32.13","8544 49 99"]
[12758,null,"GÓRNICZE","G3016",5902956171856,"YnKGSLYkon 0,6/1kV","4x1,0+1,0",null,"BITNER","KMT",1,15933,"PLN",0.23,null,null,null,null,null,null,null,"n41",null,null,"27.32.13","8544 49 99"]
[12759,null,"GÓRNICZE","G3020",5902956171894,"YnKGSLYkon 0,6/1kV","13x1,0+1,0",null,"BITNER","KMT",1,32997,"PLN",0.23,null,null,null,null,null,null,null,"n41",null,null,"27.32.13","8544 49 99"]
[12760,null,"GÓRNICZE","G3028",5902956171979,"YnKGSLYkon 0,6/1kV","2x1,5+1,5",null,"BITNER","KMT",1,14633,"PLN",0.23,null,null,null,null,null,null,null,"n41",null,null,"27.32.13","8544 49 99"]
[12761,null,"GÓRNICZE","G3031",5902956172006,"YnKGSLYkon 0,6/1kV","6x1,5+1,5",null,"BITNER","KMT",1,24771,"PLN",0.23,null,null,null,null,null,null,null,"n41",null,null,"27.32.13","8544 49 99"]
[12762,null,"GÓRNICZE","G3034",5902956172037,"YnKGSLYkon 0,6/1kV","13x1,5+1,5",null,"BITNER","KMT",1,44213,"PLN",0.23,null,null,null,null,null,null,null,"n41",null,null,"27.32.13","8544 49 99"]
[12763,null,"GÓRNICZE","G3042",5902956172112,"YnKGSLYkon 0,6/1kV","2x2,5+2,5",null,"BITNER","KMT",1,18723,"PLN",0.23,null,null,null,null,null,null,null,"n41",null,null,"27.32.13","8544 49 99"]
[12764,null,"GÓRNICZE","G3044",5902956172136,"YnKGSLYkon 0,6/1kV","4x2,5+2,5",null,"BITNER","KMT",1,25325,"PLN",0.23,null,null,null,null,null,null,null,"n41",null,null,"27.32.13","8544 49 99"]
[12765,null,"GÓRNICZE","G10401",5902956170712,"YnKGSLYkon 150/250V","2x1,0+1,0",null,"BITNER","KMT",1,10318,"PLN",0.23,null,null,null,null,null,null,null,"n41",null,null,"27.32.13","8544 49 95"]
[12766,null,"GÓRNICZE","G10402",5902956170729,"YnKGSLYkon 150/250V","3x1,0+1,0",null,"BITNER","KMT",1,12020,"PLN",0.23,null,null,null,null,null,null,null,"n41",null,null,"27.32.13","8544 49 95"]
[12767,null,"GÓRNICZE","G10405",5902956170750,"YnKGSLYkon 150/250V","9x1,0+1,0",null,"BITNER","KMT",1,22772,"PLN",0.23,null,null,null,null,null,null,null,"n41",null,null,"27.32.13","8544 49 95"]
[12768,null,"GÓRNICZE","G10406",5902956170767,"YnKGSLYkon 150/250V","11x1,0+1,0",null,"BITNER","KMT",1,25623,"PLN",0.23,null,null,null,null,null,null,null,"n41",null,null,"27.32.13","8544 49 95"]
[12769,null,"GÓRNICZE","G10407",5902956170774,"YnKGSLYkon 150/250V","13x1,0+1,0",null,"BITNER","KMT",1,28712,"PLN",0.23,null,null,null,null,null,null,null,"n41",null,null,"27.32.13","8544 49 95"]
[12770,null,"GÓRNICZE","G10408",5902956170781,"YnKGSLYkon 150/250V","18x1,0+1,0",null,"BITNER","KMT",1,36239,"PLN",0.23,null,null,null,null,null,null,null,"n41",null,null,"27.32.13","8544 49 95"]
[12771,null,"GÓRNICZE","G10413",5902956170835,"YnKGSLYkon 150/250V","32x1,0+1,0",null,"BITNER","KMT",1,57082,"PLN",0.23,null,null,null,null,null,null,null,"n41",null,null,"27.32.13","8544 49 95"]
[12772,null,"GÓRNICZE","G10417",5902956170866,"YnKGSLYkon 150/250V","3x1,5+1,5",null,"BITNER","KMT",1,14499,"PLN",0.23,null,null,null,null,null,null,null,"n41",null,null,"27.32.13","8544 49 95"]
[12773,null,"GÓRNICZE","G10428",5902956170972,"YnKGSLYkon 150/250V","32x1,5+1,5",null,"BITNER","KMT",1,78600,"PLN",0.23,null,null,null,null,null,null,null,"n41",null,null,"27.32.13","8544 49 95"]
[12774,null,"GÓRNICZE","G10429",5902956170989,"YnKGSLYkon 150/250V","36x1,5+1,5",null,"BITNER","KMT",1,86021,"PLN",0.23,null,null,null,null,null,null,null,"n41",null,null,"27.32.13","8544 49 95"]
[12775,null,"GÓRNICZE","G10437",5902956171054,"YnKGSLYkon 150/250V","13x2,5+2,5",null,"BITNER","KMT",1,52125,"PLN",0.23,null,null,null,null,null,null,null,"n41",null,null,"27.32.13","8544 49 95"]
[12776,null,"GÓRNICZE","G31101",5902956171276,"YnKGSLYkon 300/500V","2x1,0+1,0",null,"BITNER","KMT",1,11198,"PLN",0.23,null,null,null,null,null,null,null,"n41",null,null,"27.32.13","8544 49 95"]
[12777,null,"GÓRNICZE","G31102",5902956171283,"YnKGSLYkon 300/500V","3x1,0+1,0",null,"BITNER","KMT",1,13080,"PLN",0.23,null,null,null,null,null,null,null,"n41",null,null,"27.32.13","8544 49 95"]
[12778,null,"GÓRNICZE","G31103",5902956171290,"YnKGSLYkon 300/500V","4x1,0+1,0",null,"BITNER","KMT",1,14708,"PLN",0.23,null,null,null,null,null,null,null,"n41",null,null,"27.32.13","8544 49 95"]
[12779,null,"GÓRNICZE","G31104",5902956171306,"YnKGSLYkon 300/500V","6x1,0+1,0",null,"BITNER","KMT",1,18275,"PLN",0.23,null,null,null,null,null,null,null,"n41",null,null,"27.32.13","8544 49 95"]
[12780,null,"GÓRNICZE","G31105",5902956171313,"YnKGSLYkon 300/500V","9x1,0+1,0",null,"BITNER","KMT",1,25458,"PLN",0.23,null,null,null,null,null,null,null,"n41",null,null,"27.32.13","8544 49 95"]
[12781,null,"GÓRNICZE","G31106",5902956171320,"YnKGSLYkon 300/500V","11x1,0+1,0",null,"BITNER","KMT",1,28624,"PLN",0.23,null,null,null,null,null,null,null,"n41",null,null,"27.32.13","8544 49 95"]
[12782,null,"GÓRNICZE","G31107",5902956171337,"YnKGSLYkon 300/500V","13x1,0+1,0",null,"BITNER","KMT",1,32043,"PLN",0.23,null,null,null,null,null,null,null,"n41",null,null,"27.32.13","8544 49 95"]
[12783,null,"GÓRNICZE","G31108",5902956171344,"YnKGSLYkon 300/500V","18x1,0+1,0",null,"BITNER","KMT",1,40732,"PLN",0.23,null,null,null,null,null,null,null,"n41",null,null,"27.32.13","8544 49 95"]
[12784,null,"GÓRNICZE","G31109",5902956171351,"YnKGSLYkon 300/500V","20x1,0+1,0",null,"BITNER","KMT",1,44213,"PLN",0.23,null,null,null,null,null,null,null,"n41",null,null,"27.32.13","8544 49 95"]
[12785,null,"GÓRNICZE","G31110",5902956171368,"YnKGSLYkon 300/500V","23x1,0+1,0",null,"BITNER","KMT",1,50064,"PLN",0.23,null,null,null,null,null,null,null,"n41",null,null,"27.32.13","8544 49 95"]
[12786,null,"GÓRNICZE","G31111",5902956171375,"YnKGSLYkon 300/500V","26x1,0+1,0",null,"BITNER","KMT",1,54828,"PLN",0.23,null,null,null,null,null,null,null,"n41",null,null,"27.32.13","8544 49 95"]
[12787,null,"GÓRNICZE","G31112",5902956171382,"YnKGSLYkon 300/500V","29x1,0+1,0",null,"BITNER","KMT",1,59337,"PLN",0.23,null,null,null,null,null,null,null,"n41",null,null,"27.32.13","8544 49 95"]
[12788,null,"GÓRNICZE","G31113",5902956171399,"YnKGSLYkon 300/500V","32x1,0+1,0",null,"BITNER","KMT",1,63951,"PLN",0.23,null,null,null,null,null,null,null,"n41",null,null,"27.32.13","8544 49 95"]
[12789,null,"GÓRNICZE","G31114",5902956171405,"YnKGSLYkon 300/500V","36x1,0+1,0",null,"BITNER","KMT",1,69774,"PLN",0.23,null,null,null,null,null,null,null,"n41",null,null,"27.32.13","8544 49 95"]
[12790,null,"GÓRNICZE","G31116",5902956171412,"YnKGSLYkon 300/500V","2x1,5+1,5",null,"BITNER","KMT",1,13454,"PLN",0.23,null,null,null,null,null,null,null,"n41",null,null,"27.32.13","8544 49 95"]
[12791,null,"GÓRNICZE","G31117",5902956171429,"YnKGSLYkon 300/500V","3x1,5+1,5",null,"BITNER","KMT",1,15738,"PLN",0.23,null,null,null,null,null,null,null,"n41",null,null,"27.32.13","8544 49 95"]
[12792,null,"GÓRNICZE","G31118",5902956171436,"YnKGSLYkon 300/500V","4x1,5+1,5",null,"BITNER","KMT",1,18664,"PLN",0.23,null,null,null,null,null,null,null,"n41",null,null,"27.32.13","8544 49 95"]
[12793,null,"GÓRNICZE","G31119",5902956171443,"YnKGSLYkon 300/500V","6x1,5+1,5",null,"BITNER","KMT",1,23847,"PLN",0.23,null,null,null,null,null,null,null,"n41",null,null,"27.32.13","8544 49 95"]
[12794,null,"GÓRNICZE","G31120",5902956171450,"YnKGSLYkon 300/500V","9x1,5+1,5",null,"BITNER","KMT",1,32924,"PLN",0.23,null,null,null,null,null,null,null,"n41",null,null,"27.32.13","8544 49 95"]
[12795,null,"GÓRNICZE","G31121",5902956171467,"YnKGSLYkon 300/500V","11x1,5+1,5",null,"BITNER","KMT",1,37717,"PLN",0.23,null,null,null,null,null,null,null,"n41",null,null,"27.32.13","8544 49 95"]
[12796,null,"GÓRNICZE","G31122",5902956171474,"YnKGSLYkon 300/500V","13x1,5+1,5",null,"BITNER","KMT",1,42421,"PLN",0.23,null,null,null,null,null,null,null,"n41",null,null,"27.32.13","8544 49 95"]
[12797,null,"GÓRNICZE","G31123",5902956171481,"YnKGSLYkon 300/500V","18x1,5+1,5",null,"BITNER","KMT",1,53872,"PLN",0.23,null,null,null,null,null,null,null,"n41",null,null,"27.32.13","8544 49 95"]
[12798,null,"GÓRNICZE","G31125",5902956171504,"YnKGSLYkon 300/500V","23x1,5+1,5",null,"BITNER","KMT",1,66862,"PLN",0.23,null,null,null,null,null,null,null,"n41",null,null,"27.32.13","8544 49 95"]
[12799,null,"GÓRNICZE","G31126",5902956171511,"YnKGSLYkon 300/500V","26x1,5+1,5",null,"BITNER","KMT",1,72945,"PLN",0.23,null,null,null,null,null,null,null,"n41",null,null,"27.32.13","8544 49 95"]
[12800,null,"GÓRNICZE","G31127",5902956171528,"YnKGSLYkon 300/500V","29x1,5+1,5",null,"BITNER","KMT",1,79255,"PLN",0.23,null,null,null,null,null,null,null,"n41",null,null,"27.32.13","8544 49 95"]
[12801,null,"GÓRNICZE","G31129",5902956171542,"YnKGSLYkon 300/500V","36x1,5+1,5",null,"BITNER","KMT",1,94173,"PLN",0.23,null,null,null,null,null,null,null,"n41",null,null,"27.32.13","8544 49 95"]
[12802,null,"GÓRNICZE","G31131",5902956171559,"YnKGSLYkon 300/500V","2x2,5+2,5",null,"BITNER","KMT",1,17201,"PLN",0.23,null,null,null,null,null,null,null,"n41",null,null,"27.32.13","8544 49 95"]
[12803,null,"GÓRNICZE","G31132",5902956171566,"YnKGSLYkon 300/500V","3x2,5+2,5",null,"BITNER","KMT",1,19770,"PLN",0.23,null,null,null,null,null,null,null,"n41",null,null,"27.32.13","8544 49 95"]
[12804,null,"GÓRNICZE","G31133",5902956171573,"YnKGSLYkon 300/500V","4x2,5+2,5",null,"BITNER","KMT",1,24010,"PLN",0.23,null,null,null,null,null,null,null,"n41",null,null,"27.32.13","8544 49 95"]
[12805,null,"GÓRNICZE","G31134",5902956171580,"YnKGSLYkon 300/500V","6x2,5+2,5",null,"BITNER","KMT",1,30789,"PLN",0.23,null,null,null,null,null,null,null,"n41",null,null,"27.32.13","8544 49 95"]
[12806,null,"GÓRNICZE","G31135",5902956171597,"YnKGSLYkon 300/500V","9x2,5+2,5",null,"BITNER","KMT",1,43033,"PLN",0.23,null,null,null,null,null,null,null,"n41",null,null,"27.32.13","8544 49 95"]
[12807,null,"GÓRNICZE","G31137",5902956171610,"YnKGSLYkon 300/500V","13x2,5+2,5",null,"BITNER","KMT",1,55769,"PLN",0.23,null,null,null,null,null,null,null,"n41",null,null,"27.32.13","8544 49 95"]
[12808,null,"GÓRNICZE","G31138",5902956171627,"YnKGSLYkon 300/500V","18x2,5+2,5",null,"BITNER","KMT",1,72178,"PLN",0.23,null,null,null,null,null,null,null,"n41",null,null,"27.32.13","8544 49 95"]
[12809,null,"GÓRNICZE","G31140",5902956171641,"YnKGSLYkon 300/500V","23x2,5+2,5",null,"BITNER","KMT",1,89798,"PLN",0.23,null,null,null,null,null,null,null,"n41",null,null,"27.32.13","8544 49 95"]
[12810,null,"GÓRNICZE","G31141",5902956171658,"YnKGSLYkon 300/500V","26x2,5+2,5",null,"BITNER","KMT",1,98399,"PLN",0.23,null,null,null,null,null,null,null,"n41",null,null,"27.32.13","8544 49 95"]
[12811,null,"GÓRNICZE","G31143",5902956171672,"YnKGSLYkon 300/500V","32x2,5+2,5",null,"BITNER","KMT",1,116092,"PLN",0.23,null,null,null,null,null,null,null,"n41",null,null,"27.32.13","8544 49 95"]
[12812,null,"GÓRNICZE","G31144",5902956171689,"YnKGSLYkon 300/500V","36x2,5_2,5",null,"BITNER","KMT",1,128096,"PLN",0.23,null,null,null,null,null,null,null,"n41",null,null,"27.32.13","8544 49 95"]
[12813,null,"GÓRNICZE","G31149",5902956171726,"YnKGSLYkon 300/500V","6x4,0+4,0",null,"BITNER","KMT",1,33894,"PLN",0.23,null,null,null,null,null,null,null,"n41",null,null,"27.32.13","8544 49 95"]
[12814,null,"GÓRNICZE","G62201",5902956164513,"YnKGSY 0,6/1kV","2x1,0+1,0",null,"BITNER","KMT",1,7628,"PLN",0.23,null,null,null,null,null,null,null,"n41",null,null,"27.32.13","8544 49 99"]
[12815,null,"GÓRNICZE","G62202",5902956164520,"YnKGSY 0,6/1kV","3x1,0+1,0",null,"BITNER","KMT",1,9064,"PLN",0.23,null,null,null,null,null,null,null,"n41",null,null,"27.32.13","8544 49 99"]
[12816,null,"GÓRNICZE","G62203",5902956164537,"YnKGSY 0,6/1kV","4x1,0+1,0",null,"BITNER","KMT",1,11007,"PLN",0.23,null,null,null,null,null,null,null,"n41",null,null,"27.32.13","8544 49 99"]
[12817,null,"GÓRNICZE","G62204",5902956164544,"YnKGSY 0,6/1kV","6x1,0+1,0",null,"BITNER","KMT",1,13142,"PLN",0.23,null,null,null,null,null,null,null,"n41",null,null,"27.32.13","8544 49 99"]
[12818,null,"GÓRNICZE","G62205",5902956164551,"YnKGSY 0,6/1kV","9x1,0+1,0",null,"BITNER","KMT",1,20469,"PLN",0.23,null,null,null,null,null,null,null,"n41",null,null,"27.32.13","8544 49 99"]
[12819,null,"GÓRNICZE","G62207",5902956164575,"YnKGSY 0,6/1kV","13x1,0+1,0",null,"BITNER","KMT",1,24499,"PLN",0.23,null,null,null,null,null,null,null,"n41",null,null,"27.32.13","8544 49 99"]
[12820,null,"GÓRNICZE","G62208",5902956164582,"YnKGSY 0,6/1kV","18x1,0+1,0",null,"BITNER","KMT",1,30795,"PLN",0.23,null,null,null,null,null,null,null,"n41",null,null,"27.32.13","8544 49 99"]
[12821,null,"GÓRNICZE","G62210",5902956164605,"YnKGSY 0,6/1kV","23x1,0+1,0",null,"BITNER","KMT",1,38939,"PLN",0.23,null,null,null,null,null,null,null,"n41",null,null,"27.32.13","8544 49 99"]
[12822,null,"GÓRNICZE","G62212",5902956164629,"YnKGSY 0,6/1kV","29x1,0+1,0",null,"BITNER","KMT",1,46319,"PLN",0.23,null,null,null,null,null,null,null,"n41",null,null,"27.32.13","8544 49 99"]
[12823,null,"GÓRNICZE","G62214",5902956164643,"YnKGSY 0,6/1kV","36x1,0+1,0",null,"BITNER","KMT",1,55110,"PLN",0.23,null,null,null,null,null,null,null,"n41",null,null,"27.32.13","8544 49 99"]
[12824,null,"GÓRNICZE","G62216",5902956164667,"YnKGSY 0,6/1kV","2x1,5+1,5",null,"BITNER","KMT",1,9250,"PLN",0.23,null,null,null,null,null,null,null,"n41",null,null,"27.32.13","8544 49 99"]
[12825,null,"GÓRNICZE","G62217",5902956164674,"YnKGSY 0,6/1kV","3x1,5+1,5",null,"BITNER","KMT",1,11138,"PLN",0.23,null,null,null,null,null,null,null,"n41",null,null,"27.32.13","8544 49 99"]
[12826,null,"GÓRNICZE","G62218",5902956164681,"YnKGSY 0,6/1kV","4x1,5+1,5",null,"BITNER","KMT",1,13657,"PLN",0.23,null,null,null,null,null,null,null,"n41",null,null,"27.32.13","8544 49 99"]
[12827,null,"GÓRNICZE","G62219",5902956164698,"YnKGSY 0,6/1kV","6x1,5+1,5",null,"BITNER","KMT",1,17547,"PLN",0.23,null,null,null,null,null,null,null,"n41",null,null,"27.32.13","8544 49 99"]
[12828,null,"GÓRNICZE","G62220",5902956164704,"YnKGSY 0,6/1kV","9x1,5+1,5",null,"BITNER","KMT",1,25152,"PLN",0.23,null,null,null,null,null,null,null,"n41",null,null,"27.32.13","8544 49 99"]
[12829,null,"GÓRNICZE","G62222",5902956164728,"YnKGSY 0,6/1kV","13x1,5+1,5",null,"BITNER","KMT",1,31071,"PLN",0.23,null,null,null,null,null,null,null,"n41",null,null,"27.32.13","8544 49 99"]
[12830,null,"GÓRNICZE","G62223",5902956164735,"YnKGSY 0,6/1kV","18x1,5+1,5",null,"BITNER","KMT",1,39508,"PLN",0.23,null,null,null,null,null,null,null,"n41",null,null,"27.32.13","8544 49 99"]
[12831,null,"GÓRNICZE","G62225",5902956164759,"YnKGSY 0,6/1kV","23x1,5+1,5",null,"BITNER","KMT",1,50104,"PLN",0.23,null,null,null,null,null,null,null,"n41",null,null,"27.32.13","8544 49 99"]
[12832,null,"GÓRNICZE","G62227",5902956164773,"YnKGSY 0,6/1kV","29x1,5+1,5",null,"BITNER","KMT",1,60355,"PLN",0.23,null,null,null,null,null,null,null,"n41",null,null,"27.32.13","8544 49 99"]
[12833,null,"GÓRNICZE","G62229",5902956164797,"YnKGSY 0,6/1kV","36x1,5+1,5",null,"BITNER","KMT",1,72227,"PLN",0.23,null,null,null,null,null,null,null,"n41",null,null,"27.32.13","8544 49 99"]
[12834,null,"GÓRNICZE","G62231",5902956164810,"YnKGSY 0,6/1kV","2x2,5+2,5",null,"BITNER","KMT",1,12058,"PLN",0.23,null,null,null,null,null,null,null,"n41",null,null,"27.32.13","8544 49 99"]
[12835,null,"GÓRNICZE","G62232",5902956164827,"YnKGSY 0,6/1kV","3x2,5+2,5",null,"BITNER","KMT",1,14818,"PLN",0.23,null,null,null,null,null,null,null,"n41",null,null,"27.32.13","8544 49 99"]
[12836,null,"GÓRNICZE","G62233",5902956164834,"YnKGSY 0,6/1kV","4x2,5+2,5",null,"BITNER","KMT",1,18738,"PLN",0.23,null,null,null,null,null,null,null,"n41",null,null,"27.32.13","8544 49 99"]
[12837,null,"GÓRNICZE","G62234",5902956164841,"YnKGSY 0,6/1kV","6x2,5+2,5",null,"BITNER","KMT",1,23014,"PLN",0.23,null,null,null,null,null,null,null,"n41",null,null,"27.32.13","8544 49 99"]
[12838,null,"GÓRNICZE","G62235",5902956164858,"YnKGSY 0,6/1kV","9x2,5+2,5",null,"BITNER","KMT",1,33611,"PLN",0.23,null,null,null,null,null,null,null,"n41",null,null,"27.32.13","8544 49 99"]
[12839,null,"GÓRNICZE","G62237",5902956164872,"YnKGSY 0,6/1kV","13x2,5+2,5",null,"BITNER","KMT",1,44348,"PLN",0.23,null,null,null,null,null,null,null,"n41",null,null,"27.32.13","8544 49 99"]
[12840,null,"GÓRNICZE","G62238",5902956164889,"YnKGSY 0,6/1kV","18x2,5+2,5",null,"BITNER","KMT",1,56595,"PLN",0.23,null,null,null,null,null,null,null,"n41",null,null,"27.32.13","8544 49 99"]
[12841,null,"GÓRNICZE","G62240",5902956164902,"YnKGSY 0,6/1kV","23x2,5+2,5",null,"BITNER","KMT",1,72332,"PLN",0.23,null,null,null,null,null,null,null,"n41",null,null,"27.32.13","8544 49 99"]
[12842,null,"GÓRNICZE","G62242",5902956164926,"YnKGSY 0,6/1kV","29x2,5+2,5",null,"BITNER","KMT",1,87989,"PLN",0.23,null,null,null,null,null,null,null,"n41",null,null,"27.32.13","8544 49 99"]
[12843,null,"GÓRNICZE","G62244",5902956164940,"YnKGSY 0,6/1kV","36x2,5+2,5",null,"BITNER","KMT",1,105964,"PLN",0.23,null,null,null,null,null,null,null,"n41",null,null,"27.32.13","8544 49 99"]
[12844,null,"GÓRNICZE","G62246",5902956164964,"YnKGSY 0,6/1kV","2x4,0+4,0",null,"BITNER","KMT",1,16654,"PLN",0.23,null,null,null,null,null,null,null,"n41",null,null,"27.32.13","8544 49 99"]
[12845,null,"GÓRNICZE","G62247",5902956164971,"YnKGSY 0,6/1kV","3x4,0+4,0",null,"BITNER","KMT",1,20957,"PLN",0.23,null,null,null,null,null,null,null,"n41",null,null,"27.32.13","8544 49 99"]
[12846,null,"GÓRNICZE","G62248",5902956164988,"YnKGSY 0,6/1kV","4x4,0+4,0",null,"BITNER","KMT",1,26608,"PLN",0.23,null,null,null,null,null,null,null,"n41",null,null,"27.32.13","8544 49 99"]
[12847,null,"GÓRNICZE","G62249",5902956164995,"YnKGSY 0,6/1kV","6x4,0+4,0",null,"BITNER","KMT",1,33611,"PLN",0.23,null,null,null,null,null,null,null,"n41",null,null,"27.32.13","8544 49 99"]
[12848,null,"GÓRNICZE","G62250",5902956165008,"YnKGSY 0,6/1kV","9x4,0+4,0",null,"BITNER","KMT",1,48752,"PLN",0.23,null,null,null,null,null,null,null,"n41",null,null,"27.32.13","8544 49 99"]
[12849,null,"GÓRNICZE","G62252",5902956165022,"YnKGSY 0,6/1kV","13x4,0+4,0",null,"BITNER","KMT",1,64082,"PLN",0.23,null,null,null,null,null,null,null,"n41",null,null,"27.32.13","8544 49 99"]
[12850,null,"GÓRNICZE","G62253",5902956165039,"YnKGSY 0,6/1kV","18x4,0+4,0",null,"BITNER","KMT",1,82823,"PLN",0.23,null,null,null,null,null,null,null,"n41",null,null,"27.32.13","8544 49 99"]
[12851,null,"GÓRNICZE","G62255",5902956165053,"YnKGSY 0,6/1kV","23x4,0+4,0",null,"BITNER","KMT",1,105808,"PLN",0.23,null,null,null,null,null,null,null,"n41",null,null,"27.32.13","8544 49 99"]
[12852,null,"GÓRNICZE","G62257",5902956165077,"YnKGSY 0,6/1kV","29x4,0+4,0",null,"BITNER","KMT",1,130792,"PLN",0.23,null,null,null,null,null,null,null,"n41",null,null,"27.32.13","8544 49 99"]
[12853,null,"GÓRNICZE","G62259",5902956165091,"YnKGSY 0,6/1kV","36x4,0+4,0",null,"BITNER","KMT",1,153183,"PLN",0.23,null,null,null,null,null,null,null,"n41",null,null,"27.32.13","8544 49 99"]
[12854,null,"GÓRNICZE","G62261",5902956164360,"YnKGSY 0,6/1kV","2x0,75+0,75",null,"BITNER","KMT",1,6732,"PLN",0.23,null,null,null,null,null,null,null,"n41",null,null,"27.32.13","8544 49 99"]
[12855,null,"GÓRNICZE","G62262",5902956164377,"YnKGSY 0,6/1kV","3x0,75+0,75",null,"BITNER","KMT",1,7897,"PLN",0.23,null,null,null,null,null,null,null,"n41",null,null,"27.32.13","8544 49 99"]
[12856,null,"GÓRNICZE","G62263",5902956164384,"YnKGSY 0,6/1kV","4x0,75+0,75",null,"BITNER","KMT",1,9628,"PLN",0.23,null,null,null,null,null,null,null,"n41",null,null,"27.32.13","8544 49 99"]
[12857,null,"GÓRNICZE","G62264",5902956164391,"YnKGSY 0,6/1kV","6x0,75+0,75",null,"BITNER","KMT",1,10898,"PLN",0.23,null,null,null,null,null,null,null,"n41",null,null,"27.32.13","8544 49 99"]
[12858,null,"GÓRNICZE","G62265",5902956164407,"YnKGSY 0,6/1kV","9x0,75+0,75",null,"BITNER","KMT",1,17579,"PLN",0.23,null,null,null,null,null,null,null,"n41",null,null,"27.32.13","8544 49 99"]
[12859,null,"GÓRNICZE","G62267",5902956164421,"YnKGSY 0,6/1kV","13x0,75+0,75",null,"BITNER","KMT",1,20686,"PLN",0.23,null,null,null,null,null,null,null,"n41",null,null,"27.32.13","8544 49 99"]
[12860,null,"GÓRNICZE","G62268",5902956164438,"YnKGSY 0,6/1kV","18x0,75+0,75",null,"BITNER","KMT",1,25797,"PLN",0.23,null,null,null,null,null,null,null,"n41",null,null,"27.32.13","8544 49 99"]
[12861,null,"GÓRNICZE","G62270",5902956164452,"YnKGSY 0,6/1kV","23x0,75+0,75",null,"BITNER","KMT",1,32368,"PLN",0.23,null,null,null,null,null,null,null,"n41",null,null,"27.32.13","8544 49 99"]
[12862,null,"GÓRNICZE","G62272",5902956164476,"YnKGSY 0,6/1kV","29x0,75+0,75",null,"BITNER","KMT",1,38288,"PLN",0.23,null,null,null,null,null,null,null,"n41",null,null,"27.32.13","8544 49 99"]
[12863,null,"GÓRNICZE","G62274",5902956164490,"YnKGSY 0,6/1kV","36x0,75+0,75",null,"BITNER","KMT",1,45236,"PLN",0.23,null,null,null,null,null,null,null,"n41",null,null,"27.32.13","8544 49 99"]
[12864,null,"GÓRNICZE","G30004",5902956163783,"YnKGSY 300/500V","4x1,0+1,0",null,"BITNER","KMT",1,10270,"PLN",0.23,null,null,null,null,null,null,null,"n41",null,null,"27.32.13","8544 49 95"]
[12865,null,"GÓRNICZE","G30005",5902956163790,"YnKGSY 300/500V","6x1,0+1,0",null,"BITNER","KMT",1,14856,"PLN",0.23,null,null,null,null,null,null,null,"n41",null,null,"27.32.13","8544 49 95"]
[12866,null,"GÓRNICZE","G30006",5902956163806,"YnKGSY 300/500V","9x1,0+1,0",null,"BITNER","KMT",1,17320,"PLN",0.23,null,null,null,null,null,null,null,"n41",null,null,"27.32.13","8544 49 95"]
[12867,null,"GÓRNICZE","G30008",5902956163820,"YnKGSY 300/500V","13x1,0+1,0",null,"BITNER","KMT",1,21028,"PLN",0.23,null,null,null,null,null,null,null,"n41",null,null,"27.32.13","8544 49 95"]
[12868,null,"GÓRNICZE","G30009",5902956163837,"YnKGSY 300/500V","18x1,0+1,0",null,"BITNER","KMT",1,26393,"PLN",0.23,null,null,null,null,null,null,null,"n41",null,null,"27.32.13","8544 49 95"]
[12869,null,"GÓRNICZE","G30020",5902956163943,"YnKGSY 300/500V","6x1,5+1,5",null,"BITNER","KMT",1,14856,"PLN",0.23,null,null,null,null,null,null,null,"n41",null,null,"27.32.13","8544 49 95"]
[12870,null,"GÓRNICZE","G30023",5902956163974,"YnKGSY 300/500V","13x1,5+1,5",null,"BITNER","KMT",1,26324,"PLN",0.23,null,null,null,null,null,null,null,"n41",null,null,"27.32.13","8544 49 95"]
[12871,null,"GÓRNICZE","G30030",5902956164049,"YnKGSY 300/500V","36x1,5+1,5",null,"BITNER","KMT",1,61114,"PLN",0.23,null,null,null,null,null,null,null,"n41",null,null,"27.32.13","8544 49 95"]
[12872,null,"GÓRNICZE","GP0300",5902956151353,"YnKGY-żo 0,6/1kV","3x1,5",null,"BITNER","KMT",1,9296,"PLN",0.23,null,null,null,null,null,null,null,"n41",null,null,"27.32.13","8544 49 99"]
[12873,null,"GÓRNICZE","GP0301",5902956151360,"YnKGY-żo 0,6/1kV","4x1,5",null,"BITNER","KMT",1,11288,"PLN",0.23,null,null,null,null,null,null,null,"n41",null,null,"27.32.13","8544 49 99"]
[12874,null,"GÓRNICZE","GP0302",5902956151377,"YnKGY-żo 0,6/1kV","5x1,5",null,"BITNER","KMT",1,13735,"PLN",0.23,null,null,null,null,null,null,null,"n41",null,null,"27.32.13","8544 49 99"]
[12875,null,"GÓRNICZE","GP0303",5902956151384,"YnKGY-żo 0,6/1kV","3x2,5",null,"BITNER","KMT",1,12117,"PLN",0.23,null,null,null,null,null,null,null,"n41",null,null,"27.32.13","8544 49 99"]
[12876,null,"GÓRNICZE","GP0304",5902956151391,"YnKGY-żo 0,6/1kV","4x2,5",null,"BITNER","KMT",1,14910,"PLN",0.23,null,null,null,null,null,null,null,"n41",null,null,"27.32.13","8544 49 99"]
[12877,null,"GÓRNICZE","GP0305",5902956151407,"YnKGY-żo 0,6/1kV","5x2,5",null,"BITNER","KMT",1,18797,"PLN",0.23,null,null,null,null,null,null,null,"n41",null,null,"27.32.13","8544 49 99"]
[12878,null,"GÓRNICZE","GP0306",5902956151414,"YnKGY-żo 0,6/1kV","3x4,0",null,"BITNER","KMT",1,16744,"PLN",0.23,null,null,null,null,null,null,null,"n41",null,null,"27.32.13","8544 49 99"]
[12879,null,"GÓRNICZE","GP0307",5902956151421,"YnKGY-żo 0,6/1kV","4x4,0",null,"BITNER","KMT",1,21088,"PLN",0.23,null,null,null,null,null,null,null,"n41",null,null,"27.32.13","8544 49 99"]
[12880,null,"GÓRNICZE","GP0308",5902956151438,"YnKGY-żo 0,6/1kV","5x4,0",null,"BITNER","KMT",1,26732,"PLN",0.23,null,null,null,null,null,null,null,"n41",null,null,"27.32.13","8544 49 99"]
[12881,null,"GÓRNICZE","GP0310",5902956151452,"YnKGY-żo 0,6/1kV","4x6,0",null,"BITNER","KMT",1,25257,"PLN",0.23,null,null,null,null,null,null,null,"n41",null,null,"27.32.13","8544 49 99"]
[12882,null,"GÓRNICZE","GP0311",5902956151469,"YnKGY-żo 0,6/1kV","5x6,0",null,"BITNER","KMT",1,32093,"PLN",0.23,null,null,null,null,null,null,null,"n41",null,null,"27.32.13","8544 49 99"]
[12883,null,"GÓRNICZE","GP0001",5902956150998,"YnOGY  0,6/1kV","3x2,5+2,5",null,"BITNER","KMT",1,16694,"PLN",0.23,null,null,null,null,null,null,null,"n41",null,null,"27.32.13","8544 49 99"]
[12884,null,"GÓRNICZE","GP0002",5902956151001,"YnOGY  0,6/1kV","3x4,0+4,0",null,"BITNER","KMT",1,26974,"PLN",0.23,null,null,null,null,null,null,null,"n41",null,null,"27.32.13","8544 49 99"]
[12885,null,"GÓRNICZE","GP0003",5902956151018,"YnOGY  0,6/1kV","3x6,0+6,0",null,"BITNER","KMT",1,40427,"PLN",0.23,null,null,null,null,null,null,null,"n41",null,null,"27.32.13","8544 49 99"]
[12886,null,"GÓRNICZE","GP0004",5902956151025,"YnOGY  0,6/1kV","3x10+10",null,"BITNER","KMT",1,56046,"PLN",0.23,null,null,null,null,null,null,null,"n41",null,null,"27.32.13","8544 49 99"]
[12887,null,"GÓRNICZE","GP0005",5902956151032,"YnOGY  0,6/1kV","3x16+16",null,"BITNER","KMT",1,72882,"PLN",0.23,null,null,null,null,null,null,null,"n41",null,null,"27.32.13","8544 49 99"]
[12888,null,"GÓRNICZE","GP0006",5902956151049,"YnOGY  0,6/1kV","3x25+16",null,"BITNER","KMT",1,117288,"PLN",0.23,null,null,null,null,null,null,null,"n41",null,null,"27.32.13","8544 49 99"]
[12889,null,"GÓRNICZE","GP0007",5902956151056,"YnOGY  0,6/1kV","3x35+16",null,"BITNER","KMT",1,148601,"PLN",0.23,null,null,null,null,null,null,null,"n41",null,null,"27.32.13","8544 49 99"]
[12890,null,"GÓRNICZE","GP0008",5902956151063,"YnOGY  0,6/1kV","3x50+25",null,"BITNER","KMT",1,175887,"PLN",0.23,null,null,null,null,null,null,null,"n41",null,null,"27.32.13","8544 49 99"]
[12891,null,"GÓRNICZE","GP0009",5902956151070,"YnOGY  0,6/1kV","3x70+25",null,"BITNER","KMT",1,274235,"PLN",0.23,null,null,null,null,null,null,null,"n41",null,null,"27.32.13","8544 49 99"]
[12892,null,"GÓRNICZE","GP0010",5902956151087,"YnOGY  0,6/1kV","3x95+25",null,"BITNER","KMT",1,342405,"PLN",0.23,null,null,null,null,null,null,null,"n41",null,null,"27.32.13","8544 49 99"]
[12893,null,"GÓRNICZE","GP0011",5902956151094,"YnOGY  0,6/1kV","3x120+25",null,"BITNER","KMT",1,410999,"PLN",0.23,null,null,null,null,null,null,null,"n41",null,null,"27.32.13","8544 49 99"]
[12894,null,"GÓRNICZE","GP0012",5902956151100,"YnOGY  0,6/1kV","3x2,5+2,5+2,5",null,"BITNER","KMT",1,31487,"PLN",0.23,null,null,null,null,null,null,null,"n41",null,null,"27.32.13","8544 49 99"]
[12895,null,"GÓRNICZE","GP0013",5902956151117,"YnOGY  0,6/1kV","3x4,0+4,0+4,0",null,"BITNER","KMT",1,40177,"PLN",0.23,null,null,null,null,null,null,null,"n41",null,null,"27.32.13","8544 49 99"]
[12896,null,"GÓRNICZE","GP0014",5902956151124,"YnOGY  0,6/1kV","3x6,0+6,0+4,0",null,"BITNER","KMT",1,48607,"PLN",0.23,null,null,null,null,null,null,null,"n41",null,null,"27.32.13","8544 49 99"]
[12897,null,"GÓRNICZE","GP0200",5902956151223,"YnOGYekm 0,6/1kV","3x2,5+2,5+2,5",null,"BITNER","KMT",1,48890,"PLN",0.23,null,null,null,null,null,null,null,"n41",null,null,"27.32.13","8544 49 99"]
[12898,null,"GÓRNICZE","GP0201",5902956151230,"YnOGYekm 0,6/1kV","3x4,0+4,0+4,0",null,"BITNER","KMT",1,54052,"PLN",0.23,null,null,null,null,null,null,null,"n41",null,null,"27.32.13","8544 49 99"]
[12899,null,"GÓRNICZE","GP0203",5902956151254,"YnOGYekm 0,6/1kV","3x10+10+6,0",null,"BITNER","KMT",1,95725,"PLN",0.23,null,null,null,null,null,null,null,"n41",null,null,"27.32.13","8544 49 99"]
[12900,null,"GÓRNICZE","GP0204",5902956151285,"YnOGYekm 0,6/1kV","3x16+16+3x1,5",null,"BITNER","KMT",1,126081,"PLN",0.23,null,null,null,null,null,null,null,"n41",null,null,"27.32.13","8544 49 99"]
[12901,null,"GÓRNICZE","G32901",5902956182920,"YnStY-Gżo 300/500V","3x1,0",null,"BITNER","KMT",1,4627,"PLN",0.23,null,null,null,null,null,null,null,"n41",null,null,"27.32.13","8544 49 95"]
[12902,null,"GÓRNICZE","G32902",5902956182968,"YnStY-Gżo 300/500V","4x1,0",null,"BITNER","KMT",1,5653,"PLN",0.23,null,null,null,null,null,null,null,"n41",null,null,"27.32.13","8544 49 95"]
[12903,null,"GÓRNICZE","G32903",5902956183002,"YnStY-Gżo 300/500V","5x1,0",null,"BITNER","KMT",1,7543,"PLN",0.23,null,null,null,null,null,null,null,"n41",null,null,"27.32.13","8544 49 95"]
[12904,null,"GÓRNICZE","G32904",5902956183040,"YnStY-Gżo 300/500V","7x1,0",null,"BITNER","KMT",1,9479,"PLN",0.23,null,null,null,null,null,null,null,"n41",null,null,"27.32.13","8544 49 95"]
[12905,null,"GÓRNICZE","G32906",5902956183163,"YnStY-Gżo 300/500V","14x1,0",null,"BITNER","KMT",1,17628,"PLN",0.23,null,null,null,null,null,null,null,"n41",null,null,"27.32.13","8544 49 95"]
[12906,null,"GÓRNICZE","G32910",5902956183248,"YnStY-Gżo 300/500V","25x1,0",null,"BITNER","KMT",1,32716,"PLN",0.23,null,null,null,null,null,null,null,"n41",null,null,"27.32.13","8544 49 95"]
[12907,null,"GÓRNICZE","G32912",5902956182937,"YnStY-Gżo 300/500V","3x1,5",null,"BITNER","KMT",1,5732,"PLN",0.23,null,null,null,null,null,null,null,"n41",null,null,"27.32.13","8544 49 95"]
[12908,null,"GÓRNICZE","G32913",5902956182975,"YnStY-Gżo 300/500V","4x1,5",null,"BITNER","KMT",1,7810,"PLN",0.23,null,null,null,null,null,null,null,"n41",null,null,"27.32.13","8544 49 95"]
[12909,null,"GÓRNICZE","G32914",5902956183019,"YnStY-Gżo 300/500V","5x1,5",null,"BITNER","KMT",1,9520,"PLN",0.23,null,null,null,null,null,null,null,"n41",null,null,"27.32.13","8544 49 95"]
[12910,null,"GÓRNICZE","G32915",5902956183057,"YnStY-Gżo 300/500V","7x1,5",null,"BITNER","KMT",1,12386,"PLN",0.23,null,null,null,null,null,null,null,"n41",null,null,"27.32.13","8544 49 95"]
[12911,null,"GÓRNICZE","G32916",5902956183095,"YnStY-Gżo 300/500V","10x1,5",null,"BITNER","KMT",1,17388,"PLN",0.23,null,null,null,null,null,null,null,"n41",null,null,"27.32.13","8544 49 95"]
[12912,null,"GÓRNICZE","G32918",5902956183170,"YnStY-Gżo 300/500V","14x1,5",null,"BITNER","KMT",1,22662,"PLN",0.23,null,null,null,null,null,null,null,"n41",null,null,"27.32.13","8544 49 95"]
[12913,null,"GÓRNICZE","G32919",5902956183217,"YnStY-Gżo 300/500V","18x1,5",null,"BITNER","KMT",1,29363,"PLN",0.23,null,null,null,null,null,null,null,"n41",null,null,"27.32.13","8544 49 95"]
[12914,null,"GÓRNICZE","G32921",5902956183255,"YnStY-Gżo 300/500V","25x1,5",null,"BITNER","KMT",1,41587,"PLN",0.23,null,null,null,null,null,null,null,"n41",null,null,"27.32.13","8544 49 95"]
[12915,null,"GÓRNICZE","G32943",5902956183088,"YnStY-Gżo 300/500V","10x1,0",null,"BITNER","KMT",1,17388,"PLN",0.23,null,null,null,null,null,null,null,"n41",null,null,"27.32.13","8544 49 95"]
[12916,null,"GÓRNICZE","GT0302",5902956184641,"YnTKGMFLY","1x4x0,5",null,"BITNER","KMT",1,6913,"PLN",0.23,null,null,null,null,null,null,null,"n41",null,null,"27.32.13","8544 49 93"]
[12917,null,"GÓRNICZE","GT0303",5902956184658,"YnTKGMFLY","5x2x0,5",null,"BITNER","KMT",1,17068,"PLN",0.23,null,null,null,null,null,null,null,"n41",null,null,"27.32.13","8544 49 93"]
[12918,null,"GÓRNICZE","GT0001",5902956183989,"YnTKGX ","5x2x0,8",null,"BITNER","KMT",1,6855,"PLN",0.23,null,null,null,null,null,null,null,"n41",null,null,"27.32.13","8544 49 93"]
[12919,null,"GÓRNICZE","GT0002",5902956183996,"YnTKGX ","10x2x0,8",null,"BITNER","KMT",1,11297,"PLN",0.23,null,null,null,null,null,null,null,"n41",null,null,"27.32.13","8544 49 93"]
[12920,null,"GÓRNICZE","GT0003",5902956184009,"YnTKGX ","16x2x0,8",null,"BITNER","KMT",1,16364,"PLN",0.23,null,null,null,null,null,null,null,"n41",null,null,"27.32.13","8544 49 93"]
[12921,null,"GÓRNICZE","GT0004",5902956184016,"YnTKGX ","24x2x0,8",null,"BITNER","KMT",1,25758,"PLN",0.23,null,null,null,null,null,null,null,"n41",null,null,"27.32.13","8544 49 93"]
[12922,null,"GÓRNICZE","GT0005",5902956184023,"YnTKGX ","33x2x0,8",null,"BITNER","KMT",1,32465,"PLN",0.23,null,null,null,null,null,null,null,"n41",null,null,"27.32.13","8544 49 93"]
[12923,null,"GÓRNICZE","GT0006",5902956184030,"YnTKGX ","56x2x0,8",null,"BITNER","KMT",1,53215,"PLN",0.23,null,null,null,null,null,null,null,"n41",null,null,"27.32.13","8544 49 93"]
[12924,null,"GÓRNICZE","GT0200",5902956184184,"YTKGXFoyn","5x2x0,8",null,"BITNER","KMT",1,16932,"PLN",0.23,null,null,null,null,null,null,null,"n41",null,null,"27.32.13","8544 49 93"]
[12925,null,"GÓRNICZE","GT0201",5902956184191,"YTKGXFoyn","10x2x0,8",null,"BITNER","KMT",1,24177,"PLN",0.23,null,null,null,null,null,null,null,"n41",null,null,"27.32.13","8544 49 93"]
[12926,null,"GÓRNICZE","GT0202",5902956184207,"YTKGXFoyn","16x2x0,8",null,"BITNER","KMT",1,34939,"PLN",0.23,null,null,null,null,null,null,null,"n41",null,null,"27.32.13","8544 49 93"]
[12927,null,"GÓRNICZE","GT0203",5902956184214,"YTKGXFoyn","24x2x0,8",null,"BITNER","KMT",1,44064,"PLN",0.23,null,null,null,null,null,null,null,"n41",null,null,"27.32.13","8544 49 93"]
[12928,null,"GÓRNICZE","GT0204",5902956184221,"YTKGXFoyn","100x2x0,8",null,"BITNER","KMT",1,154446,"PLN",0.23,null,null,null,null,null,null,null,"n41",null,null,"27.32.13","8544 49 93"]
[12929,null,"GÓRNICZE","GT0205",5902956184238,"YTKGXFoyn","33x2x0,8",null,"BITNER","KMT",1,53718,"PLN",0.23,null,null,null,null,null,null,null,"n41",null,null,"27.32.13","8544 49 93"]
[12930,null,"GÓRNICZE","GT0206",5902956184245,"YTKGXFoyn","56x2x0,8",null,"BITNER","KMT",1,78613,"PLN",0.23,null,null,null,null,null,null,null,"n41",null,null,"27.32.13","8544 49 93"]
[12931,null,"GÓRNICZE","GT0207",5902956184252,"YTKGXFoyn","60x2x0,8",null,"BITNER","KMT",1,88455,"PLN",0.23,null,null,null,null,null,null,null,"n41",null,null,"27.32.13","8544 49 93"]
[12932,null,"GÓRNICZE","GT0208",5902956184269,"YTKGXFoyn","120x2x0,8",null,"BITNER","KMT",1,180652,"PLN",0.23,null,null,null,null,null,null,null,"n41",null,null,"27.32.13","8544 49 93"]
[12933,null,"GÓRNICZE","GT0209",5902956184276,"YTKGXFoyn","200x2x0,8",null,"BITNER","KMT",1,294805,"PLN",0.23,null,null,null,null,null,null,null,"n41",null,null,"27.32.13","8544 49 93"]
[12934,null,"GÓRNICZE","GT0150",5902956184085,"YTKGXFtZnyn","5x2x0,8",null,"BITNER","KMT",1,10674,"PLN",0.23,null,null,null,null,null,null,null,"n41",null,null,"27.32.13","8544 49 93"]
[12935,null,"GÓRNICZE","GT0151",5902956184092,"YTKGXFtZnyn","10x2x0,8",null,"BITNER","KMT",1,15830,"PLN",0.23,null,null,null,null,null,null,null,"n41",null,null,"27.32.13","8544 49 93"]
[12936,null,"GÓRNICZE","GT0152",5902956184108,"YTKGXFtZnyn","16x2x0,8",null,"BITNER","KMT",1,21917,"PLN",0.23,null,null,null,null,null,null,null,"n41",null,null,"27.32.13","8544 49 93"]
[12937,null,"GÓRNICZE","GT0153",5902956184115,"YTKGXFtZnyn","24x2x0,8",null,"BITNER","KMT",1,30764,"PLN",0.23,null,null,null,null,null,null,null,"n41",null,null,"27.32.13","8544 49 93"]
[12938,null,"GÓRNICZE","GT0154",5902956184122,"YTKGXFtZnyn","33x2x0,8",null,"BITNER","KMT",1,39262,"PLN",0.23,null,null,null,null,null,null,null,"n41",null,null,"27.32.13","8544 49 93"]
[12939,null,"GÓRNICZE","GT0155",5902956184139,"YTKGXFtZnyn","56x2x0,8",null,"BITNER","KMT",1,61265,"PLN",0.23,null,null,null,null,null,null,null,"n41",null,null,"27.32.13","8544 49 93"]
[12940,null,"GÓRNICZE","GT0157",5902956184153,"YTKGXFtZnyn","100x2x0,8",null,"BITNER","KMT",1,128906,"PLN",0.23,null,null,null,null,null,null,null,"n41",null,null,"27.32.13","8544 49 93"]
[12941,null,"GÓRNICZE","GT0158",5902956184160,"YTKGXFtZnyn","120x2x0,8",null,"BITNER","KMT",1,152343,"PLN",0.23,null,null,null,null,null,null,null,"n41",null,null,"27.32.13","8544 49 93"]
[12942,null,"AKCESORIA","DN1205EMC",5902956155290,"Dławnica + Nakrętka BiT DN-EMC M12x1,5  5 szt",null,null,"BITNER","OP",1,150,"PLN",0.23,null,null,null,null,null,null,null,"n76",null,null,"24.44.26.0","7412 20 00"]
[12943,null,"AKCESORIA","DN1605EMC",5902956155498,"Dławnica + Nakrętka BiT DN-EMC M16x1,5  5 szt",null,null,"BITNER","OP",1,179,"PLN",0.23,null,null,null,null,null,null,null,"n76",null,null,"24.44.26.0","7412 20 00"]
[12944,null,"AKCESORIA","DN2005EMC",5902956155504,"Dławnica + Nakrętka BiT DN-EMC M20x1,5  5 szt",null,null,"BITNER","OP",1,209,"PLN",0.23,null,null,null,null,null,null,null,"n76",null,null,"24.44.26.0","7412 20 00"]
[12945,null,"AKCESORIA","DN2504EMC",5902956155511,"Dławnica + Nakrętka BiT DN-EMC M25x1,5  4 szt",null,null,"BITNER","OP",1,207,"PLN",0.23,null,null,null,null,null,null,null,"n76",null,null,"24.44.26.0","7412 20 00"]
[12946,null,"AKCESORIA","DN3204EMC",5902956155818,"Dławnica + Nakrętka BiT DN-EMC M32x1,5  4 szt",null,null,"BITNER","OP",1,401,"PLN",0.23,null,null,null,null,null,null,null,"n76",null,null,"24.44.26.0","7412 20 00"]
[12947,null,"AKCESORIA","DN4001EMC",5902956155986,"Dławnica + Nakrętka BiT DN-EMC M40x1,5  1 szt",null,null,"BITNER","OP",1,183,"PLN",0.23,null,null,null,null,null,null,null,"n76",null,null,"24.44.26.0","7412 20 00"]
[12948,null,"AKCESORIA","DN5001EMC",5902956157195,"Dławnica + Nakrętka BiT DN-EMC M50x1,5  1 szt",null,null,"BITNER","OP",1,293,"PLN",0.23,null,null,null,null,null,null,null,"n76",null,null,"24.44.26.0","7412 20 00"]
[12949,null,"AKCESORIA","DN6301EMC",5902956157522,"Dławnica + Nakrętka BiT DN-EMC M63x1,5  1 szt",null,null,"BITNER","OP",1,506,"PLN",0.23,null,null,null,null,null,null,null,"n76",null,null,"24.44.26.0","7412 20 00"]
[12950,null,"AKCESORIA","Z0001",5902956339201,"BiT Connector MC4  10 szt",null,null,"BITNER","OP",1,162,"PLN",0.23,null,null,null,null,null,null,null,"n80",null,null,"27.33.13","8536 90 10"]

{"sheet":"Logistyka","index":3,"n_rows":5,"n_cols":4,"rows_kept":5,"cut":false,"hidden":false,"merged":[[0,0,0,3]]}
["Cennik wysyłek paczkowych i paletowych\nobowiązujący na terenie RP"]
["rodzaj opakowania"," przedział wagowy","stawka netto ","rodzaj spedycji"]
["paczka ","do 30kg",20,"PEKAES"]
["opakowanie ","od 31 do 100kg",80,"PEKAES"]
["paleta ","od 101 do 1000kg",130,"PEKAES"]

{"sheet":"Konfekcja","index":4,"n_rows":34,"n_cols":13,"rows_kept":34,"cut":false,"hidden":false,"merged":[[30,0,30,12],[31,0,31,12],[32,0,32,12],[33,0,33,12],[0,0,0,12],[28,0,28,12],[29,0,29,12]]}
["Specyfikacja opakowań magazynowych"]
["Lp.","Typ kabla i przewodu",100,200,"250*",300,305,500,1000,2000,3000,3500,5000]
["1.","BiTflame 1000 (C), (N)HX(C)H, N2X(C)H"," "," ",null," ",null,"x","x","x"]
["2.","HTKSH (ekw, PH)","x","x",null,"x",null,"x","x"]
["3.","HDGS","x","x",null,"x",null,"x","x"]
["4.","ESTRADOWE","x","x",null,"x",null,"x","x"]
["5.","YKY(FtZny)(ektmy), BITOne"," "," ",null," ",null,"x","x","x","x"]
["6.","YKSY(FtZny)"," "," ",null," ",null,"x","x","x","x"]
["7.","Kable XzTKMXpw (n) czwórkowe","x"," ",null," ",null,"x","x","x"]
["8.","Kable XzTKMXpw (n) parowe","x","x",null,"x",null,"x","x","x"]
["9.","Kable YnTKSY(ekw)","x","x",null,"x",null,"x","x"]
["10.","Kable typu YTKSY (ekw)                      ","x","x",null,"x",null,"x","x"]
["11.","Kable komputerowe ","x","x",null,null,"x","x","x"]
["12.","Kable koncentryczne","x","x","x","x",null,"x","x"]
["13.","GŁOŚNIKOWE","x"," ",null," ",null,"x","x"]
["14.","YTDY i BiTprotect: 2x0,5",null,"x"]
["15.","YTDY i BiTprotect 4x0,5, 6x0,5, 8x0,5","x","x",null,"x",null,"x"]
["16.","YTDY i BiTprotect pozostałe ","x"]
["17.","Transmisja danych; BUS,L2-BUS, Profibus, Profinet, RD, RE","x","x",null,"x",null,"x","x","x","x"]
["18.","Instrumentacyje BiT RE",null,null,null,null,null,"x","x"]
["19.","Kable sterownicze typu BIT LIYCY, BiT LIYY","x","x",null,"x",null,"x","x","x"]
["20.","przewody dźwigowe  H05VVH6-F"," "," ",null," ",null,"x"," "]
["21.","ŁAŃCUCHOWE","x","x",null," ",null,"x","x"]
["22.","FALOWNIKI","x","x",null,"x",null,"x","x","x","x",null,"x"]
["23.","BIT 500, BiT 750, BiT 1000","x","x",null,"x",null,"x","x","x"]
["24.","BQF"," "," ",null," ",null,"x","x","x"]
["25.","GÓRNICZE"," "," ",null," ",null,"x","x","x"]
["26.","Światłowody",null,null,null,null,null,"x","x","x","x","x","x"]
["*dotyczy BiTSAT 757 i BiTSAT 757 BLACK"]
["(waga krążka 25kg; 70kg to już szpula; pow. 70kg to bęben) - jeżeli promień gięcia na to pozwala"]
["Koszty usługi z tytułu docięcia kabla lub przewodu na żądaną długość (inną aniżeli standardowa konfekcja) będą naliczane zgodnie z wytycznymi: "]
["1. wszystkie kable (z wyłączeniem kabli sterowniczych, falownikowych, estradowych) - koszt cięcia kabla 200zł<100mb>60zł"]
["2. kable sterownicze, falownikowe - koszt cięcia kabla 200zł<50mb>60zł"]
["3. kable estradowe, koncentryczne, komputerowe - sprzedaż wyłącznie w standardowej konfekcji"]

{"sheet":"Opakowania","index":5,"n_rows":110,"n_cols":10,"rows_kept":110,"cut":false,"hidden":false,"merged":[[109,3,109,9],[0,0,0,9],[1,0,1,9],[103,3,103,9],[104,3,104,9],[105,3,105,9],[106,3,106,9],[107,3,107,9],[108,3,108,9],[73,0,77,0],[78,0,82,0],[83,0,87,0],[88,0,92,0],[93,0,97,0],[101,4,101,9],[41,0,46,0],[47,0,51,0],[52,0,57,0],[58,0,62,0],[63,0,67,0],[68,0,72,0],[35,0,40,0],[4,0,8,0],[9,0,15,0],[16,0,22,0],[23,0,27,0],[28,0,34,0]]}
["Opakowania"]
["ZK BITNER, wraz z wyrobami, sprzedaje opakowania wielokrotnego użytku (bębny, palety) w cenie określonej w cenniku ZK BITNER - w zakładce \"Opakowania\". W okresie do 365 dni od daty wystawienia faktury na opakowanie wielokrotnego użytku, klient ma prawo je odsprzedać a ZK BITNER ma obowiązek odkupić opakowanie w cenie jego pierwotnej sprzedaży. \nWarunkiem odkupienia opakowania przez ZK BITNER jest:\n- dobry stan techniczny opakowania, który oceniany jest przez kierownika magazynu ZK BITNER w chwili zwrotu opakowania do magazynów ZK BITNER; \n- dostarczenie do ZK BITNER dokumentu (WZ) z numerami opakowań wielokrotnego użytku powiązanymi z numerem faktury sprzedaży wyrobu.\nOdbiorca po uzyskaniu potwierdzenia odbioru opakowania wielokrotnego użytku przez magazyn ZK BITNER, niezwłocznie (zgodnie z ustawą o podatku od towarów i usług) wystawi fakturę sprzedaży uwzględniając uwagi kierownika magazynu ZK BITNER i inne ustalenia dokonane z Odbiorcą przez dział logistyki ZK BITNER.\nKoszty związane ze zwrotem opakowania do ZK BITNER ponosi klient. Po upływie 365 dni od daty zakupu opakowania ZK BITNER nie ma obowiązku odkupienia go od klienta.\nAdres magazynu: Zakłady Kablowe BITNER ul. Krakowska 2, 32-353 Trzyciąż."]
[]
["Typ","Kod Towaru","Kod Handlowy","Nazwa","Średnica\ntarcz głównych\n(mm) ","Średnica\nrdzenia\n(mm)","Szerokość\nrobocza\n(mm)","Szerokość\ncałkowita\n(mm)","Waga\nbębna\n(kg)","Cena\nfabryczna\nnetto"]
["6/CB","O6","OP0001",6,600,300,400,510,20,94]
[null,"O6E","OP0006E","6E",600,300,400,510,20,94]
[null,"O6EIPPC","OP0033","6F",600,300,400,510,20,106]
[null,null,null,"6IF",600,300,400,510,20,115]
[null,null,null,"6F odeskowany",600,300,400,510,29,169]
["7/CB","O7","OP0002",7,700,350,400,510,26,125]
[null,"O7E","OP0029","7E",700,350,400,510,26,125]
[null,null,null,"7A",700,350,560,650,30,127]
[null,null,null,"7AE",700,350,560,650,30,127]
[null,"O7F","OP0034","7F",700,350,400,510,26,146]
[null,null,null," 7IF",700,350,400,510,26,151]
[null,null,null,"7F odeskowany",700,350,400,510,37,202]
["8/CB","O8","OP0003",8,800,400,400,510,33,152]
[null,"O8E","OP0023","8E",800,400,400,510,33,152]
[null,"O8A","OP0027","8A",800,400,560,670,36,155]
[null,"O8AE","OP0027E","8AE",800,400,560,670,36,155]
[null,"O8F","OP0035","8F",800,400,400,510,33,185]
[null,null,null,"8IF",800,400,400,510,33,192]
[null,null,null,"8F odeskowany",800,400,400,510,44,282]
["9/CB","O9","OP0004",9,900,450,560,690,50,199]
[null,"O9E","OP0022","9E",900,450,560,690,50,199]
[null,"O9F","OP0004F","9F",900,450,560,690,50,246]
[null,null,null,"9IF",900,450,560,690,50,254]
[null,null,null,"9F odeskowany",900,450,560,690,75,350]
["10/CB","O10","OP0005",10,1000,500,560,700,70,314]
[null,"O10E","OP0024","10E",1000,500,560,700,70,314]
[null,"O10A","OP0017","10A",1000,500,650,790,73,318]
[null,null,null,"10AE",1000,500,650,790,73,318]
[null,null,null,"10F",1000,500,560,700,70,380]
[null,null,null,"10IF",1000,500,560,700,70,396]
[null,null,null,"10F odeskowany",1000,500,560,700,92,467]
["12/CB","O12","OP0006",12,1200,600,710,845,104,431]
[null,"O12E","OP0028","12E",1200,600,710,845,104,427]
[null,"O12B","OP0018","12B",1200,800,710,845,120,416]
[null,"O12EIPPC","OP0012F","12F",1200,600,710,845,104,538]
[null,null,null,"12IF",1200,600,710,845,104,561]
[null,null,null,"12F odeskowany",1200,600,710,845,140,620]
["14/CB","O14","OP0007",14,1400,700,710,865,153,617]
[null,null,null,"14E",1400,700,710,865,153,617]
[null,"O14B","OP0019","14B",1400,1000,710,865,180,582]
[null,"O14F","OP0019F","14F",1400,700,710,865,153,728]
[null,null,null," 14IF",1400,700,710,865,153,760]
[null,null,null,"14F odeskowany",1400,700,710,865,200,842]
["15/CB","O15","OP0008",15,1500,800,710,870,180,654]
[null,"O15E","OP0031","15E",1500,800,710,870,180,654]
[null,null,null,"15F",1500,800,710,870,180,787]
[null,null,null," 15IF",1500,800,710,870,180,820]
[null,null,null,"15F odeskowany",1500,800,710,870,220,922]
["16/CB","O16","OP0009",16,1600,800,900,1055,230,893]
[null,null,null,"16E",1600,800,900,1055,230,903]
[null,"O16B","OP0020","16B",1600,1200,900,1055,255,929]
[null,null,null,"16F",1600,800,900,1055,230,1072]
[null,null,null,"16IF",1600,800,900,1055,230,1112]
[null,null,null,"16F odeskowany",1600,800,900,1055,285,1249]
["18/CB","O18","OP0010",18,1800,1000,900,1070,315,1344]
[null,null,null,"18E",1800,1000,900,1070,315,1358]
[null,null,null,"18F",1800,1000,900,1070,315,1642]
[null,null,null,"18IF",1800,1000,900,1070,315,1695]
[null,null,null,"18F odeskowany",1800,1000,900,1070,390,1845]
["20/CB","O20","OP0011",20,2000,1200,900,1090,445,1854]
[null,null,null,"20E",2000,1200,900,1090,445,1854]
[null,null,null,"20F",2000,1200,900,1090,445,2144]
[null,null,null,"20IF",2000,1200,900,1090,445,2229]
[null,null,null,"20F odeskowany",2000,1200,900,1090,530,2422]
["21/CB","O21","OP0012",21,2100,1100,1300,1540,557,2596]
[null,null,null,"21E",2100,1100,1300,1540,557,2604]
[null,null,null,"21F",2100,1100,1300,1540,557,3116]
[null,null,null,"21IF",2100,1100,1300,1540,557,3245]
[null,null,null,"21F odeskowany",2100,1100,1300,1540,680,3511]
["22/CB","O22","OP0013",22,2200,1200,1100,1335,620,2593]
[null,null,null,"22E",2200,1200,1100,1335,620,2604]
[null,null,null,"22F",2200,1200,1100,1335,620,3108]
[null,"22EIPPC","OP0026F","22IF",2200,1200,1100,1335,620,3245]
[null,null,null,"22F odeskowany",2200,1200,1100,1335,720,3511]
["24/CB","O24","OP0014",24,2400,1400,1210,1440,760,2840]
[null,null,null,"24E",2400,1400,1210,1440,760,2840]
[null,"24EIPPC","OP0025F","24F",2400,1400,1210,1440,760,3253]
[null,"22IF","OP0024F","24IF",2400,1400,1210,1440,760,3389]
[null,null,null,"24F odeskowany",2400,1400,1210,1440,900,3694]
["25/CB","O25","OP0015",25,2500,1600,1250,1505,950,3712]
[null,null,null,"25E",2500,1600,1250,1505,950,3712]
[null,null,null,"25F",2500,1600,1250,1505,950,4186]
[null,null,null,"25IF",2500,1600,1250,1505,950,4358]
[null,null,null,"25F odeskowany",2500,1600,1250,1505,1100,4675]
["26/CB","O26","OP0016",26,2600,1600,1300,1550,1015,4440]
[null,null,null,"26E",2600,1600,1300,1550,1015,4440]
[null,null,null,"26F",2600,1600,1300,1550,1015,5090]
[null,null,null,"26IF",2600,1600,1300,1550,1015,5521]
[null,null,null,"26F odeskowany",2600,1600,1300,1550,1140,5913]
["28/CB","O28","OP0021",28,2800,1800,1400,1675,1342,5743]
[null,null,null,"28E",2800,1800,1400,1675,1342,5743]
[null,null,null,"28F",2800,1800,1400,1675,1342,6242]
[null,null,null,"28IF",2800,1800,1400,1675,1342,6725]
[null,null,null,"28F odeskowany",2800,1800,1400,1675,1500,7160]
["Typ",null,null,"Nazwa","Długość\n(mm) ",null,"Szerokość\n(mm)",null,"Waga\npalety\n(kg)","Cena\nfabryczna\nnetto"]
[null,null,null,"Paleta EURO",1200,null,800,null,null,100]
[null,null,null,"Paleta",1200,null,800,null,null,48]
[null,null,null,"Inne opakowania","wg. indywidualnych ustaleń"]
[]
[null,null,null,"Legenda do oznaczeń opakowań"]
[null,null,null,"\"Bez litery\" - bęben standardowy"]
[null,null,null,"A - bęben szeroki"]
[null,null,null,"B - bęben niestandardowy, poszerzona średnica rdzenia "]
[null,null,null,"E - bęben eksportowy "]
[null,null,null,"F - bęben IPPC (fitosanitarny,fumigowany)"]
[null,null,null,"I -  bęben impregnowany"]

{"sheet":"Zamówienie","index":6,"n_rows":432,"n_cols":16,"rows_kept":432,"cut":false,"hidden":false,"merged":[[3,5,3,6],[5,3,5,6],[8,3,8,6],[3,1,3,2],[6,3,6,6],[7,3,7,6],[5,0,5,2],[6,0,6,2],[7,0,7,2],[8,0,8,2],[12,11,13,11],[12,1,13,1],[12,2,13,2],[12,7,13,7],[12,10,13,10],[12,9,13,9],[12,3,13,3],[12,5,13,5],[12,4,13,4],[12,6,13,6],[12,8,13,8]]}
[null,null,null,null,null,null,null,null,null,null,null,null,"WAŻNE"]
[null,null,null,null,null,null,null,null,null,null,"1.",null,"Wypełnij dane (niebieskie pola)"]
[null,null,null,null,null,null,null,null,null,null,"2.",null,"Wpisz nr katalogowe kabli "]
[null,null,null,null,null,null,null,null,null,null,"3.",null,"Uzupełnij puste pola (ilości, rabaty)"]
[null,null,null,null,null,null,null,null,null,null,"4.",null,"Wciśnij przycisk wyślij plik (od wersji excel 2010 działa poprawnie)"]
["Data: ",null,null,null,null,null,null,null,null,null,"5.",null,"Po pojawieniu się komunikatu \"Czy zamienić istniejacy plik\" wciśnij tak"]
["Firma: "]
["Imie Nazwisko "]
["Inwestycja/ magazyn:"]
[]
[]
[null,null,null,null,null,null,null,null,null,"Wartość oferty",{"$f":"SUM(K15:K432)","v":0}]
[null,"Lp.","Nr katalogowy","                                                       Opis                                                          ","Przekrój/ilość żył","Ilość  (km)","Cena jedn.       zł netto","Wartość                     zł netto","Rabat         ( % )","Cena po rab.           zł netto","Wartość po rab.              zł netto","Scieżka do karty katalogowej produktu"]
[]
[null,1,null,{"$f":"IFERROR(VLOOKUP(C15,'Cennik Płaski'!D:F,3,0),\"\")","v":""},{"$f":"IFERROR(VLOOKUP(C15,'Cennik Płaski'!D:G,4,0),\"\")","v":""},null,{"$f":"IFERROR(VLOOKUP(C15,'Cennik Płaski'!D:L,9,0),\"\")","v":""},{"$f":"IF(C15=\"\",\"\",F15*G15)","v":""},null,{"$f":"IF(B15=\"\",\"\",IF(I15>0,G15*(1-I15),G15))","v":""},{"$f":"IF(C15=\"\",\"\",IF(I15>0,H15*(1-I15),H15))","v":""},{"$f":"IF(C15=\"\",\"\",VLOOKUP(C15,'[3]CENNIK PŁASKI'!$C$2:$AH$27586,24,0))","v":""},null,null,null,{"$f":"IF(C15<>\"\",IF(ISNUMBER(F15),\"\",\"Proszę wpisać ilość\"),\"\")","v":""}]
[null,2,null,{"$f":"IFERROR(VLOOKUP(C16,'Cennik Płaski'!D:F,3,0),\"\")","v":""},{"$f":"IFERROR(VLOOKUP(C16,'Cennik Płaski'!D:G,4,0),\"\")","v":""},null,{"$f":"IFERROR(VLOOKUP(C16,'Cennik Płaski'!D:L,9,0),\"\")","v":""},{"$f":"IF(C16=\"\",\"\",F16*G16)","v":""},null,{"$f":"IF(B16=\"\",\"\",IF(I16>0,G16*(1-I16),G16))","v":""},{"$f":"IF(C16=\"\",\"\",IF(I16>0,H16*(1-I16),H16))","v":""},{"$f":"IF(C16=\"\",\"\",VLOOKUP(C16,'[3]CENNIK PŁASKI'!$C$2:$AH$27586,24,0))","v":""},null,null,null,{"$f":"IF(C16<>\"\",IF(ISNUMBER(F16),\"\",\"Proszę wpisać ilość\"),\"\")","v":""}]
[null,3,null,{"$f":"IFERROR(VLOOKUP(C17,'Cennik Płaski'!D:F,3,0),\"\")","v":""},{"$f":"IFERROR(VLOOKUP(C17,'Cennik Płaski'!D:G,4,0),\"\")","v":""},null,{"$f":"IFERROR(VLOOKUP(C17,'Cennik Płaski'!D:L,9,0),\"\")","v":""},"",null,"","",{"$f":"IF(C17=\"\",\"\",VLOOKUP(C17,'[3]CENNIK PŁASKI'!$C$2:$AH$27586,24,0))","v":""},null,null,null,""]
[null,4,null,{"$f":"IFERROR(VLOOKUP(C18,'Cennik Płaski'!D:F,3,0),\"\")","v":""},{"$f":"IFERROR(VLOOKUP(C18,'Cennik Płaski'!D:G,4,0),\"\")","v":""},null,{"$f":"IFERROR(VLOOKUP(C18,'Cennik Płaski'!D:L,9,0),\"\")","v":""},"",null,"","",{"$f":"IF(C18=\"\",\"\",VLOOKUP(C18,'[3]CENNIK PŁASKI'!$C$2:$AH$27586,24,0))","v":""},null,null,null,""]
[null,5,null,{"$f":"IFERROR(VLOOKUP(C19,'Cennik Płaski'!D:F,3,0),\"\")","v":""},{"$f":"IFERROR(VLOOKUP(C19,'Cennik Płaski'!D:G,4,0),\"\")","v":""},null,{"$f":"IFERROR(VLOOKUP(C19,'Cennik Płaski'!D:L,9,0),\"\")","v":""},"",null,"","",{"$f":"IF(C19=\"\",\"\",VLOOKUP(C19,'[3]CENNIK PŁASKI'!$C$2:$AH$27586,24,0))","v":""},null,null,null,""]
[null,6,null,{"$f":"IFERROR(VLOOKUP(C20,'Cennik Płaski'!D:F,3,0),\"\")","v":""},{"$f":"IFERROR(VLOOKUP(C20,'Cennik Płaski'!D:G,4,0),\"\")","v":""},null,{"$f":"IFERROR(VLOOKUP(C20,'Cennik Płaski'!D:L,9,0),\"\")","v":""},"",null,"","",{"$f":"IF(C20=\"\",\"\",VLOOKUP(C20,'[3]CENNIK PŁASKI'!$C$2:$AH$27586,24,0))","v":""},null,null,null,""]
[null,7,null,{"$f":"IFERROR(VLOOKUP(C21,'Cennik Płaski'!D:F,3,0),\"\")","v":""},{"$f":"IFERROR(VLOOKUP(C21,'Cennik Płaski'!D:G,4,0),\"\")","v":""},null,{"$f":"IFERROR(VLOOKUP(C21,'Cennik Płaski'!D:L,9,0),\"\")","v":""},"",null,"","",{"$f":"IF(C21=\"\",\"\",VLOOKUP(C21,'[3]CENNIK PŁASKI'!$C$2:$AH$27586,24,0))","v":""},null,null,null,""]
[null,8,null,{"$f":"IFERROR(VLOOKUP(C22,'Cennik Płaski'!D:F,3,0),\"\")","v":""},{"$f":"IFERROR(VLOOKUP(C22,'Cennik Płaski'!D:G,4,0),\"\")","v":""},null,{"$f":"IFERROR(VLOOKUP(C22,'Cennik Płaski'!D:L,9,0),\"\")","v":""},"",null,"","",{"$f":"IF(C22=\"\",\"\",VLOOKUP(C22,'[3]CENNIK PŁASKI'!$C$2:$AH$27586,24,0))","v":""},null,null,null,""]
[null,9,null,{"$f":"IFERROR(VLOOKUP(C23,'Cennik Płaski'!D:F,3,0),\"\")","v":""},{"$f":"IFERROR(VLOOKUP(C23,'Cennik Płaski'!D:G,4,0),\"\")","v":""},null,{"$f":"IFERROR(VLOOKUP(C23,'Cennik Płaski'!D:L,9,0),\"\")","v":""},"",null,"","",{"$f":"IF(C23=\"\",\"\",VLOOKUP(C23,'[3]CENNIK PŁASKI'!$C$2:$AH$27586,24,0))","v":""},null,null,null,""]
[null,10,null,{"$f":"IFERROR(VLOOKUP(C24,'Cennik Płaski'!D:F,3,0),\"\")","v":""},{"$f":"IFERROR(VLOOKUP(C24,'Cennik Płaski'!D:G,4,0),\"\")","v":""},null,{"$f":"IFERROR(VLOOKUP(C24,'Cennik Płaski'!D:L,9,0),\"\")","v":""},"",null,"","",{"$f":"IF(C24=\"\",\"\",VLOOKUP(C24,'[3]CENNIK PŁASKI'!$C$2:$AH$27586,24,0))","v":""},null,null,null,""]
[null,11,null,{"$f":"IFERROR(VLOOKUP(C25,'Cennik Płaski'!D:F,3,0),\"\")","v":""},{"$f":"IFERROR(VLOOKUP(C25,'Cennik Płaski'!D:G,4,0),\"\")","v":""},null,{"$f":"IFERROR(VLOOKUP(C25,'Cennik Płaski'!D:L,9,0),\"\")","v":""},"",null,"","",{"$f":"IF(C25=\"\",\"\",VLOOKUP(C25,'[3]CENNIK PŁASKI'!$C$2:$AH$27586,24,0))","v":""},null,null,null,""]
[null,12,null,{"$f":"IFERROR(VLOOKUP(C26,'Cennik Płaski'!D:F,3,0),\"\")","v":""},{"$f":"IFERROR(VLOOKUP(C26,'Cennik Płaski'!D:G,4,0),\"\")","v":""},null,{"$f":"IFERROR(VLOOKUP(C26,'Cennik Płaski'!D:L,9,0),\"\")","v":""},"",null,"","",{"$f":"IF(C26=\"\",\"\",VLOOKUP(C26,'[3]CENNIK PŁASKI'!$C$2:$AH$27586,24,0))","v":""},null,null,null,""]
[null,13,null,{"$f":"IFERROR(VLOOKUP(C27,'Cennik Płaski'!D:F,3,0),\"\")","v":""},{"$f":"IFERROR(VLOOKUP(C27,'Cennik Płaski'!D:G,4,0),\"\")","v":""},null,{"$f":"IFERROR(VLOOKUP(C27,'Cennik Płaski'!D:L,9,0),\"\")","v":""},"",null,"","",{"$f":"IF(C27=\"\",\"\",VLOOKUP(C27,'[3]CENNIK PŁASKI'!$C$2:$AH$27586,24,0))","v":""},null,null,null,""]
[null,14,null,{"$f":"IFERROR(VLOOKUP(C28,'Cennik Płaski'!D:F,3,0),\"\")","v":""},{"$f":"IFERROR(VLOOKUP(C28,'Cennik Płaski'!D:G,4,0),\"\")","v":""},null,{"$f":"IFERROR(VLOOKUP(C28,'Cennik Płaski'!D:L,9,0),\"\")","v":""},"",null,"","",{"$f":"IF(C28=\"\",\"\",VLOOKUP(C28,'[3]CENNIK PŁASKI'!$C$2:$AH$27586,24,0))","v":""},null,null,null,""]
[null,15,null,{"$f":"IFERROR(VLOOKUP(C29,'Cennik Płaski'!D:F,3,0),\"\")","v":""},{"$f":"IFERROR(VLOOKUP(C29,'Cennik Płaski'!D:G,4,0),\"\")","v":""},null,{"$f":"IFERROR(VLOOKUP(C29,'Cennik Płaski'!D:L,9,0),\"\")","v":""},"",null,"","",{"$f":"IF(C29=\"\",\"\",VLOOKUP(C29,'[3]CENNIK PŁASKI'!$C$2:$AH$27586,24,0))","v":""},null,null,null,""]
[null,16,null,{"$f":"IFERROR(VLOOKUP(C30,'Cennik Płaski'!D:F,3,0),\"\")","v":""},{"$f":"IFERROR(VLOOKUP(C30,'Cennik Płaski'!D:G,4,0),\"\")","v":""},null,{"$f":"IFERROR(VLOOKUP(C30,'Cennik Płaski'!D:L,9,0),\"\")","v":""},"",null,"","",{"$f":"IF(C30=\"\",\"\",VLOOKUP(C30,'[3]CENNIK PŁASKI'!$C$2:$AH$27586,24,0))","v":""},null,null,null,""]
[null,17,null,{"$f":"IFERROR(VLOOKUP(C31,'Cennik Płaski'!D:F,3,0),\"\")","v":""},{"$f":"IFERROR(VLOOKUP(C31,'Cennik Płaski'!D:G,4,0),\"\")","v":""},null,{"$f":"IFERROR(VLOOKUP(C31,'Cennik Płaski'!D:L,9,0),\"\")","v":""},"",null,"","",{"$f":"IF(C31=\"\",\"\",VLOOKUP(C31,'[3]CENNIK PŁASKI'!$C$2:$AH$27586,24,0))","v":""},null,null,null,""]
[null,18,null,{"$f":"IFERROR(VLOOKUP(C32,'Cennik Płaski'!D:F,3,0),\"\")","v":""},{"$f":"IFERROR(VLOOKUP(C32,'Cennik Płaski'!D:G,4,0),\"\")","v":""},null,{"$f":"IFERROR(VLOOKUP(C32,'Cennik Płaski'!D:L,9,0),\"\")","v":""},"",null,"","",{"$f":"IF(C32=\"\",\"\",VLOOKUP(C32,'[3]CENNIK PŁASKI'!$C$2:$AH$27586,24,0))","v":""},null,null,null,""]
[null,19,null,{"$f":"IFERROR(VLOOKUP(C33,'Cennik Płaski'!D:F,3,0),\"\")","v":""},{"$f":"IFERROR(VLOOKUP(C33,'Cennik Płaski'!D:G,4,0),\"\")","v":""},null,{"$f":"IFERROR(VLOOKUP(C33,'Cennik Płaski'!D:L,9,0),\"\")","v":""},"",null,"","",{"$f":"IF(C33=\"\",\"\",VLOOKUP(C33,'[3]CENNIK PŁASKI'!$C$2:$AH$27586,24,0))","v":""},null,null,null,""]
[null,20,null,{"$f":"IFERROR(VLOOKUP(C34,'Cennik Płaski'!D:F,3,0),\"\")","v":""},{"$f":"IFERROR(VLOOKUP(C34,'Cennik Płaski'!D:G,4,0),\"\")","v":""},null,{"$f":"IFERROR(VLOOKUP(C34,'Cennik Płaski'!D:L,9,0),\"\")","v":""},"",null,"","",{"$f":"IF(C34=\"\",\"\",VLOOKUP(C34,'[3]CENNIK PŁASKI'!$C$2:$AH$27586,24,0))","v":""},null,null,null,""]
[null,21,null,{"$f":"IFERROR(VLOOKUP(C35,'Cennik Płaski'!D:F,3,0),\"\")","v":""},{"$f":"IFERROR(VLOOKUP(C35,'Cennik Płaski'!D:G,4,0),\"\")","v":""},null,{"$f":"IFERROR(VLOOKUP(C35,'Cennik Płaski'!D:L,9,0),\"\")","v":""},"",null,"","",{"$f":"IF(C35=\"\",\"\",VLOOKUP(C35,'[3]CENNIK PŁASKI'!$C$2:$AH$27586,24,0))","v":""},null,null,null,""]
[null,22,null,{"$f":"IFERROR(VLOOKUP(C36,'Cennik Płaski'!D:F,3,0),\"\")","v":""},{"$f":"IFERROR(VLOOKUP(C36,'Cennik Płaski'!D:G,4,0),\"\")","v":""},null,{"$f":"IFERROR(VLOOKUP(C36,'Cennik Płaski'!D:L,9,0),\"\")","v":""},"",null,"","",{"$f":"IF(C36=\"\",\"\",VLOOKUP(C36,'[3]CENNIK PŁASKI'!$C$2:$AH$27586,24,0))","v":""},null,null,null,""]
[null,23,null,{"$f":"IFERROR(VLOOKUP(C37,'Cennik Płaski'!D:F,3,0),\"\")","v":""},{"$f":"IFERROR(VLOOKUP(C37,'Cennik Płaski'!D:G,4,0),\"\")","v":""},null,{"$f":"IFERROR(VLOOKUP(C37,'Cennik Płaski'!D:L,9,0),\"\")","v":""},"",null,"","",{"$f":"IF(C37=\"\",\"\",VLOOKUP(C37,'[3]CENNIK PŁASKI'!$C$2:$AH$27586,24,0))","v":""},null,null,null,""]
[null,24,null,{"$f":"IFERROR(VLOOKUP(C38,'Cennik Płaski'!D:F,3,0),\"\")","v":""},{"$f":"IFERROR(VLOOKUP(C38,'Cennik Płaski'!D:G,4,0),\"\")","v":""},null,{"$f":"IFERROR(VLOOKUP(C38,'Cennik Płaski'!D:L,9,0),\"\")","v":""},"",null,"","",{"$f":"IF(C38=\"\",\"\",VLOOKUP(C38,'[3]CENNIK PŁASKI'!$C$2:$AH$27586,24,0))","v":""},null,null,null,""]
[null,25,null,{"$f":"IFERROR(VLOOKUP(C39,'Cennik Płaski'!D:F,3,0),\"\")","v":""},{"$f":"IFERROR(VLOOKUP(C39,'Cennik Płaski'!D:G,4,0),\"\")","v":""},null,{"$f":"IFERROR(VLOOKUP(C39,'Cennik Płaski'!D:L,9,0),\"\")","v":""},"",null,"","",{"$f":"IF(C39=\"\",\"\",VLOOKUP(C39,'[3]CENNIK PŁASKI'!$C$2:$AH$27586,24,0))","v":""},null,null,null,""]
[null,26,null,{"$f":"IFERROR(VLOOKUP(C40,'Cennik Płaski'!D:F,3,0),\"\")","v":""},{"$f":"IFERROR(VLOOKUP(C40,'Cennik Płaski'!D:G,4,0),\"\")","v":""},null,{"$f":"IFERROR(VLOOKUP(C40,'Cennik Płaski'!D:L,9,0),\"\")","v":""},"",null,"","",{"$f":"IF(C40=\"\",\"\",VLOOKUP(C40,'[3]CENNIK PŁASKI'!$C$2:$AH$27586,24,0))","v":""},null,null,null,""]
[null,27,null,{"$f":"IFERROR(VLOOKUP(C41,'Cennik Płaski'!D:F,3,0),\"\")","v":""},{"$f":"IFERROR(VLOOKUP(C41,'Cennik Płaski'!D:G,4,0),\"\")","v":""},null,{"$f":"IFERROR(VLOOKUP(C41,'Cennik Płaski'!D:L,9,0),\"\")","v":""},"",null,"","",{"$f":"IF(C41=\"\",\"\",VLOOKUP(C41,'[3]CENNIK PŁASKI'!$C$2:$AH$27586,24,0))","v":""},null,null,null,""]
[null,28,null,{"$f":"IFERROR(VLOOKUP(C42,'Cennik Płaski'!D:F,3,0),\"\")","v":""},{"$f":"IFERROR(VLOOKUP(C42,'Cennik Płaski'!D:G,4,0),\"\")","v":""},null,{"$f":"IFERROR(VLOOKUP(C42,'Cennik Płaski'!D:L,9,0),\"\")","v":""},"",null,"","",{"$f":"IF(C42=\"\",\"\",VLOOKUP(C42,'[3]CENNIK PŁASKI'!$C$2:$AH$27586,24,0))","v":""},null,null,null,""]
[null,29,null,{"$f":"IFERROR(VLOOKUP(C43,'Cennik Płaski'!D:F,3,0),\"\")","v":""},{"$f":"IFERROR(VLOOKUP(C43,'Cennik Płaski'!D:G,4,0),\"\")","v":""},null,{"$f":"IFERROR(VLOOKUP(C43,'Cennik Płaski'!D:L,9,0),\"\")","v":""},"",null,"","",{"$f":"IF(C43=\"\",\"\",VLOOKUP(C43,'[3]CENNIK PŁASKI'!$C$2:$AH$27586,24,0))","v":""},null,null,null,""]
[null,30,null,{"$f":"IFERROR(VLOOKUP(C44,'Cennik Płaski'!D:F,3,0),\"\")","v":""},{"$f":"IFERROR(VLOOKUP(C44,'Cennik Płaski'!D:G,4,0),\"\")","v":""},null,{"$f":"IFERROR(VLOOKUP(C44,'Cennik Płaski'!D:L,9,0),\"\")","v":""},"",null,"","",{"$f":"IF(C44=\"\",\"\",VLOOKUP(C44,'[3]CENNIK PŁASKI'!$C$2:$AH$27586,24,0))","v":""},null,null,null,""]
[null,31,null,{"$f":"IFERROR(VLOOKUP(C45,'Cennik Płaski'!D:F,3,0),\"\")","v":""},{"$f":"IFERROR(VLOOKUP(C45,'Cennik Płaski'!D:G,4,0),\"\")","v":""},null,{"$f":"IFERROR(VLOOKUP(C45,'Cennik Płaski'!D:L,9,0),\"\")","v":""},"",null,"","",{"$f":"IF(C45=\"\",\"\",VLOOKUP(C45,'[3]CENNIK PŁASKI'!$C$2:$AH$27586,24,0))","v":""},null,null,null,""]
[null,32,null,{"$f":"IFERROR(VLOOKUP(C46,'Cennik Płaski'!D:F,3,0),\"\")","v":""},{"$f":"IFERROR(VLOOKUP(C46,'Cennik Płaski'!D:G,4,0),\"\")","v":""},null,{"$f":"IFERROR(VLOOKUP(C46,'Cennik Płaski'!D:L,9,0),\"\")","v":""},"",null,"","",{"$f":"IF(C46=\"\",\"\",VLOOKUP(C46,'[3]CENNIK PŁASKI'!$C$2:$AH$27586,24,0))","v":""},null,null,null,""]
[null,33,null,{"$f":"IFERROR(VLOOKUP(C47,'Cennik Płaski'!D:F,3,0),\"\")","v":""},{"$f":"IFERROR(VLOOKUP(C47,'Cennik Płaski'!D:G,4,0),\"\")","v":""},null,{"$f":"IFERROR(VLOOKUP(C47,'Cennik Płaski'!D:L,9,0),\"\")","v":""},"",null,"","",{"$f":"IF(C47=\"\",\"\",VLOOKUP(C47,'[3]CENNIK PŁASKI'!$C$2:$AH$27586,24,0))","v":""},null,null,null,""]
[null,34,null,{"$f":"IFERROR(VLOOKUP(C48,'Cennik Płaski'!D:F,3,0),\"\")","v":""},{"$f":"IFERROR(VLOOKUP(C48,'Cennik Płaski'!D:G,4,0),\"\")","v":""},null,{"$f":"IFERROR(VLOOKUP(C48,'Cennik Płaski'!D:L,9,0),\"\")","v":""},"",null,"","",{"$f":"IF(C48=\"\",\"\",VLOOKUP(C48,'[3]CENNIK PŁASKI'!$C$2:$AH$27586,24,0))","v":""},null,null,null,""]
[null,35,null,{"$f":"IFERROR(VLOOKUP(C49,'Cennik Płaski'!D:F,3,0),\"\")","v":""},{"$f":"IFERROR(VLOOKUP(C49,'Cennik Płaski'!D:G,4,0),\"\")","v":""},null,{"$f":"IFERROR(VLOOKUP(C49,'Cennik Płaski'!D:L,9,0),\"\")","v":""},"",null,"","",{"$f":"IF(C49=\"\",\"\",VLOOKUP(C49,'[3]CENNIK PŁASKI'!$C$2:$AH$27586,24,0))","v":""},null,null,null,""]
[null,36,null,{"$f":"IFERROR(VLOOKUP(C50,'Cennik Płaski'!D:F,3,0),\"\")","v":""},{"$f":"IFERROR(VLOOKUP(C50,'Cennik Płaski'!D:G,4,0),\"\")","v":""},null,{"$f":"IFERROR(VLOOKUP(C50,'Cennik Płaski'!D:L,9,0),\"\")","v":""},"",null,"","",{"$f":"IF(C50=\"\",\"\",VLOOKUP(C50,'[3]CENNIK PŁASKI'!$C$2:$AH$27586,24,0))","v":""},null,null,null,""]
[null,37,null,{"$f":"IFERROR(VLOOKUP(C51,'Cennik Płaski'!D:F,3,0),\"\")","v":""},{"$f":"IFERROR(VLOOKUP(C51,'Cennik Płaski'!D:G,4,0),\"\")","v":""},null,{"$f":"IFERROR(VLOOKUP(C51,'Cennik Płaski'!D:L,9,0),\"\")","v":""},"",null,"","",{"$f":"IF(C51=\"\",\"\",VLOOKUP(C51,'[3]CENNIK PŁASKI'!$C$2:$AH$27586,24,0))","v":""},null,null,null,""]
[null,38,null,{"$f":"IFERROR(VLOOKUP(C52,'Cennik Płaski'!D:F,3,0),\"\")","v":""},{"$f":"IFERROR(VLOOKUP(C52,'Cennik Płaski'!D:G,4,0),\"\")","v":""},null,{"$f":"IFERROR(VLOOKUP(C52,'Cennik Płaski'!D:L,9,0),\"\")","v":""},"",null,"","",{"$f":"IF(C52=\"\",\"\",VLOOKUP(C52,'[3]CENNIK PŁASKI'!$C$2:$AH$27586,24,0))","v":""},null,null,null,""]
[null,39,null,{"$f":"IFERROR(VLOOKUP(C53,'Cennik Płaski'!D:F,3,0),\"\")","v":""},{"$f":"IFERROR(VLOOKUP(C53,'Cennik Płaski'!D:G,4,0),\"\")","v":""},null,{"$f":"IFERROR(VLOOKUP(C53,'Cennik Płaski'!D:L,9,0),\"\")","v":""},"",null,"","",{"$f":"IF(C53=\"\",\"\",VLOOKUP(C53,'[3]CENNIK PŁASKI'!$C$2:$AH$27586,24,0))","v":""},null,null,null,""]
[null,40,null,{"$f":"IFERROR(VLOOKUP(C54,'Cennik Płaski'!D:F,3,0),\"\")","v":""},{"$f":"IFERROR(VLOOKUP(C54,'Cennik Płaski'!D:G,4,0),\"\")","v":""},null,{"$f":"IFERROR(VLOOKUP(C54,'Cennik Płaski'!D:L,9,0),\"\")","v":""},"",null,"","",{"$f":"IF(C54=\"\",\"\",VLOOKUP(C54,'[3]CENNIK PŁASKI'!$C$2:$AH$27586,24,0))","v":""},null,null,null,""]
[null,41,null,{"$f":"IFERROR(VLOOKUP(C55,'Cennik Płaski'!D:F,3,0),\"\")","v":""},{"$f":"IFERROR(VLOOKUP(C55,'Cennik Płaski'!D:G,4,0),\"\")","v":""},null,{"$f":"IFERROR(VLOOKUP(C55,'Cennik Płaski'!D:L,9,0),\"\")","v":""},"",null,"","",{"$f":"IF(C55=\"\",\"\",VLOOKUP(C55,'[3]CENNIK PŁASKI'!$C$2:$AH$27586,24,0))","v":""},null,null,null,""]
[null,42,null,{"$f":"IFERROR(VLOOKUP(C56,'Cennik Płaski'!D:F,3,0),\"\")","v":""},{"$f":"IFERROR(VLOOKUP(C56,'Cennik Płaski'!D:G,4,0),\"\")","v":""},null,{"$f":"IFERROR(VLOOKUP(C56,'Cennik Płaski'!D:L,9,0),\"\")","v":""},"",null,"","",{"$f":"IF(C56=\"\",\"\",VLOOKUP(C56,'[3]CENNIK PŁASKI'!$C$2:$AH$27586,24,0))","v":""},null,null,null,""]
[null,43,null,{"$f":"IFERROR(VLOOKUP(C57,'Cennik Płaski'!D:F,3,0),\"\")","v":""},{"$f":"IFERROR(VLOOKUP(C57,'Cennik Płaski'!D:G,4,0),\"\")","v":""},null,{"$f":"IFERROR(VLOOKUP(C57,'Cennik Płaski'!D:L,9,0),\"\")","v":""},"",null,"","",{"$f":"IF(C57=\"\",\"\",VLOOKUP(C57,'[3]CENNIK PŁASKI'!$C$2:$AH$27586,24,0))","v":""},null,null,null,""]
[null,44,null,{"$f":"IFERROR(VLOOKUP(C58,'Cennik Płaski'!D:F,3,0),\"\")","v":""},{"$f":"IFERROR(VLOOKUP(C58,'Cennik Płaski'!D:G,4,0),\"\")","v":""},null,{"$f":"IFERROR(VLOOKUP(C58,'Cennik Płaski'!D:L,9,0),\"\")","v":""},"",null,"","",{"$f":"IF(C58=\"\",\"\",VLOOKUP(C58,'[3]CENNIK PŁASKI'!$C$2:$AH$27586,24,0))","v":""},null,null,null,""]
[null,45,null,{"$f":"IFERROR(VLOOKUP(C59,'Cennik Płaski'!D:F,3,0),\"\")","v":""},{"$f":"IFERROR(VLOOKUP(C59,'Cennik Płaski'!D:G,4,0),\"\")","v":""},null,{"$f":"IFERROR(VLOOKUP(C59,'Cennik Płaski'!D:L,9,0),\"\")","v":""},"",null,"","",{"$f":"IF(C59=\"\",\"\",VLOOKUP(C59,'[3]CENNIK PŁASKI'!$C$2:$AH$27586,24,0))","v":""},null,null,null,""]
[null,46,null,{"$f":"IFERROR(VLOOKUP(C60,'Cennik Płaski'!D:F,3,0),\"\")","v":""},{"$f":"IFERROR(VLOOKUP(C60,'Cennik Płaski'!D:G,4,0),\"\")","v":""},null,{"$f":"IFERROR(VLOOKUP(C60,'Cennik Płaski'!D:L,9,0),\"\")","v":""},"",null,"","",{"$f":"IF(C60=\"\",\"\",VLOOKUP(C60,'[3]CENNIK PŁASKI'!$C$2:$AH$27586,24,0))","v":""},null,null,null,""]
[null,47,null,{"$f":"IFERROR(VLOOKUP(C61,'Cennik Płaski'!D:F,3,0),\"\")","v":""},{"$f":"IFERROR(VLOOKUP(C61,'Cennik Płaski'!D:G,4,0),\"\")","v":""},null,{"$f":"IFERROR(VLOOKUP(C61,'Cennik Płaski'!D:L,9,0),\"\")","v":""},"",null,"","",{"$f":"IF(C61=\"\",\"\",VLOOKUP(C61,'[3]CENNIK PŁASKI'!$C$2:$AH$27586,24,0))","v":""},null,null,null,""]
[null,48,null,{"$f":"IFERROR(VLOOKUP(C62,'Cennik Płaski'!D:F,3,0),\"\")","v":""},{"$f":"IFERROR(VLOOKUP(C62,'Cennik Płaski'!D:G,4,0),\"\")","v":""},null,{"$f":"IFERROR(VLOOKUP(C62,'Cennik Płaski'!D:L,9,0),\"\")","v":""},"",null,"","",{"$f":"IF(C62=\"\",\"\",VLOOKUP(C62,'[3]CENNIK PŁASKI'!$C$2:$AH$27586,24,0))","v":""},null,null,null,""]
[null,49,null,{"$f":"IFERROR(VLOOKUP(C63,'Cennik Płaski'!D:F,3,0),\"\")","v":""},{"$f":"IFERROR(VLOOKUP(C63,'Cennik Płaski'!D:G,4,0),\"\")","v":""},null,{"$f":"IFERROR(VLOOKUP(C63,'Cennik Płaski'!D:L,9,0),\"\")","v":""},"",null,"","",{"$f":"IF(C63=\"\",\"\",VLOOKUP(C63,'[3]CENNIK PŁASKI'!$C$2:$AH$27586,24,0))","v":""},null,null,null,""]
[null,50,null,{"$f":"IFERROR(VLOOKUP(C64,'Cennik Płaski'!D:F,3,0),\"\")","v":""},{"$f":"IFERROR(VLOOKUP(C64,'Cennik Płaski'!D:G,4,0),\"\")","v":""},null,{"$f":"IFERROR(VLOOKUP(C64,'Cennik Płaski'!D:L,9,0),\"\")","v":""},"",null,"","",{"$f":"IF(C64=\"\",\"\",VLOOKUP(C64,'[3]CENNIK PŁASKI'!$C$2:$AH$27586,24,0))","v":""},null,null,null,""]
[null,51,null,{"$f":"IFERROR(VLOOKUP(C65,'Cennik Płaski'!D:F,3,0),\"\")","v":""},{"$f":"IFERROR(VLOOKUP(C65,'Cennik Płaski'!D:G,4,0),\"\")","v":""},null,{"$f":"IFERROR(VLOOKUP(C65,'Cennik Płaski'!D:L,9,0),\"\")","v":""},"",null,"","",{"$f":"IF(C65=\"\",\"\",VLOOKUP(C65,'[3]CENNIK PŁASKI'!$C$2:$AH$27586,24,0))","v":""},null,null,null,""]
[null,52,null,{"$f":"IFERROR(VLOOKUP(C66,'Cennik Płaski'!D:F,3,0),\"\")","v":""},{"$f":"IFERROR(VLOOKUP(C66,'Cennik Płaski'!D:G,4,0),\"\")","v":""},null,{"$f":"IFERROR(VLOOKUP(C66,'Cennik Płaski'!D:L,9,0),\"\")","v":""},"",null,"","",{"$f":"IF(C66=\"\",\"\",VLOOKUP(C66,'[3]CENNIK PŁASKI'!$C$2:$AH$27586,24,0))","v":""},null,null,null,""]
[null,53,null,{"$f":"IFERROR(VLOOKUP(C67,'Cennik Płaski'!D:F,3,0),\"\")","v":""},{"$f":"IFERROR(VLOOKUP(C67,'Cennik Płaski'!D:G,4,0),\"\")","v":""},null,{"$f":"IFERROR(VLOOKUP(C67,'Cennik Płaski'!D:L,9,0),\"\")","v":""},"",null,"","",{"$f":"IF(C67=\"\",\"\",VLOOKUP(C67,'[3]CENNIK PŁASKI'!$C$2:$AH$27586,24,0))","v":""},null,null,null,""]
[null,54,null,{"$f":"IFERROR(VLOOKUP(C68,'Cennik Płaski'!D:F,3,0),\"\")","v":""},{"$f":"IFERROR(VLOOKUP(C68,'Cennik Płaski'!D:G,4,0),\"\")","v":""},null,{"$f":"IFERROR(VLOOKUP(C68,'Cennik Płaski'!D:L,9,0),\"\")","v":""},"",null,"","",{"$f":"IF(C68=\"\",\"\",VLOOKUP(C68,'[3]CENNIK PŁASKI'!$C$2:$AH$27586,24,0))","v":""},null,null,null,""]
[null,55,null,{"$f":"IFERROR(VLOOKUP(C69,'Cennik Płaski'!D:F,3,0),\"\")","v":""},{"$f":"IFERROR(VLOOKUP(C69,'Cennik Płaski'!D:G,4,0),\"\")","v":""},null,{"$f":"IFERROR(VLOOKUP(C69,'Cennik Płaski'!D:L,9,0),\"\")","v":""},"",null,"","",{"$f":"IF(C69=\"\",\"\",VLOOKUP(C69,'[3]CENNIK PŁASKI'!$C$2:$AH$27586,24,0))","v":""},null,null,null,""]
[null,56,null,{"$f":"IFERROR(VLOOKUP(C70,'Cennik Płaski'!D:F,3,0),\"\")","v":""},{"$f":"IFERROR(VLOOKUP(C70,'Cennik Płaski'!D:G,4,0),\"\")","v":""},null,{"$f":"IFERROR(VLOOKUP(C70,'Cennik Płaski'!D:L,9,0),\"\")","v":""},"",null,"","",{"$f":"IF(C70=\"\",\"\",VLOOKUP(C70,'[3]CENNIK PŁASKI'!$C$2:$AH$27586,24,0))","v":""},null,null,null,""]
[null,57,null,{"$f":"IFERROR(VLOOKUP(C71,'Cennik Płaski'!D:F,3,0),\"\")","v":""},{"$f":"IFERROR(VLOOKUP(C71,'Cennik Płaski'!D:G,4,0),\"\")","v":""},null,{"$f":"IFERROR(VLOOKUP(C71,'Cennik Płaski'!D:L,9,0),\"\")","v":""},"",null,"","",{"$f":"IF(C71=\"\",\"\",VLOOKUP(C71,'[3]CENNIK PŁASKI'!$C$2:$AH$27586,24,0))","v":""},null,null,null,""]
[null,58,null,{"$f":"IFERROR(VLOOKUP(C72,'Cennik Płaski'!D:F,3,0),\"\")","v":""},{"$f":"IFERROR(VLOOKUP(C72,'Cennik Płaski'!D:G,4,0),\"\")","v":""},null,{"$f":"IFERROR(VLOOKUP(C72,'Cennik Płaski'!D:L,9,0),\"\")","v":""},"",null,"","",{"$f":"IF(C72=\"\",\"\",VLOOKUP(C72,'[3]CENNIK PŁASKI'!$C$2:$AH$27586,24,0))","v":""},null,null,null,""]
[null,59,null,{"$f":"IFERROR(VLOOKUP(C73,'Cennik Płaski'!D:F,3,0),\"\")","v":""},{"$f":"IFERROR(VLOOKUP(C73,'Cennik Płaski'!D:G,4,0),\"\")","v":""},null,{"$f":"IFERROR(VLOOKUP(C73,'Cennik Płaski'!D:L,9,0),\"\")","v":""},"",null,"","",{"$f":"IF(C73=\"\",\"\",VLOOKUP(C73,'[3]CENNIK PŁASKI'!$C$2:$AH$27586,24,0))","v":""},null,null,null,""]
[null,60,null,{"$f":"IFERROR(VLOOKUP(C74,'Cennik Płaski'!D:F,3,0),\"\")","v":""},{"$f":"IFERROR(VLOOKUP(C74,'Cennik Płaski'!D:G,4,0),\"\")","v":""},null,{"$f":"IFERROR(VLOOKUP(C74,'Cennik Płaski'!D:L,9,0),\"\")","v":""},"",null,"","",{"$f":"IF(C74=\"\",\"\",VLOOKUP(C74,'[3]CENNIK PŁASKI'!$C$2:$AH$27586,24,0))","v":""},null,null,null,""]
[null,61,null,{"$f":"IFERROR(VLOOKUP(C75,'Cennik Płaski'!D:F,3,0),\"\")","v":""},{"$f":"IFERROR(VLOOKUP(C75,'Cennik Płaski'!D:G,4,0),\"\")","v":""},null,{"$f":"IFERROR(VLOOKUP(C75,'Cennik Płaski'!D:L,9,0),\"\")","v":""},"",null,"","",{"$f":"IF(C75=\"\",\"\",VLOOKUP(C75,'[3]CENNIK PŁASKI'!$C$2:$AH$27586,24,0))","v":""},null,null,null,""]
[null,62,null,{"$f":"IFERROR(VLOOKUP(C76,'Cennik Płaski'!D:F,3,0),\"\")","v":""},{"$f":"IFERROR(VLOOKUP(C76,'Cennik Płaski'!D:G,4,0),\"\")","v":""},null,{"$f":"IFERROR(VLOOKUP(C76,'Cennik Płaski'!D:L,9,0),\"\")","v":""},"",null,"","",{"$f":"IF(C76=\"\",\"\",VLOOKUP(C76,'[3]CENNIK PŁASKI'!$C$2:$AH$27586,24,0))","v":""},null,null,null,""]
[null,63,null,{"$f":"IFERROR(VLOOKUP(C77,'Cennik Płaski'!D:F,3,0),\"\")","v":""},{"$f":"IFERROR(VLOOKUP(C77,'Cennik Płaski'!D:G,4,0),\"\")","v":""},null,{"$f":"IFERROR(VLOOKUP(C77,'Cennik Płaski'!D:L,9,0),\"\")","v":""},"",null,"","",{"$f":"IF(C77=\"\",\"\",VLOOKUP(C77,'[3]CENNIK PŁASKI'!$C$2:$AH$27586,24,0))","v":""},null,null,null,""]
[null,64,null,{"$f":"IFERROR(VLOOKUP(C78,'Cennik Płaski'!D:F,3,0),\"\")","v":""},{"$f":"IFERROR(VLOOKUP(C78,'Cennik Płaski'!D:G,4,0),\"\")","v":""},null,{"$f":"IFERROR(VLOOKUP(C78,'Cennik Płaski'!D:L,9,0),\"\")","v":""},"",null,"","",{"$f":"IF(C78=\"\",\"\",VLOOKUP(C78,'[3]CENNIK PŁASKI'!$C$2:$AH$27586,24,0))","v":""},null,null,null,{"$f":"IF(C78<>\"\",IF(ISNUMBER(F78),\"\",\"Proszę wpisać ilość\"),\"\")","v":""}]
[null,65,null,{"$f":"IFERROR(VLOOKUP(C79,'Cennik Płaski'!D:F,3,0),\"\")","v":""},{"$f":"IFERROR(VLOOKUP(C79,'Cennik Płaski'!D:G,4,0),\"\")","v":""},null,{"$f":"IFERROR(VLOOKUP(C79,'Cennik Płaski'!D:L,9,0),\"\")","v":""},"",null,"","",{"$f":"IF(C79=\"\",\"\",VLOOKUP(C79,'[3]CENNIK PŁASKI'!$C$2:$AH$27586,24,0))","v":""},null,null,null,""]
[null,66,null,{"$f":"IFERROR(VLOOKUP(C80,'Cennik Płaski'!D:F,3,0),\"\")","v":""},{"$f":"IFERROR(VLOOKUP(C80,'Cennik Płaski'!D:G,4,0),\"\")","v":""},null,{"$f":"IFERROR(VLOOKUP(C80,'Cennik Płaski'!D:L,9,0),\"\")","v":""},{"$f":"IF(C80=\"\",\"\",F80*G80)","v":""},null,{"$f":"IF(B80=\"\",\"\",IF(I80>0,G80*(1-I80),G80))","v":""},{"$f":"IF(C80=\"\",\"\",IF(I80>0,H80*(1-I80),H80))","v":""},{"$f":"IF(C80=\"\",\"\",VLOOKUP(C80,'[3]CENNIK PŁASKI'!$C$2:$AH$27586,24,0))","v":""},null,null,null,""]
[null,67,null,{"$f":"IFERROR(VLOOKUP(C81,'Cennik Płaski'!D:F,3,0),\"\")","v":""},{"$f":"IFERROR(VLOOKUP(C81,'Cennik Płaski'!D:G,4,0),\"\")","v":""},null,{"$f":"IFERROR(VLOOKUP(C81,'Cennik Płaski'!D:L,9,0),\"\")","v":""},"",null,"","",{"$f":"IF(C81=\"\",\"\",VLOOKUP(C81,'[3]CENNIK PŁASKI'!$C$2:$AH$27586,24,0))","v":""},null,null,null,""]
[null,68,null,{"$f":"IFERROR(VLOOKUP(C82,'Cennik Płaski'!D:F,3,0),\"\")","v":""},{"$f":"IFERROR(VLOOKUP(C82,'Cennik Płaski'!D:G,4,0),\"\")","v":""},null,{"$f":"IFERROR(VLOOKUP(C82,'Cennik Płaski'!D:L,9,0),\"\")","v":""},"",null,"","",{"$f":"IF(C82=\"\",\"\",VLOOKUP(C82,'[3]CENNIK PŁASKI'!$C$2:$AH$27586,24,0))","v":""},null,null,null,""]
[null,69,null,{"$f":"IFERROR(VLOOKUP(C83,'Cennik Płaski'!D:F,3,0),\"\")","v":""},{"$f":"IFERROR(VLOOKUP(C83,'Cennik Płaski'!D:G,4,0),\"\")","v":""},null,{"$f":"IFERROR(VLOOKUP(C83,'Cennik Płaski'!D:L,9,0),\"\")","v":""},"",null,"","",{"$f":"IF(C83=\"\",\"\",VLOOKUP(C83,'[3]CENNIK PŁASKI'!$C$2:$AH$27586,24,0))","v":""},null,null,null,""]
[null,70,null,{"$f":"IFERROR(VLOOKUP(C84,'Cennik Płaski'!D:F,3,0),\"\")","v":""},{"$f":"IFERROR(VLOOKUP(C84,'Cennik Płaski'!D:G,4,0),\"\")","v":""},null,{"$f":"IFERROR(VLOOKUP(C84,'Cennik Płaski'!D:L,9,0),\"\")","v":""},"",null,"","",{"$f":"IF(C84=\"\",\"\",VLOOKUP(C84,'[3]CENNIK PŁASKI'!$C$2:$AH$27586,24,0))","v":""},null,null,null,""]
[null,71,null,{"$f":"IFERROR(VLOOKUP(C85,'Cennik Płaski'!D:F,3,0),\"\")","v":""},{"$f":"IFERROR(VLOOKUP(C85,'Cennik Płaski'!D:G,4,0),\"\")","v":""},null,{"$f":"IFERROR(VLOOKUP(C85,'Cennik Płaski'!D:L,9,0),\"\")","v":""},"",null,"","",{"$f":"IF(C85=\"\",\"\",VLOOKUP(C85,'[3]CENNIK PŁASKI'!$C$2:$AH$27586,24,0))","v":""},null,null,null,""]
[null,72,null,{"$f":"IFERROR(VLOOKUP(C86,'Cennik Płaski'!D:F,3,0),\"\")","v":""},{"$f":"IFERROR(VLOOKUP(C86,'Cennik Płaski'!D:G,4,0),\"\")","v":""},null,{"$f":"IFERROR(VLOOKUP(C86,'Cennik Płaski'!D:L,9,0),\"\")","v":""},"",null,"","",{"$f":"IF(C86=\"\",\"\",VLOOKUP(C86,'[3]CENNIK PŁASKI'!$C$2:$AH$27586,24,0))","v":""},null,null,null,""]
[null,73,null,{"$f":"IFERROR(VLOOKUP(C87,'Cennik Płaski'!D:F,3,0),\"\")","v":""},{"$f":"IFERROR(VLOOKUP(C87,'Cennik Płaski'!D:G,4,0),\"\")","v":""},null,{"$f":"IFERROR(VLOOKUP(C87,'Cennik Płaski'!D:L,9,0),\"\")","v":""},"",null,"","",{"$f":"IF(C87=\"\",\"\",VLOOKUP(C87,'[3]CENNIK PŁASKI'!$C$2:$AH$27586,24,0))","v":""},null,null,null,""]
[null,74,null,{"$f":"IFERROR(VLOOKUP(C88,'Cennik Płaski'!D:F,3,0),\"\")","v":""},{"$f":"IFERROR(VLOOKUP(C88,'Cennik Płaski'!D:G,4,0),\"\")","v":""},null,{"$f":"IFERROR(VLOOKUP(C88,'Cennik Płaski'!D:L,9,0),\"\")","v":""},"",null,"","",{"$f":"IF(C88=\"\",\"\",VLOOKUP(C88,'[3]CENNIK PŁASKI'!$C$2:$AH$27586,24,0))","v":""},null,null,null,""]
[null,75,null,{"$f":"IFERROR(VLOOKUP(C89,'Cennik Płaski'!D:F,3,0),\"\")","v":""},{"$f":"IFERROR(VLOOKUP(C89,'Cennik Płaski'!D:G,4,0),\"\")","v":""},null,{"$f":"IFERROR(VLOOKUP(C89,'Cennik Płaski'!D:L,9,0),\"\")","v":""},"",null,"","",{"$f":"IF(C89=\"\",\"\",VLOOKUP(C89,'[3]CENNIK PŁASKI'!$C$2:$AH$27586,24,0))","v":""},null,null,null,""]
[null,76,null,{"$f":"IFERROR(VLOOKUP(C90,'Cennik Płaski'!D:F,3,0),\"\")","v":""},{"$f":"IFERROR(VLOOKUP(C90,'Cennik Płaski'!D:G,4,0),\"\")","v":""},null,{"$f":"IFERROR(VLOOKUP(C90,'Cennik Płaski'!D:L,9,0),\"\")","v":""},"",null,"","",{"$f":"IF(C90=\"\",\"\",VLOOKUP(C90,'[3]CENNIK PŁASKI'!$C$2:$AH$27586,24,0))","v":""},null,null,null,""]
[null,77,null,{"$f":"IFERROR(VLOOKUP(C91,'Cennik Płaski'!D:F,3,0),\"\")","v":""},{"$f":"IFERROR(VLOOKUP(C91,'Cennik Płaski'!D:G,4,0),\"\")","v":""},null,{"$f":"IFERROR(VLOOKUP(C91,'Cennik Płaski'!D:L,9,0),\"\")","v":""},"",null,"","",{"$f":"IF(C91=\"\",\"\",VLOOKUP(C91,'[3]CENNIK PŁASKI'!$C$2:$AH$27586,24,0))","v":""},null,null,null,""]
[null,78,null,{"$f":"IFERROR(VLOOKUP(C92,'Cennik Płaski'!D:F,3,0),\"\")","v":""},{"$f":"IFERROR(VLOOKUP(C92,'Cennik Płaski'!D:G,4,0),\"\")","v":""},null,{"$f":"IFERROR(VLOOKUP(C92,'Cennik Płaski'!D:L,9,0),\"\")","v":""},"",null,"","",{"$f":"IF(C92=\"\",\"\",VLOOKUP(C92,'[3]CENNIK PŁASKI'!$C$2:$AH$27586,24,0))","v":""},null,null,null,""]
[null,79,null,{"$f":"IFERROR(VLOOKUP(C93,'Cennik Płaski'!D:F,3,0),\"\")","v":""},{"$f":"IFERROR(VLOOKUP(C93,'Cennik Płaski'!D:G,4,0),\"\")","v":""},null,{"$f":"IFERROR(VLOOKUP(C93,'Cennik Płaski'!D:L,9,0),\"\")","v":""},"",null,"","",{"$f":"IF(C93=\"\",\"\",VLOOKUP(C93,'[3]CENNIK PŁASKI'!$C$2:$AH$27586,24,0))","v":""},null,null,null,""]
[null,80,null,{"$f":"IFERROR(VLOOKUP(C94,'Cennik Płaski'!D:F,3,0),\"\")","v":""},{"$f":"IFERROR(VLOOKUP(C94,'Cennik Płaski'!D:G,4,0),\"\")","v":""},null,{"$f":"IFERROR(VLOOKUP(C94,'Cennik Płaski'!D:L,9,0),\"\")","v":""},"",null,"","",{"$f":"IF(C94=\"\",\"\",VLOOKUP(C94,'[3]CENNIK PŁASKI'!$C$2:$AH$27586,24,0))","v":""},null,null,null,""]
[null,81,null,{"$f":"IFERROR(VLOOKUP(C95,'Cennik Płaski'!D:F,3,0),\"\")","v":""},{"$f":"IFERROR(VLOOKUP(C95,'Cennik Płaski'!D:G,4,0),\"\")","v":""},null,{"$f":"IFERROR(VLOOKUP(C95,'Cennik Płaski'!D:L,9,0),\"\")","v":""},"",null,"","",{"$f":"IF(C95=\"\",\"\",VLOOKUP(C95,'[3]CENNIK PŁASKI'!$C$2:$AH$27586,24,0))","v":""},null,null,null,""]
[null,82,null,{"$f":"IFERROR(VLOOKUP(C96,'Cennik Płaski'!D:F,3,0),\"\")","v":""},{"$f":"IFERROR(VLOOKUP(C96,'Cennik Płaski'!D:G,4,0),\"\")","v":""},null,{"$f":"IFERROR(VLOOKUP(C96,'Cennik Płaski'!D:L,9,0),\"\")","v":""},"",null,"","",{"$f":"IF(C96=\"\",\"\",VLOOKUP(C96,'[3]CENNIK PŁASKI'!$C$2:$AH$27586,24,0))","v":""},null,null,null,""]
[null,83,null,{"$f":"IFERROR(VLOOKUP(C97,'Cennik Płaski'!D:F,3,0),\"\")","v":""},{"$f":"IFERROR(VLOOKUP(C97,'Cennik Płaski'!D:G,4,0),\"\")","v":""},null,{"$f":"IFERROR(VLOOKUP(C97,'Cennik Płaski'!D:L,9,0),\"\")","v":""},"",null,"","",{"$f":"IF(C97=\"\",\"\",VLOOKUP(C97,'[3]CENNIK PŁASKI'!$C$2:$AH$27586,24,0))","v":""},null,null,null,""]
[null,84,null,{"$f":"IFERROR(VLOOKUP(C98,'Cennik Płaski'!D:F,3,0),\"\")","v":""},{"$f":"IFERROR(VLOOKUP(C98,'Cennik Płaski'!D:G,4,0),\"\")","v":""},null,{"$f":"IFERROR(VLOOKUP(C98,'Cennik Płaski'!D:L,9,0),\"\")","v":""},"",null,"","",{"$f":"IF(C98=\"\",\"\",VLOOKUP(C98,'[3]CENNIK PŁASKI'!$C$2:$AH$27586,24,0))","v":""},null,null,null,""]
[null,85,null,{"$f":"IFERROR(VLOOKUP(C99,'Cennik Płaski'!D:F,3,0),\"\")","v":""},{"$f":"IFERROR(VLOOKUP(C99,'Cennik Płaski'!D:G,4,0),\"\")","v":""},null,{"$f":"IFERROR(VLOOKUP(C99,'Cennik Płaski'!D:L,9,0),\"\")","v":""},"",null,"","",{"$f":"IF(C99=\"\",\"\",VLOOKUP(C99,'[3]CENNIK PŁASKI'!$C$2:$AH$27586,24,0))","v":""},null,null,null,""]
[null,86,null,{"$f":"IFERROR(VLOOKUP(C100,'Cennik Płaski'!D:F,3,0),\"\")","v":""},{"$f":"IFERROR(VLOOKUP(C100,'Cennik Płaski'!D:G,4,0),\"\")","v":""},null,{"$f":"IFERROR(VLOOKUP(C100,'Cennik Płaski'!D:L,9,0),\"\")","v":""},"",null,"","",{"$f":"IF(C100=\"\",\"\",VLOOKUP(C100,'[3]CENNIK PŁASKI'!$C$2:$AH$27586,24,0))","v":""},null,null,null,""]
[null,87,null,{"$f":"IFERROR(VLOOKUP(C101,'Cennik Płaski'!D:F,3,0),\"\")","v":""},{"$f":"IFERROR(VLOOKUP(C101,'Cennik Płaski'!D:G,4,0),\"\")","v":""},null,{"$f":"IFERROR(VLOOKUP(C101,'Cennik Płaski'!D:L,9,0),\"\")","v":""},"",null,"","",{"$f":"IF(C101=\"\",\"\",VLOOKUP(C101,'[3]CENNIK PŁASKI'!$C$2:$AH$27586,24,0))","v":""},null,null,null,""]
[null,88,null,{"$f":"IFERROR(VLOOKUP(C102,'Cennik Płaski'!D:F,3,0),\"\")","v":""},{"$f":"IFERROR(VLOOKUP(C102,'Cennik Płaski'!D:G,4,0),\"\")","v":""},null,{"$f":"IFERROR(VLOOKUP(C102,'Cennik Płaski'!D:L,9,0),\"\")","v":""},"",null,"","",{"$f":"IF(C102=\"\",\"\",VLOOKUP(C102,'[3]CENNIK PŁASKI'!$C$2:$AH$27586,24,0))","v":""},null,null,null,""]
[null,89,null,{"$f":"IFERROR(VLOOKUP(C103,'Cennik Płaski'!D:F,3,0),\"\")","v":""},{"$f":"IFERROR(VLOOKUP(C103,'Cennik Płaski'!D:G,4,0),\"\")","v":""},null,{"$f":"IFERROR(VLOOKUP(C103,'Cennik Płaski'!D:L,9,0),\"\")","v":""},"",null,"","",{"$f":"IF(C103=\"\",\"\",VLOOKUP(C103,'[3]CENNIK PŁASKI'!$C$2:$AH$27586,24,0))","v":""},null,null,null,""]
[null,90,null,{"$f":"IFERROR(VLOOKUP(C104,'Cennik Płaski'!D:F,3,0),\"\")","v":""},{"$f":"IFERROR(VLOOKUP(C104,'Cennik Płaski'!D:G,4,0),\"\")","v":""},null,{"$f":"IFERROR(VLOOKUP(C104,'Cennik Płaski'!D:L,9,0),\"\")","v":""},"",null,"","",{"$f":"IF(C104=\"\",\"\",VLOOKUP(C104,'[3]CENNIK PŁASKI'!$C$2:$AH$27586,24,0))","v":""},null,null,null,""]
[null,91,null,{"$f":"IFERROR(VLOOKUP(C105,'Cennik Płaski'!D:F,3,0),\"\")","v":""},{"$f":"IFERROR(VLOOKUP(C105,'Cennik Płaski'!D:G,4,0),\"\")","v":""},null,{"$f":"IFERROR(VLOOKUP(C105,'Cennik Płaski'!D:L,9,0),\"\")","v":""},"",null,"","",{"$f":"IF(C105=\"\",\"\",VLOOKUP(C105,'[3]CENNIK PŁASKI'!$C$2:$AH$27586,24,0))","v":""},null,null,null,""]
[null,92,null,{"$f":"IFERROR(VLOOKUP(C106,'Cennik Płaski'!D:F,3,0),\"\")","v":""},{"$f":"IFERROR(VLOOKUP(C106,'Cennik Płaski'!D:G,4,0),\"\")","v":""},null,{"$f":"IFERROR(VLOOKUP(C106,'Cennik Płaski'!D:L,9,0),\"\")","v":""},"",null,"","",{"$f":"IF(C106=\"\",\"\",VLOOKUP(C106,'[3]CENNIK PŁASKI'!$C$2:$AH$27586,24,0))","v":""},null,null,null,""]
[null,93,null,{"$f":"IFERROR(VLOOKUP(C107,'Cennik Płaski'!D:F,3,0),\"\")","v":""},{"$f":"IFERROR(VLOOKUP(C107,'Cennik Płaski'!D:G,4,0),\"\")","v":""},null,{"$f":"IFERROR(VLOOKUP(C107,'Cennik Płaski'!D:L,9,0),\"\")","v":""},"",null,"","",{"$f":"IF(C107=\"\",\"\",VLOOKUP(C107,'[3]CENNIK PŁASKI'!$C$2:$AH$27586,24,0))","v":""},null,null,null,""]
[null,94,null,{"$f":"IFERROR(VLOOKUP(C108,'Cennik Płaski'!D:F,3,0),\"\")","v":""},{"$f":"IFERROR(VLOOKUP(C108,'Cennik Płaski'!D:G,4,0),\"\")","v":""},null,{"$f":"IFERROR(VLOOKUP(C108,'Cennik Płaski'!D:L,9,0),\"\")","v":""},"",null,"","",{"$f":"IF(C108=\"\",\"\",VLOOKUP(C108,'[3]CENNIK PŁASKI'!$C$2:$AH$27586,24,0))","v":""},null,null,null,""]
[null,95,null,{"$f":"IFERROR(VLOOKUP(C109,'Cennik Płaski'!D:F,3,0),\"\")","v":""},{"$f":"IFERROR(VLOOKUP(C109,'Cennik Płaski'!D:G,4,0),\"\")","v":""},null,{"$f":"IFERROR(VLOOKUP(C109,'Cennik Płaski'!D:L,9,0),\"\")","v":""},"",null,"","",{"$f":"IF(C109=\"\",\"\",VLOOKUP(C109,'[3]CENNIK PŁASKI'!$C$2:$AH$27586,24,0))","v":""},null,null,null,""]
[null,96,null,{"$f":"IFERROR(VLOOKUP(C110,'Cennik Płaski'!D:F,3,0),\"\")","v":""},{"$f":"IFERROR(VLOOKUP(C110,'Cennik Płaski'!D:G,4,0),\"\")","v":""},null,{"$f":"IFERROR(VLOOKUP(C110,'Cennik Płaski'!D:L,9,0),\"\")","v":""},"",null,"","",{"$f":"IF(C110=\"\",\"\",VLOOKUP(C110,'[3]CENNIK PŁASKI'!$C$2:$AH$27586,24,0))","v":""},null,null,null,""]
[null,97,null,{"$f":"IFERROR(VLOOKUP(C111,'Cennik Płaski'!D:F,3,0),\"\")","v":""},{"$f":"IFERROR(VLOOKUP(C111,'Cennik Płaski'!D:G,4,0),\"\")","v":""},null,{"$f":"IFERROR(VLOOKUP(C111,'Cennik Płaski'!D:L,9,0),\"\")","v":""},"",null,"","",{"$f":"IF(C111=\"\",\"\",VLOOKUP(C111,'[3]CENNIK PŁASKI'!$C$2:$AH$27586,24,0))","v":""},null,null,null,""]
[null,98,null,{"$f":"IFERROR(VLOOKUP(C112,'Cennik Płaski'!D:F,3,0),\"\")","v":""},{"$f":"IFERROR(VLOOKUP(C112,'Cennik Płaski'!D:G,4,0),\"\")","v":""},null,{"$f":"IFERROR(VLOOKUP(C112,'Cennik Płaski'!D:L,9,0),\"\")","v":""},"",null,"","",{"$f":"IF(C112=\"\",\"\",VLOOKUP(C112,'[3]CENNIK PŁASKI'!$C$2:$AH$27586,24,0))","v":""},null,null,null,""]
[null,99,null,{"$f":"IFERROR(VLOOKUP(C113,'Cennik Płaski'!D:F,3,0),\"\")","v":""},{"$f":"IFERROR(VLOOKUP(C113,'Cennik Płaski'!D:G,4,0),\"\")","v":""},null,{"$f":"IFERROR(VLOOKUP(C113,'Cennik Płaski'!D:L,9,0),\"\")","v":""},"",null,"","",{"$f":"IF(C113=\"\",\"\",VLOOKUP(C113,'[3]CENNIK PŁASKI'!$C$2:$AH$27586,24,0))","v":""},null,null,null,""]
[null,100,null,{"$f":"IFERROR(VLOOKUP(C114,'Cennik Płaski'!D:F,3,0),\"\")","v":""},{"$f":"IFERROR(VLOOKUP(C114,'Cennik Płaski'!D:G,4,0),\"\")","v":""},null,{"$f":"IFERROR(VLOOKUP(C114,'Cennik Płaski'!D:L,9,0),\"\")","v":""},"",null,"","",{"$f":"IF(C114=\"\",\"\",VLOOKUP(C114,'[3]CENNIK PŁASKI'!$C$2:$AH$27586,24,0))","v":""},null,null,null,""]
[null,101,null,{"$f":"IFERROR(VLOOKUP(C115,'Cennik Płaski'!D:F,3,0),\"\")","v":""},{"$f":"IFERROR(VLOOKUP(C115,'Cennik Płaski'!D:G,4,0),\"\")","v":""},null,{"$f":"IFERROR(VLOOKUP(C115,'Cennik Płaski'!D:L,9,0),\"\")","v":""},"",null,"","",{"$f":"IF(C115=\"\",\"\",VLOOKUP(C115,'[3]CENNIK PŁASKI'!$C$2:$AH$27586,24,0))","v":""},null,null,null,""]
[null,102,null,{"$f":"IFERROR(VLOOKUP(C116,'Cennik Płaski'!D:F,3,0),\"\")","v":""},{"$f":"IFERROR(VLOOKUP(C116,'Cennik Płaski'!D:G,4,0),\"\")","v":""},null,{"$f":"IFERROR(VLOOKUP(C116,'Cennik Płaski'!D:L,9,0),\"\")","v":""},"",null,"","",{"$f":"IF(C116=\"\",\"\",VLOOKUP(C116,'[3]CENNIK PŁASKI'!$C$2:$AH$27586,24,0))","v":""},null,null,null,""]
[null,103,null,{"$f":"IFERROR(VLOOKUP(C117,'Cennik Płaski'!D:F,3,0),\"\")","v":""},{"$f":"IFERROR(VLOOKUP(C117,'Cennik Płaski'!D:G,4,0),\"\")","v":""},null,{"$f":"IFERROR(VLOOKUP(C117,'Cennik Płaski'!D:L,9,0),\"\")","v":""},"",null,"","",{"$f":"IF(C117=\"\",\"\",VLOOKUP(C117,'[3]CENNIK PŁASKI'!$C$2:$AH$27586,24,0))","v":""},null,null,null,""]
[null,104,null,{"$f":"IFERROR(VLOOKUP(C118,'Cennik Płaski'!D:F,3,0),\"\")","v":""},{"$f":"IFERROR(VLOOKUP(C118,'Cennik Płaski'!D:G,4,0),\"\")","v":""},null,{"$f":"IFERROR(VLOOKUP(C118,'Cennik Płaski'!D:L,9,0),\"\")","v":""},"",null,"","",{"$f":"IF(C118=\"\",\"\",VLOOKUP(C118,'[3]CENNIK PŁASKI'!$C$2:$AH$27586,24,0))","v":""},null,null,null,""]
[null,105,null,{"$f":"IFERROR(VLOOKUP(C119,'Cennik Płaski'!D:F,3,0),\"\")","v":""},{"$f":"IFERROR(VLOOKUP(C119,'Cennik Płaski'!D:G,4,0),\"\")","v":""},null,{"$f":"IFERROR(VLOOKUP(C119,'Cennik Płaski'!D:L,9,0),\"\")","v":""},"",null,"","",{"$f":"IF(C119=\"\",\"\",VLOOKUP(C119,'[3]CENNIK PŁASKI'!$C$2:$AH$27586,24,0))","v":""},null,null,null,""]
[null,106,null,{"$f":"IFERROR(VLOOKUP(C120,'Cennik Płaski'!D:F,3,0),\"\")","v":""},{"$f":"IFERROR(VLOOKUP(C120,'Cennik Płaski'!D:G,4,0),\"\")","v":""},null,{"$f":"IFERROR(VLOOKUP(C120,'Cennik Płaski'!D:L,9,0),\"\")","v":""},"",null,"","",{"$f":"IF(C120=\"\",\"\",VLOOKUP(C120,'[3]CENNIK PŁASKI'!$C$2:$AH$27586,24,0))","v":""},null,null,null,""]
[null,107,null,{"$f":"IFERROR(VLOOKUP(C121,'Cennik Płaski'!D:F,3,0),\"\")","v":""},{"$f":"IFERROR(VLOOKUP(C121,'Cennik Płaski'!D:G,4,0),\"\")","v":""},null,{"$f":"IFERROR(VLOOKUP(C121,'Cennik Płaski'!D:L,9,0),\"\")","v":""},"",null,"","",{"$f":"IF(C121=\"\",\"\",VLOOKUP(C121,'[3]CENNIK PŁASKI'!$C$2:$AH$27586,24,0))","v":""},null,null,null,""]
[null,108,null,{"$f":"IFERROR(VLOOKUP(C122,'Cennik Płaski'!D:F,3,0),\"\")","v":""},{"$f":"IFERROR(VLOOKUP(C122,'Cennik Płaski'!D:G,4,0),\"\")","v":""},null,{"$f":"IFERROR(VLOOKUP(C122,'Cennik Płaski'!D:L,9,0),\"\")","v":""},"",null,"","",{"$f":"IF(C122=\"\",\"\",VLOOKUP(C122,'[3]CENNIK PŁASKI'!$C$2:$AH$27586,24,0))","v":""},null,null,null,""]
[null,109,null,{"$f":"IFERROR(VLOOKUP(C123,'Cennik Płaski'!D:F,3,0),\"\")","v":""},{"$f":"IFERROR(VLOOKUP(C123,'Cennik Płaski'!D:G,4,0),\"\")","v":""},null,{"$f":"IFERROR(VLOOKUP(C123,'Cennik Płaski'!D:L,9,0),\"\")","v":""},"",null,"","",{"$f":"IF(C123=\"\",\"\",VLOOKUP(C123,'[3]CENNIK PŁASKI'!$C$2:$AH$27586,24,0))","v":""},null,null,null,""]
[null,110,null,{"$f":"IFERROR(VLOOKUP(C124,'Cennik Płaski'!D:F,3,0),\"\")","v":""},{"$f":"IFERROR(VLOOKUP(C124,'Cennik Płaski'!D:G,4,0),\"\")","v":""},null,{"$f":"IFERROR(VLOOKUP(C124,'Cennik Płaski'!D:L,9,0),\"\")","v":""},"",null,"","",{"$f":"IF(C124=\"\",\"\",VLOOKUP(C124,'[3]CENNIK PŁASKI'!$C$2:$AH$27586,24,0))","v":""},null,null,null,""]
[null,111,null,{"$f":"IFERROR(VLOOKUP(C125,'Cennik Płaski'!D:F,3,0),\"\")","v":""},{"$f":"IFERROR(VLOOKUP(C125,'Cennik Płaski'!D:G,4,0),\"\")","v":""},null,{"$f":"IFERROR(VLOOKUP(C125,'Cennik Płaski'!D:L,9,0),\"\")","v":""},"",null,"","",{"$f":"IF(C125=\"\",\"\",VLOOKUP(C125,'[3]CENNIK PŁASKI'!$C$2:$AH$27586,24,0))","v":""},null,null,null,""]
[null,112,null,{"$f":"IFERROR(VLOOKUP(C126,'Cennik Płaski'!D:F,3,0),\"\")","v":""},{"$f":"IFERROR(VLOOKUP(C126,'Cennik Płaski'!D:G,4,0),\"\")","v":""},null,{"$f":"IFERROR(VLOOKUP(C126,'Cennik Płaski'!D:L,9,0),\"\")","v":""},"",null,"","",{"$f":"IF(C126=\"\",\"\",VLOOKUP(C126,'[3]CENNIK PŁASKI'!$C$2:$AH$27586,24,0))","v":""},null,null,null,""]
[null,113,null,{"$f":"IFERROR(VLOOKUP(C127,'Cennik Płaski'!D:F,3,0),\"\")","v":""},{"$f":"IFERROR(VLOOKUP(C127,'Cennik Płaski'!D:G,4,0),\"\")","v":""},null,{"$f":"IFERROR(VLOOKUP(C127,'Cennik Płaski'!D:L,9,0),\"\")","v":""},"",null,"","",{"$f":"IF(C127=\"\",\"\",VLOOKUP(C127,'[3]CENNIK PŁASKI'!$C$2:$AH$27586,24,0))","v":""},null,null,null,""]
[null,114,null,{"$f":"IFERROR(VLOOKUP(C128,'Cennik Płaski'!D:F,3,0),\"\")","v":""},{"$f":"IFERROR(VLOOKUP(C128,'Cennik Płaski'!D:G,4,0),\"\")","v":""},null,{"$f":"IFERROR(VLOOKUP(C128,'Cennik Płaski'!D:L,9,0),\"\")","v":""},"",null,"","",{"$f":"IF(C128=\"\",\"\",VLOOKUP(C128,'[3]CENNIK PŁASKI'!$C$2:$AH$27586,24,0))","v":""},null,null,null,""]
[null,115,null,{"$f":"IFERROR(VLOOKUP(C129,'Cennik Płaski'!D:F,3,0),\"\")","v":""},{"$f":"IFERROR(VLOOKUP(C129,'Cennik Płaski'!D:G,4,0),\"\")","v":""},null,{"$f":"IFERROR(VLOOKUP(C129,'Cennik Płaski'!D:L,9,0),\"\")","v":""},"",null,"","",{"$f":"IF(C129=\"\",\"\",VLOOKUP(C129,'[3]CENNIK PŁASKI'!$C$2:$AH$27586,24,0))","v":""},null,null,null,""]
[null,116,null,{"$f":"IFERROR(VLOOKUP(C130,'Cennik Płaski'!D:F,3,0),\"\")","v":""},{"$f":"IFERROR(VLOOKUP(C130,'Cennik Płaski'!D:G,4,0),\"\")","v":""},null,{"$f":"IFERROR(VLOOKUP(C130,'Cennik Płaski'!D:L,9,0),\"\")","v":""},"",null,"","",{"$f":"IF(C130=\"\",\"\",VLOOKUP(C130,'[3]CENNIK PŁASKI'!$C$2:$AH$27586,24,0))","v":""},null,null,null,""]
[null,117,null,{"$f":"IFERROR(VLOOKUP(C131,'Cennik Płaski'!D:F,3,0),\"\")","v":""},{"$f":"IFERROR(VLOOKUP(C131,'Cennik Płaski'!D:G,4,0),\"\")","v":""},null,{"$f":"IFERROR(VLOOKUP(C131,'Cennik Płaski'!D:L,9,0),\"\")","v":""},"",null,"","",{"$f":"IF(C131=\"\",\"\",VLOOKUP(C131,'[3]CENNIK PŁASKI'!$C$2:$AH$27586,24,0))","v":""},null,null,null,""]
[null,118,null,{"$f":"IFERROR(VLOOKUP(C132,'Cennik Płaski'!D:F,3,0),\"\")","v":""},{"$f":"IFERROR(VLOOKUP(C132,'Cennik Płaski'!D:G,4,0),\"\")","v":""},null,{"$f":"IFERROR(VLOOKUP(C132,'Cennik Płaski'!D:L,9,0),\"\")","v":""},"",null,"","",{"$f":"IF(C132=\"\",\"\",VLOOKUP(C132,'[3]CENNIK PŁASKI'!$C$2:$AH$27586,24,0))","v":""},null,null,null,""]
[null,119,null,{"$f":"IFERROR(VLOOKUP(C133,'Cennik Płaski'!D:F,3,0),\"\")","v":""},{"$f":"IFERROR(VLOOKUP(C133,'Cennik Płaski'!D:G,4,0),\"\")","v":""},null,{"$f":"IFERROR(VLOOKUP(C133,'Cennik Płaski'!D:L,9,0),\"\")","v":""},"",null,"","",{"$f":"IF(C133=\"\",\"\",VLOOKUP(C133,'[3]CENNIK PŁASKI'!$C$2:$AH$27586,24,0))","v":""},null,null,null,""]
[null,120,null,{"$f":"IFERROR(VLOOKUP(C134,'Cennik Płaski'!D:F,3,0),\"\")","v":""},{"$f":"IFERROR(VLOOKUP(C134,'Cennik Płaski'!D:G,4,0),\"\")","v":""},null,{"$f":"IFERROR(VLOOKUP(C134,'Cennik Płaski'!D:L,9,0),\"\")","v":""},"",null,"","",{"$f":"IF(C134=\"\",\"\",VLOOKUP(C134,'[3]CENNIK PŁASKI'!$C$2:$AH$27586,24,0))","v":""},null,null,null,""]
[null,121,null,{"$f":"IFERROR(VLOOKUP(C135,'Cennik Płaski'!D:F,3,0),\"\")","v":""},{"$f":"IFERROR(VLOOKUP(C135,'Cennik Płaski'!D:G,4,0),\"\")","v":""},null,{"$f":"IFERROR(VLOOKUP(C135,'Cennik Płaski'!D:L,9,0),\"\")","v":""},"",null,"","",{"$f":"IF(C135=\"\",\"\",VLOOKUP(C135,'[3]CENNIK PŁASKI'!$C$2:$AH$27586,24,0))","v":""},null,null,null,""]
[null,122,null,{"$f":"IFERROR(VLOOKUP(C136,'Cennik Płaski'!D:F,3,0),\"\")","v":""},{"$f":"IFERROR(VLOOKUP(C136,'Cennik Płaski'!D:G,4,0),\"\")","v":""},null,{"$f":"IFERROR(VLOOKUP(C136,'Cennik Płaski'!D:L,9,0),\"\")","v":""},"",null,"","",{"$f":"IF(C136=\"\",\"\",VLOOKUP(C136,'[3]CENNIK PŁASKI'!$C$2:$AH$27586,24,0))","v":""},null,null,null,""]
[null,123,null,{"$f":"IFERROR(VLOOKUP(C137,'Cennik Płaski'!D:F,3,0),\"\")","v":""},{"$f":"IFERROR(VLOOKUP(C137,'Cennik Płaski'!D:G,4,0),\"\")","v":""},null,{"$f":"IFERROR(VLOOKUP(C137,'Cennik Płaski'!D:L,9,0),\"\")","v":""},"",null,"","",{"$f":"IF(C137=\"\",\"\",VLOOKUP(C137,'[3]CENNIK PŁASKI'!$C$2:$AH$27586,24,0))","v":""},null,null,null,""]
[null,124,null,{"$f":"IFERROR(VLOOKUP(C138,'Cennik Płaski'!D:F,3,0),\"\")","v":""},{"$f":"IFERROR(VLOOKUP(C138,'Cennik Płaski'!D:G,4,0),\"\")","v":""},null,{"$f":"IFERROR(VLOOKUP(C138,'Cennik Płaski'!D:L,9,0),\"\")","v":""},"",null,"","",{"$f":"IF(C138=\"\",\"\",VLOOKUP(C138,'[3]CENNIK PŁASKI'!$C$2:$AH$27586,24,0))","v":""},null,null,null,""]
[null,125,null,{"$f":"IFERROR(VLOOKUP(C139,'Cennik Płaski'!D:F,3,0),\"\")","v":""},{"$f":"IFERROR(VLOOKUP(C139,'Cennik Płaski'!D:G,4,0),\"\")","v":""},null,{"$f":"IFERROR(VLOOKUP(C139,'Cennik Płaski'!D:L,9,0),\"\")","v":""},"",null,"","",{"$f":"IF(C139=\"\",\"\",VLOOKUP(C139,'[3]CENNIK PŁASKI'!$C$2:$AH$27586,24,0))","v":""},null,null,null,""]
[null,126,null,{"$f":"IFERROR(VLOOKUP(C140,'Cennik Płaski'!D:F,3,0),\"\")","v":""},{"$f":"IFERROR(VLOOKUP(C140,'Cennik Płaski'!D:G,4,0),\"\")","v":""},null,{"$f":"IFERROR(VLOOKUP(C140,'Cennik Płaski'!D:L,9,0),\"\")","v":""},"",null,"","",{"$f":"IF(C140=\"\",\"\",VLOOKUP(C140,'[3]CENNIK PŁASKI'!$C$2:$AH$27586,24,0))","v":""},null,null,null,""]
[null,127,null,{"$f":"IFERROR(VLOOKUP(C141,'Cennik Płaski'!D:F,3,0),\"\")","v":""},{"$f":"IFERROR(VLOOKUP(C141,'Cennik Płaski'!D:G,4,0),\"\")","v":""},null,{"$f":"IFERROR(VLOOKUP(C141,'Cennik Płaski'!D:L,9,0),\"\")","v":""},"",null,"","",{"$f":"IF(C141=\"\",\"\",VLOOKUP(C141,'[3]CENNIK PŁASKI'!$C$2:$AH$27586,24,0))","v":""},null,null,null,""]
[null,128,null,{"$f":"IFERROR(VLOOKUP(C142,'Cennik Płaski'!D:F,3,0),\"\")","v":""},{"$f":"IFERROR(VLOOKUP(C142,'Cennik Płaski'!D:G,4,0),\"\")","v":""},null,{"$f":"IFERROR(VLOOKUP(C142,'Cennik Płaski'!D:L,9,0),\"\")","v":""},"",null,"","",{"$f":"IF(C142=\"\",\"\",VLOOKUP(C142,'[3]CENNIK PŁASKI'!$C$2:$AH$27586,24,0))","v":""},null,null,null,{"$f":"IF(C142<>\"\",IF(ISNUMBER(F142),\"\",\"Proszę wpisać ilość\"),\"\")","v":""}]
[null,129,null,{"$f":"IFERROR(VLOOKUP(C143,'Cennik Płaski'!D:F,3,0),\"\")","v":""},{"$f":"IFERROR(VLOOKUP(C143,'Cennik Płaski'!D:G,4,0),\"\")","v":""},null,{"$f":"IFERROR(VLOOKUP(C143,'Cennik Płaski'!D:L,9,0),\"\")","v":""},"",null,"","",{"$f":"IF(C143=\"\",\"\",VLOOKUP(C143,'[3]CENNIK PŁASKI'!$C$2:$AH$27586,24,0))","v":""},null,null,null,""]
[null,130,null,{"$f":"IFERROR(VLOOKUP(C144,'Cennik Płaski'!D:F,3,0),\"\")","v":""},{"$f":"IFERROR(VLOOKUP(C144,'Cennik Płaski'!D:G,4,0),\"\")","v":""},null,{"$f":"IFERROR(VLOOKUP(C144,'Cennik Płaski'!D:L,9,0),\"\")","v":""},{"$f":"IF(C144=\"\",\"\",F144*G144)","v":""},null,{"$f":"IF(B144=\"\",\"\",IF(I144>0,G144*(1-I144),G144))","v":""},{"$f":"IF(C144=\"\",\"\",IF(I144>0,H144*(1-I144),H144))","v":""},{"$f":"IF(C144=\"\",\"\",VLOOKUP(C144,'[3]CENNIK PŁASKI'!$C$2:$AH$27586,24,0))","v":""},null,null,null,""]
[null,131,null,{"$f":"IFERROR(VLOOKUP(C145,'Cennik Płaski'!D:F,3,0),\"\")","v":""},{"$f":"IFERROR(VLOOKUP(C145,'Cennik Płaski'!D:G,4,0),\"\")","v":""},null,{"$f":"IFERROR(VLOOKUP(C145,'Cennik Płaski'!D:L,9,0),\"\")","v":""},"",null,"","",{"$f":"IF(C145=\"\",\"\",VLOOKUP(C145,'[3]CENNIK PŁASKI'!$C$2:$AH$27586,24,0))","v":""},null,null,null,""]
[null,132,null,{"$f":"IFERROR(VLOOKUP(C146,'Cennik Płaski'!D:F,3,0),\"\")","v":""},{"$f":"IFERROR(VLOOKUP(C146,'Cennik Płaski'!D:G,4,0),\"\")","v":""},null,{"$f":"IFERROR(VLOOKUP(C146,'Cennik Płaski'!D:L,9,0),\"\")","v":""},"",null,"","",{"$f":"IF(C146=\"\",\"\",VLOOKUP(C146,'[3]CENNIK PŁASKI'!$C$2:$AH$27586,24,0))","v":""},null,null,null,""]
[null,133,null,{"$f":"IFERROR(VLOOKUP(C147,'Cennik Płaski'!D:F,3,0),\"\")","v":""},{"$f":"IFERROR(VLOOKUP(C147,'Cennik Płaski'!D:G,4,0),\"\")","v":""},null,{"$f":"IFERROR(VLOOKUP(C147,'Cennik Płaski'!D:L,9,0),\"\")","v":""},"",null,"","",{"$f":"IF(C147=\"\",\"\",VLOOKUP(C147,'[3]CENNIK PŁASKI'!$C$2:$AH$27586,24,0))","v":""},null,null,null,""]
[null,134,null,{"$f":"IFERROR(VLOOKUP(C148,'Cennik Płaski'!D:F,3,0),\"\")","v":""},{"$f":"IFERROR(VLOOKUP(C148,'Cennik Płaski'!D:G,4,0),\"\")","v":""},null,{"$f":"IFERROR(VLOOKUP(C148,'Cennik Płaski'!D:L,9,0),\"\")","v":""},"",null,"","",{"$f":"IF(C148=\"\",\"\",VLOOKUP(C148,'[3]CENNIK PŁASKI'!$C$2:$AH$27586,24,0))","v":""},null,null,null,""]
[null,135,null,{"$f":"IFERROR(VLOOKUP(C149,'Cennik Płaski'!D:F,3,0),\"\")","v":""},{"$f":"IFERROR(VLOOKUP(C149,'Cennik Płaski'!D:G,4,0),\"\")","v":""},null,{"$f":"IFERROR(VLOOKUP(C149,'Cennik Płaski'!D:L,9,0),\"\")","v":""},"",null,"","",{"$f":"IF(C149=\"\",\"\",VLOOKUP(C149,'[3]CENNIK PŁASKI'!$C$2:$AH$27586,24,0))","v":""},null,null,null,""]
[null,136,null,{"$f":"IFERROR(VLOOKUP(C150,'Cennik Płaski'!D:F,3,0),\"\")","v":""},{"$f":"IFERROR(VLOOKUP(C150,'Cennik Płaski'!D:G,4,0),\"\")","v":""},null,{"$f":"IFERROR(VLOOKUP(C150,'Cennik Płaski'!D:L,9,0),\"\")","v":""},"",null,"","",{"$f":"IF(C150=\"\",\"\",VLOOKUP(C150,'[3]CENNIK PŁASKI'!$C$2:$AH$27586,24,0))","v":""},null,null,null,""]
[null,137,null,{"$f":"IFERROR(VLOOKUP(C151,'Cennik Płaski'!D:F,3,0),\"\")","v":""},{"$f":"IFERROR(VLOOKUP(C151,'Cennik Płaski'!D:G,4,0),\"\")","v":""},null,{"$f":"IFERROR(VLOOKUP(C151,'Cennik Płaski'!D:L,9,0),\"\")","v":""},"",null,"","",{"$f":"IF(C151=\"\",\"\",VLOOKUP(C151,'[3]CENNIK PŁASKI'!$C$2:$AH$27586,24,0))","v":""},null,null,null,""]
[null,138,null,{"$f":"IFERROR(VLOOKUP(C152,'Cennik Płaski'!D:F,3,0),\"\")","v":""},{"$f":"IFERROR(VLOOKUP(C152,'Cennik Płaski'!D:G,4,0),\"\")","v":""},null,{"$f":"IFERROR(VLOOKUP(C152,'Cennik Płaski'!D:L,9,0),\"\")","v":""},"",null,"","",{"$f":"IF(C152=\"\",\"\",VLOOKUP(C152,'[3]CENNIK PŁASKI'!$C$2:$AH$27586,24,0))","v":""},null,null,null,""]
[null,139,null,{"$f":"IFERROR(VLOOKUP(C153,'Cennik Płaski'!D:F,3,0),\"\")","v":""},{"$f":"IFERROR(VLOOKUP(C153,'Cennik Płaski'!D:G,4,0),\"\")","v":""},null,{"$f":"IFERROR(VLOOKUP(C153,'Cennik Płaski'!D:L,9,0),\"\")","v":""},"",null,"","",{"$f":"IF(C153=\"\",\"\",VLOOKUP(C153,'[3]CENNIK PŁASKI'!$C$2:$AH$27586,24,0))","v":""},null,null,null,""]
[null,140,null,{"$f":"IFERROR(VLOOKUP(C154,'Cennik Płaski'!D:F,3,0),\"\")","v":""},{"$f":"IFERROR(VLOOKUP(C154,'Cennik Płaski'!D:G,4,0),\"\")","v":""},null,{"$f":"IFERROR(VLOOKUP(C154,'Cennik Płaski'!D:L,9,0),\"\")","v":""},"",null,"","",{"$f":"IF(C154=\"\",\"\",VLOOKUP(C154,'[3]CENNIK PŁASKI'!$C$2:$AH$27586,24,0))","v":""},null,null,null,""]
[null,141,null,{"$f":"IFERROR(VLOOKUP(C155,'Cennik Płaski'!D:F,3,0),\"\")","v":""},{"$f":"IFERROR(VLOOKUP(C155,'Cennik Płaski'!D:G,4,0),\"\")","v":""},null,{"$f":"IFERROR(VLOOKUP(C155,'Cennik Płaski'!D:L,9,0),\"\")","v":""},"",null,"","",{"$f":"IF(C155=\"\",\"\",VLOOKUP(C155,'[3]CENNIK PŁASKI'!$C$2:$AH$27586,24,0))","v":""},null,null,null,""]
[null,142,null,{"$f":"IFERROR(VLOOKUP(C156,'Cennik Płaski'!D:F,3,0),\"\")","v":""},{"$f":"IFERROR(VLOOKUP(C156,'Cennik Płaski'!D:G,4,0),\"\")","v":""},null,{"$f":"IFERROR(VLOOKUP(C156,'Cennik Płaski'!D:L,9,0),\"\")","v":""},"",null,"","",{"$f":"IF(C156=\"\",\"\",VLOOKUP(C156,'[3]CENNIK PŁASKI'!$C$2:$AH$27586,24,0))","v":""},null,null,null,""]
[null,143,null,{"$f":"IFERROR(VLOOKUP(C157,'Cennik Płaski'!D:F,3,0),\"\")","v":""},{"$f":"IFERROR(VLOOKUP(C157,'Cennik Płaski'!D:G,4,0),\"\")","v":""},null,{"$f":"IFERROR(VLOOKUP(C157,'Cennik Płaski'!D:L,9,0),\"\")","v":""},"",null,"","",{"$f":"IF(C157=\"\",\"\",VLOOKUP(C157,'[3]CENNIK PŁASKI'!$C$2:$AH$27586,24,0))","v":""},null,null,null,""]
[null,144,null,{"$f":"IFERROR(VLOOKUP(C158,'Cennik Płaski'!D:F,3,0),\"\")","v":""},{"$f":"IFERROR(VLOOKUP(C158,'Cennik Płaski'!D:G,4,0),\"\")","v":""},null,{"$f":"IFERROR(VLOOKUP(C158,'Cennik Płaski'!D:L,9,0),\"\")","v":""},"",null,"","",{"$f":"IF(C158=\"\",\"\",VLOOKUP(C158,'[3]CENNIK PŁASKI'!$C$2:$AH$27586,24,0))","v":""},null,null,null,""]
[null,145,null,{"$f":"IFERROR(VLOOKUP(C159,'Cennik Płaski'!D:F,3,0),\"\")","v":""},{"$f":"IFERROR(VLOOKUP(C159,'Cennik Płaski'!D:G,4,0),\"\")","v":""},null,{"$f":"IFERROR(VLOOKUP(C159,'Cennik Płaski'!D:L,9,0),\"\")","v":""},"",null,"","",{"$f":"IF(C159=\"\",\"\",VLOOKUP(C159,'[3]CENNIK PŁASKI'!$C$2:$AH$27586,24,0))","v":""},null,null,null,""]
[null,146,null,{"$f":"IFERROR(VLOOKUP(C160,'Cennik Płaski'!D:F,3,0),\"\")","v":""},{"$f":"IFERROR(VLOOKUP(C160,'Cennik Płaski'!D:G,4,0),\"\")","v":""},null,{"$f":"IFERROR(VLOOKUP(C160,'Cennik Płaski'!D:L,9,0),\"\")","v":""},"",null,"","",{"$f":"IF(C160=\"\",\"\",VLOOKUP(C160,'[3]CENNIK PŁASKI'!$C$2:$AH$27586,24,0))","v":""},null,null,null,""]
[null,147,null,{"$f":"IFERROR(VLOOKUP(C161,'Cennik Płaski'!D:F,3,0),\"\")","v":""},{"$f":"IFERROR(VLOOKUP(C161,'Cennik Płaski'!D:G,4,0),\"\")","v":""},null,{"$f":"IFERROR(VLOOKUP(C161,'Cennik Płaski'!D:L,9,0),\"\")","v":""},"",null,"","",{"$f":"IF(C161=\"\",\"\",VLOOKUP(C161,'[3]CENNIK PŁASKI'!$C$2:$AH$27586,24,0))","v":""},null,null,null,""]
[null,148,null,{"$f":"IFERROR(VLOOKUP(C162,'Cennik Płaski'!D:F,3,0),\"\")","v":""},{"$f":"IFERROR(VLOOKUP(C162,'Cennik Płaski'!D:G,4,0),\"\")","v":""},null,{"$f":"IFERROR(VLOOKUP(C162,'Cennik Płaski'!D:L,9,0),\"\")","v":""},"",null,"","",{"$f":"IF(C162=\"\",\"\",VLOOKUP(C162,'[3]CENNIK PŁASKI'!$C$2:$AH$27586,24,0))","v":""},null,null,null,""]
[null,149,null,{"$f":"IFERROR(VLOOKUP(C163,'Cennik Płaski'!D:F,3,0),\"\")","v":""},{"$f":"IFERROR(VLOOKUP(C163,'Cennik Płaski'!D:G,4,0),\"\")","v":""},null,{"$f":"IFERROR(VLOOKUP(C163,'Cennik Płaski'!D:L,9,0),\"\")","v":""},"",null,"","",{"$f":"IF(C163=\"\",\"\",VLOOKUP(C163,'[3]CENNIK PŁASKI'!$C$2:$AH$27586,24,0))","v":""},null,null,null,""]
[null,150,null,{"$f":"IFERROR(VLOOKUP(C164,'Cennik Płaski'!D:F,3,0),\"\")","v":""},{"$f":"IFERROR(VLOOKUP(C164,'Cennik Płaski'!D:G,4,0),\"\")","v":""},null,{"$f":"IFERROR(VLOOKUP(C164,'Cennik Płaski'!D:L,9,0),\"\")","v":""},"",null,"","",{"$f":"IF(C164=\"\",\"\",VLOOKUP(C164,'[3]CENNIK PŁASKI'!$C$2:$AH$27586,24,0))","v":""},null,null,null,""]
[null,151,null,{"$f":"IFERROR(VLOOKUP(C165,'Cennik Płaski'!D:F,3,0),\"\")","v":""},{"$f":"IFERROR(VLOOKUP(C165,'Cennik Płaski'!D:G,4,0),\"\")","v":""},null,{"$f":"IFERROR(VLOOKUP(C165,'Cennik Płaski'!D:L,9,0),\"\")","v":""},"",null,"","",{"$f":"IF(C165=\"\",\"\",VLOOKUP(C165,'[3]CENNIK PŁASKI'!$C$2:$AH$27586,24,0))","v":""},null,null,null,""]
[null,152,null,{"$f":"IFERROR(VLOOKUP(C166,'Cennik Płaski'!D:F,3,0),\"\")","v":""},{"$f":"IFERROR(VLOOKUP(C166,'Cennik Płaski'!D:G,4,0),\"\")","v":""},null,{"$f":"IFERROR(VLOOKUP(C166,'Cennik Płaski'!D:L,9,0),\"\")","v":""},"",null,"","",{"$f":"IF(C166=\"\",\"\",VLOOKUP(C166,'[3]CENNIK PŁASKI'!$C$2:$AH$27586,24,0))","v":""},null,null,null,""]
[null,153,null,{"$f":"IFERROR(VLOOKUP(C167,'Cennik Płaski'!D:F,3,0),\"\")","v":""},{"$f":"IFERROR(VLOOKUP(C167,'Cennik Płaski'!D:G,4,0),\"\")","v":""},null,{"$f":"IFERROR(VLOOKUP(C167,'Cennik Płaski'!D:L,9,0),\"\")","v":""},"",null,"","",{"$f":"IF(C167=\"\",\"\",VLOOKUP(C167,'[3]CENNIK PŁASKI'!$C$2:$AH$27586,24,0))","v":""},null,null,null,""]
[null,154,null,{"$f":"IFERROR(VLOOKUP(C168,'Cennik Płaski'!D:F,3,0),\"\")","v":""},{"$f":"IFERROR(VLOOKUP(C168,'Cennik Płaski'!D:G,4,0),\"\")","v":""},null,{"$f":"IFERROR(VLOOKUP(C168,'Cennik Płaski'!D:L,9,0),\"\")","v":""},"",null,"","",{"$f":"IF(C168=\"\",\"\",VLOOKUP(C168,'[3]CENNIK PŁASKI'!$C$2:$AH$27586,24,0))","v":""},null,null,null,""]
[null,155,null,{"$f":"IFERROR(VLOOKUP(C169,'Cennik Płaski'!D:F,3,0),\"\")","v":""},{"$f":"IFERROR(VLOOKUP(C169,'Cennik Płaski'!D:G,4,0),\"\")","v":""},null,{"$f":"IFERROR(VLOOKUP(C169,'Cennik Płaski'!D:L,9,0),\"\")","v":""},"",null,"","",{"$f":"IF(C169=\"\",\"\",VLOOKUP(C169,'[3]CENNIK PŁASKI'!$C$2:$AH$27586,24,0))","v":""},null,null,null,""]
[null,156,null,{"$f":"IFERROR(VLOOKUP(C170,'Cennik Płaski'!D:F,3,0),\"\")","v":""},{"$f":"IFERROR(VLOOKUP(C170,'Cennik Płaski'!D:G,4,0),\"\")","v":""},null,{"$f":"IFERROR(VLOOKUP(C170,'Cennik Płaski'!D:L,9,0),\"\")","v":""},"",null,"","",{"$f":"IF(C170=\"\",\"\",VLOOKUP(C170,'[3]CENNIK PŁASKI'!$C$2:$AH$27586,24,0))","v":""},null,null,null,""]
[null,157,null,{"$f":"IFERROR(VLOOKUP(C171,'Cennik Płaski'!D:F,3,0),\"\")","v":""},{"$f":"IFERROR(VLOOKUP(C171,'Cennik Płaski'!D:G,4,0),\"\")","v":""},null,{"$f":"IFERROR(VLOOKUP(C171,'Cennik Płaski'!D:L,9,0),\"\")","v":""},"",null,"","",{"$f":"IF(C171=\"\",\"\",VLOOKUP(C171,'[3]CENNIK PŁASKI'!$C$2:$AH$27586,24,0))","v":""},null,null,null,""]
[null,158,null,{"$f":"IFERROR(VLOOKUP(C172,'Cennik Płaski'!D:F,3,0),\"\")","v":""},{"$f":"IFERROR(VLOOKUP(C172,'Cennik Płaski'!D:G,4,0),\"\")","v":""},null,{"$f":"IFERROR(VLOOKUP(C172,'Cennik Płaski'!D:L,9,0),\"\")","v":""},"",null,"","",{"$f":"IF(C172=\"\",\"\",VLOOKUP(C172,'[3]CENNIK PŁASKI'!$C$2:$AH$27586,24,0))","v":""},null,null,null,""]
[null,159,null,{"$f":"IFERROR(VLOOKUP(C173,'Cennik Płaski'!D:F,3,0),\"\")","v":""},{"$f":"IFERROR(VLOOKUP(C173,'Cennik Płaski'!D:G,4,0),\"\")","v":""},null,{"$f":"IFERROR(VLOOKUP(C173,'Cennik Płaski'!D:L,9,0),\"\")","v":""},"",null,"","",{"$f":"IF(C173=\"\",\"\",VLOOKUP(C173,'[3]CENNIK PŁASKI'!$C$2:$AH$27586,24,0))","v":""},null,null,null,""]
[null,160,null,{"$f":"IFERROR(VLOOKUP(C174,'Cennik Płaski'!D:F,3,0),\"\")","v":""},{"$f":"IFERROR(VLOOKUP(C174,'Cennik Płaski'!D:G,4,0),\"\")","v":""},null,{"$f":"IFERROR(VLOOKUP(C174,'Cennik Płaski'!D:L,9,0),\"\")","v":""},"",null,"","",{"$f":"IF(C174=\"\",\"\",VLOOKUP(C174,'[3]CENNIK PŁASKI'!$C$2:$AH$27586,24,0))","v":""},null,null,null,""]
[null,161,null,{"$f":"IFERROR(VLOOKUP(C175,'Cennik Płaski'!D:F,3,0),\"\")","v":""},{"$f":"IFERROR(VLOOKUP(C175,'Cennik Płaski'!D:G,4,0),\"\")","v":""},null,{"$f":"IFERROR(VLOOKUP(C175,'Cennik Płaski'!D:L,9,0),\"\")","v":""},"",null,"","",{"$f":"IF(C175=\"\",\"\",VLOOKUP(C175,'[3]CENNIK PŁASKI'!$C$2:$AH$27586,24,0))","v":""},null,null,null,""]
[null,162,null,{"$f":"IFERROR(VLOOKUP(C176,'Cennik Płaski'!D:F,3,0),\"\")","v":""},{"$f":"IFERROR(VLOOKUP(C176,'Cennik Płaski'!D:G,4,0),\"\")","v":""},null,{"$f":"IFERROR(VLOOKUP(C176,'Cennik Płaski'!D:L,9,0),\"\")","v":""},"",null,"","",{"$f":"IF(C176=\"\",\"\",VLOOKUP(C176,'[3]CENNIK PŁASKI'!$C$2:$AH$27586,24,0))","v":""},null,null,null,""]
[null,163,null,{"$f":"IFERROR(VLOOKUP(C177,'Cennik Płaski'!D:F,3,0),\"\")","v":""},{"$f":"IFERROR(VLOOKUP(C177,'Cennik Płaski'!D:G,4,0),\"\")","v":""},null,{"$f":"IFERROR(VLOOKUP(C177,'Cennik Płaski'!D:L,9,0),\"\")","v":""},"",null,"","",{"$f":"IF(C177=\"\",\"\",VLOOKUP(C177,'[3]CENNIK PŁASKI'!$C$2:$AH$27586,24,0))","v":""},null,null,null,""]
[null,164,null,{"$f":"IFERROR(VLOOKUP(C178,'Cennik Płaski'!D:F,3,0),\"\")","v":""},{"$f":"IFERROR(VLOOKUP(C178,'Cennik Płaski'!D:G,4,0),\"\")","v":""},null,{"$f":"IFERROR(VLOOKUP(C178,'Cennik Płaski'!D:L,9,0),\"\")","v":""},"",null,"","",{"$f":"IF(C178=\"\",\"\",VLOOKUP(C178,'[3]CENNIK PŁASKI'!$C$2:$AH$27586,24,0))","v":""},null,null,null,""]
[null,165,null,{"$f":"IFERROR(VLOOKUP(C179,'Cennik Płaski'!D:F,3,0),\"\")","v":""},{"$f":"IFERROR(VLOOKUP(C179,'Cennik Płaski'!D:G,4,0),\"\")","v":""},null,{"$f":"IFERROR(VLOOKUP(C179,'Cennik Płaski'!D:L,9,0),\"\")","v":""},"",null,"","",{"$f":"IF(C179=\"\",\"\",VLOOKUP(C179,'[3]CENNIK PŁASKI'!$C$2:$AH$27586,24,0))","v":""},null,null,null,""]
[null,166,null,{"$f":"IFERROR(VLOOKUP(C180,'Cennik Płaski'!D:F,3,0),\"\")","v":""},{"$f":"IFERROR(VLOOKUP(C180,'Cennik Płaski'!D:G,4,0),\"\")","v":""},null,{"$f":"IFERROR(VLOOKUP(C180,'Cennik Płaski'!D:L,9,0),\"\")","v":""},"",null,"","",{"$f":"IF(C180=\"\",\"\",VLOOKUP(C180,'[3]CENNIK PŁASKI'!$C$2:$AH$27586,24,0))","v":""},null,null,null,""]
[null,167,null,{"$f":"IFERROR(VLOOKUP(C181,'Cennik Płaski'!D:F,3,0),\"\")","v":""},{"$f":"IFERROR(VLOOKUP(C181,'Cennik Płaski'!D:G,4,0),\"\")","v":""},null,{"$f":"IFERROR(VLOOKUP(C181,'Cennik Płaski'!D:L,9,0),\"\")","v":""},"",null,"","",{"$f":"IF(C181=\"\",\"\",VLOOKUP(C181,'[3]CENNIK PŁASKI'!$C$2:$AH$27586,24,0))","v":""},null,null,null,""]
[null,168,null,{"$f":"IFERROR(VLOOKUP(C182,'Cennik Płaski'!D:F,3,0),\"\")","v":""},{"$f":"IFERROR(VLOOKUP(C182,'Cennik Płaski'!D:G,4,0),\"\")","v":""},null,{"$f":"IFERROR(VLOOKUP(C182,'Cennik Płaski'!D:L,9,0),\"\")","v":""},"",null,"","",{"$f":"IF(C182=\"\",\"\",VLOOKUP(C182,'[3]CENNIK PŁASKI'!$C$2:$AH$27586,24,0))","v":""},null,null,null,""]
[null,169,null,{"$f":"IFERROR(VLOOKUP(C183,'Cennik Płaski'!D:F,3,0),\"\")","v":""},{"$f":"IFERROR(VLOOKUP(C183,'Cennik Płaski'!D:G,4,0),\"\")","v":""},null,{"$f":"IFERROR(VLOOKUP(C183,'Cennik Płaski'!D:L,9,0),\"\")","v":""},"",null,"","",{"$f":"IF(C183=\"\",\"\",VLOOKUP(C183,'[3]CENNIK PŁASKI'!$C$2:$AH$27586,24,0))","v":""},null,null,null,""]
[null,170,null,{"$f":"IFERROR(VLOOKUP(C184,'Cennik Płaski'!D:F,3,0),\"\")","v":""},{"$f":"IFERROR(VLOOKUP(C184,'Cennik Płaski'!D:G,4,0),\"\")","v":""},null,{"$f":"IFERROR(VLOOKUP(C184,'Cennik Płaski'!D:L,9,0),\"\")","v":""},"",null,"","",{"$f":"IF(C184=\"\",\"\",VLOOKUP(C184,'[3]CENNIK PŁASKI'!$C$2:$AH$27586,24,0))","v":""},null,null,null,""]
[null,171,null,{"$f":"IFERROR(VLOOKUP(C185,'Cennik Płaski'!D:F,3,0),\"\")","v":""},{"$f":"IFERROR(VLOOKUP(C185,'Cennik Płaski'!D:G,4,0),\"\")","v":""},null,{"$f":"IFERROR(VLOOKUP(C185,'Cennik Płaski'!D:L,9,0),\"\")","v":""},"",null,"","",{"$f":"IF(C185=\"\",\"\",VLOOKUP(C185,'[3]CENNIK PŁASKI'!$C$2:$AH$27586,24,0))","v":""},null,null,null,""]
[null,172,null,{"$f":"IFERROR(VLOOKUP(C186,'Cennik Płaski'!D:F,3,0),\"\")","v":""},{"$f":"IFERROR(VLOOKUP(C186,'Cennik Płaski'!D:G,4,0),\"\")","v":""},null,{"$f":"IFERROR(VLOOKUP(C186,'Cennik Płaski'!D:L,9,0),\"\")","v":""},"",null,"","",{"$f":"IF(C186=\"\",\"\",VLOOKUP(C186,'[3]CENNIK PŁASKI'!$C$2:$AH$27586,24,0))","v":""},null,null,null,""]
[null,173,null,{"$f":"IFERROR(VLOOKUP(C187,'Cennik Płaski'!D:F,3,0),\"\")","v":""},{"$f":"IFERROR(VLOOKUP(C187,'Cennik Płaski'!D:G,4,0),\"\")","v":""},null,{"$f":"IFERROR(VLOOKUP(C187,'Cennik Płaski'!D:L,9,0),\"\")","v":""},"",null,"","",{"$f":"IF(C187=\"\",\"\",VLOOKUP(C187,'[3]CENNIK PŁASKI'!$C$2:$AH$27586,24,0))","v":""},null,null,null,""]
[null,174,null,{"$f":"IFERROR(VLOOKUP(C188,'Cennik Płaski'!D:F,3,0),\"\")","v":""},{"$f":"IFERROR(VLOOKUP(C188,'Cennik Płaski'!D:G,4,0),\"\")","v":""},null,{"$f":"IFERROR(VLOOKUP(C188,'Cennik Płaski'!D:L,9,0),\"\")","v":""},"",null,"","",{"$f":"IF(C188=\"\",\"\",VLOOKUP(C188,'[3]CENNIK PŁASKI'!$C$2:$AH$27586,24,0))","v":""},null,null,null,""]
[null,175,null,{"$f":"IFERROR(VLOOKUP(C189,'Cennik Płaski'!D:F,3,0),\"\")","v":""},{"$f":"IFERROR(VLOOKUP(C189,'Cennik Płaski'!D:G,4,0),\"\")","v":""},null,{"$f":"IFERROR(VLOOKUP(C189,'Cennik Płaski'!D:L,9,0),\"\")","v":""},"",null,"","",{"$f":"IF(C189=\"\",\"\",VLOOKUP(C189,'[3]CENNIK PŁASKI'!$C$2:$AH$27586,24,0))","v":""},null,null,null,""]
[null,176,null,{"$f":"IFERROR(VLOOKUP(C190,'Cennik Płaski'!D:F,3,0),\"\")","v":""},{"$f":"IFERROR(VLOOKUP(C190,'Cennik Płaski'!D:G,4,0),\"\")","v":""},null,{"$f":"IFERROR(VLOOKUP(C190,'Cennik Płaski'!D:L,9,0),\"\")","v":""},"",null,"","",{"$f":"IF(C190=\"\",\"\",VLOOKUP(C190,'[3]CENNIK PŁASKI'!$C$2:$AH$27586,24,0))","v":""},null,null,null,""]
[null,177,null,{"$f":"IFERROR(VLOOKUP(C191,'Cennik Płaski'!D:F,3,0),\"\")","v":""},{"$f":"IFERROR(VLOOKUP(C191,'Cennik Płaski'!D:G,4,0),\"\")","v":""},null,{"$f":"IFERROR(VLOOKUP(C191,'Cennik Płaski'!D:L,9,0),\"\")","v":""},"",null,"","",{"$f":"IF(C191=\"\",\"\",VLOOKUP(C191,'[3]CENNIK PŁASKI'!$C$2:$AH$27586,24,0))","v":""},null,null,null,""]
[null,178,null,{"$f":"IFERROR(VLOOKUP(C192,'Cennik Płaski'!D:F,3,0),\"\")","v":""},{"$f":"IFERROR(VLOOKUP(C192,'Cennik Płaski'!D:G,4,0),\"\")","v":""},null,{"$f":"IFERROR(VLOOKUP(C192,'Cennik Płaski'!D:L,9,0),\"\")","v":""},"",null,"","",{"$f":"IF(C192=\"\",\"\",VLOOKUP(C192,'[3]CENNIK PŁASKI'!$C$2:$AH$27586,24,0))","v":""},null,null,null,""]
[null,179,null,{"$f":"IFERROR(VLOOKUP(C193,'Cennik Płaski'!D:F,3,0),\"\")","v":""},{"$f":"IFERROR(VLOOKUP(C193,'Cennik Płaski'!D:G,4,0),\"\")","v":""},null,{"$f":"IFERROR(VLOOKUP(C193,'Cennik Płaski'!D:L,9,0),\"\")","v":""},"",null,"","",{"$f":"IF(C193=\"\",\"\",VLOOKUP(C193,'[3]CENNIK PŁASKI'!$C$2:$AH$27586,24,0))","v":""},null,null,null,""]
[null,180,null,{"$f":"IFERROR(VLOOKUP(C194,'Cennik Płaski'!D:F,3,0),\"\")","v":""},{"$f":"IFERROR(VLOOKUP(C194,'Cennik Płaski'!D:G,4,0),\"\")","v":""},null,{"$f":"IFERROR(VLOOKUP(C194,'Cennik Płaski'!D:L,9,0),\"\")","v":""},"",null,"","",{"$f":"IF(C194=\"\",\"\",VLOOKUP(C194,'[3]CENNIK PŁASKI'!$C$2:$AH$27586,24,0))","v":""},null,null,null,""]
[null,181,null,{"$f":"IFERROR(VLOOKUP(C195,'Cennik Płaski'!D:F,3,0),\"\")","v":""},{"$f":"IFERROR(VLOOKUP(C195,'Cennik Płaski'!D:G,4,0),\"\")","v":""},null,{"$f":"IFERROR(VLOOKUP(C195,'Cennik Płaski'!D:L,9,0),\"\")","v":""},"",null,"","",{"$f":"IF(C195=\"\",\"\",VLOOKUP(C195,'[3]CENNIK PŁASKI'!$C$2:$AH$27586,24,0))","v":""},null,null,null,""]
[null,182,null,{"$f":"IFERROR(VLOOKUP(C196,'Cennik Płaski'!D:F,3,0),\"\")","v":""},{"$f":"IFERROR(VLOOKUP(C196,'Cennik Płaski'!D:G,4,0),\"\")","v":""},null,{"$f":"IFERROR(VLOOKUP(C196,'Cennik Płaski'!D:L,9,0),\"\")","v":""},"",null,"","",{"$f":"IF(C196=\"\",\"\",VLOOKUP(C196,'[3]CENNIK PŁASKI'!$C$2:$AH$27586,24,0))","v":""},null,null,null,""]
[null,183,null,{"$f":"IFERROR(VLOOKUP(C197,'Cennik Płaski'!D:F,3,0),\"\")","v":""},{"$f":"IFERROR(VLOOKUP(C197,'Cennik Płaski'!D:G,4,0),\"\")","v":""},null,{"$f":"IFERROR(VLOOKUP(C197,'Cennik Płaski'!D:L,9,0),\"\")","v":""},"",null,"","",{"$f":"IF(C197=\"\",\"\",VLOOKUP(C197,'[3]CENNIK PŁASKI'!$C$2:$AH$27586,24,0))","v":""},null,null,null,""]
[null,184,null,{"$f":"IFERROR(VLOOKUP(C198,'Cennik Płaski'!D:F,3,0),\"\")","v":""},{"$f":"IFERROR(VLOOKUP(C198,'Cennik Płaski'!D:G,4,0),\"\")","v":""},null,{"$f":"IFERROR(VLOOKUP(C198,'Cennik Płaski'!D:L,9,0),\"\")","v":""},"",null,"","",{"$f":"IF(C198=\"\",\"\",VLOOKUP(C198,'[3]CENNIK PŁASKI'!$C$2:$AH$27586,24,0))","v":""},null,null,null,""]
[null,185,null,{"$f":"IFERROR(VLOOKUP(C199,'Cennik Płaski'!D:F,3,0),\"\")","v":""},{"$f":"IFERROR(VLOOKUP(C199,'Cennik Płaski'!D:G,4,0),\"\")","v":""},null,{"$f":"IFERROR(VLOOKUP(C199,'Cennik Płaski'!D:L,9,0),\"\")","v":""},"",null,"","",{"$f":"IF(C199=\"\",\"\",VLOOKUP(C199,'[3]CENNIK PŁASKI'!$C$2:$AH$27586,24,0))","v":""},null,null,null,""]
[null,186,null,{"$f":"IFERROR(VLOOKUP(C200,'Cennik Płaski'!D:F,3,0),\"\")","v":""},{"$f":"IFERROR(VLOOKUP(C200,'Cennik Płaski'!D:G,4,0),\"\")","v":""},null,{"$f":"IFERROR(VLOOKUP(C200,'Cennik Płaski'!D:L,9,0),\"\")","v":""},"",null,"","",{"$f":"IF(C200=\"\",\"\",VLOOKUP(C200,'[3]CENNIK PŁASKI'!$C$2:$AH$27586,24,0))","v":""},null,null,null,""]
[null,187,null,{"$f":"IFERROR(VLOOKUP(C201,'Cennik Płaski'!D:F,3,0),\"\")","v":""},{"$f":"IFERROR(VLOOKUP(C201,'Cennik Płaski'!D:G,4,0),\"\")","v":""},null,{"$f":"IFERROR(VLOOKUP(C201,'Cennik Płaski'!D:L,9,0),\"\")","v":""},"",null,"","",{"$f":"IF(C201=\"\",\"\",VLOOKUP(C201,'[3]CENNIK PŁASKI'!$C$2:$AH$27586,24,0))","v":""},null,null,null,""]
[null,188,null,{"$f":"IFERROR(VLOOKUP(C202,'Cennik Płaski'!D:F,3,0),\"\")","v":""},{"$f":"IFERROR(VLOOKUP(C202,'Cennik Płaski'!D:G,4,0),\"\")","v":""},null,{"$f":"IFERROR(VLOOKUP(C202,'Cennik Płaski'!D:L,9,0),\"\")","v":""},"",null,"","",{"$f":"IF(C202=\"\",\"\",VLOOKUP(C202,'[3]CENNIK PŁASKI'!$C$2:$AH$27586,24,0))","v":""},null,null,null,""]
[null,189,null,{"$f":"IFERROR(VLOOKUP(C203,'Cennik Płaski'!D:F,3,0),\"\")","v":""},{"$f":"IFERROR(VLOOKUP(C203,'Cennik Płaski'!D:G,4,0),\"\")","v":""},null,{"$f":"IFERROR(VLOOKUP(C203,'Cennik Płaski'!D:L,9,0),\"\")","v":""},"",null,"","",{"$f":"IF(C203=\"\",\"\",VLOOKUP(C203,'[3]CENNIK PŁASKI'!$C$2:$AH$27586,24,0))","v":""},null,null,null,""]
[null,190,null,{"$f":"IFERROR(VLOOKUP(C204,'Cennik Płaski'!D:F,3,0),\"\")","v":""},{"$f":"IFERROR(VLOOKUP(C204,'Cennik Płaski'!D:G,4,0),\"\")","v":""},null,{"$f":"IFERROR(VLOOKUP(C204,'Cennik Płaski'!D:L,9,0),\"\")","v":""},"",null,"","",{"$f":"IF(C204=\"\",\"\",VLOOKUP(C204,'[3]CENNIK PŁASKI'!$C$2:$AH$27586,24,0))","v":""},null,null,null,""]
[null,191,null,{"$f":"IFERROR(VLOOKUP(C205,'Cennik Płaski'!D:F,3,0),\"\")","v":""},{"$f":"IFERROR(VLOOKUP(C205,'Cennik Płaski'!D:G,4,0),\"\")","v":""},null,{"$f":"IFERROR(VLOOKUP(C205,'Cennik Płaski'!D:L,9,0),\"\")","v":""},"",null,"","",{"$f":"IF(C205=\"\",\"\",VLOOKUP(C205,'[3]CENNIK PŁASKI'!$C$2:$AH$27586,24,0))","v":""},null,null,null,""]
[null,192,null,{"$f":"IFERROR(VLOOKUP(C206,'Cennik Płaski'!D:F,3,0),\"\")","v":""},{"$f":"IFERROR(VLOOKUP(C206,'Cennik Płaski'!D:G,4,0),\"\")","v":""},null,{"$f":"IFERROR(VLOOKUP(C206,'Cennik Płaski'!D:L,9,0),\"\")","v":""},"",null,"","",{"$f":"IF(C206=\"\",\"\",VLOOKUP(C206,'[3]CENNIK PŁASKI'!$C$2:$AH$27586,24,0))","v":""},null,null,null,{"$f":"IF(C206<>\"\",IF(ISNUMBER(F206),\"\",\"Proszę wpisać ilość\"),\"\")","v":""}]
[null,193,null,{"$f":"IFERROR(VLOOKUP(C207,'Cennik Płaski'!D:F,3,0),\"\")","v":""},{"$f":"IFERROR(VLOOKUP(C207,'Cennik Płaski'!D:G,4,0),\"\")","v":""},null,{"$f":"IFERROR(VLOOKUP(C207,'Cennik Płaski'!D:L,9,0),\"\")","v":""},"",null,"","",{"$f":"IF(C207=\"\",\"\",VLOOKUP(C207,'[3]CENNIK PŁASKI'!$C$2:$AH$27586,24,0))","v":""},null,null,null,""]
[null,194,null,{"$f":"IFERROR(VLOOKUP(C208,'Cennik Płaski'!D:F,3,0),\"\")","v":""},{"$f":"IFERROR(VLOOKUP(C208,'Cennik Płaski'!D:G,4,0),\"\")","v":""},null,{"$f":"IFERROR(VLOOKUP(C208,'Cennik Płaski'!D:L,9,0),\"\")","v":""},{"$f":"IF(C208=\"\",\"\",F208*G208)","v":""},null,{"$f":"IF(B208=\"\",\"\",IF(I208>0,G208*(1-I208),G208))","v":""},{"$f":"IF(C208=\"\",\"\",IF(I208>0,H208*(1-I208),H208))","v":""},{"$f":"IF(C208=\"\",\"\",VLOOKUP(C208,'[3]CENNIK PŁASKI'!$C$2:$AH$27586,24,0))","v":""},null,null,null,""]
[null,195,null,{"$f":"IFERROR(VLOOKUP(C209,'Cennik Płaski'!D:F,3,0),\"\")","v":""},{"$f":"IFERROR(VLOOKUP(C209,'Cennik Płaski'!D:G,4,0),\"\")","v":""},null,{"$f":"IFERROR(VLOOKUP(C209,'Cennik Płaski'!D:L,9,0),\"\")","v":""},"",null,"","",{"$f":"IF(C209=\"\",\"\",VLOOKUP(C209,'[3]CENNIK PŁASKI'!$C$2:$AH$27586,24,0))","v":""},null,null,null,""]
[null,196,null,{"$f":"IFERROR(VLOOKUP(C210,'Cennik Płaski'!D:F,3,0),\"\")","v":""},{"$f":"IFERROR(VLOOKUP(C210,'Cennik Płaski'!D:G,4,0),\"\")","v":""},null,{"$f":"IFERROR(VLOOKUP(C210,'Cennik Płaski'!D:L,9,0),\"\")","v":""},"",null,"","",{"$f":"IF(C210=\"\",\"\",VLOOKUP(C210,'[3]CENNIK PŁASKI'!$C$2:$AH$27586,24,0))","v":""},null,null,null,""]
[null,197,null,{"$f":"IFERROR(VLOOKUP(C211,'Cennik Płaski'!D:F,3,0),\"\")","v":""},{"$f":"IFERROR(VLOOKUP(C211,'Cennik Płaski'!D:G,4,0),\"\")","v":""},null,{"$f":"IFERROR(VLOOKUP(C211,'Cennik Płaski'!D:L,9,0),\"\")","v":""},"",null,"","",{"$f":"IF(C211=\"\",\"\",VLOOKUP(C211,'[3]CENNIK PŁASKI'!$C$2:$AH$27586,24,0))","v":""},null,null,null,""]
[null,198,null,{"$f":"IFERROR(VLOOKUP(C212,'Cennik Płaski'!D:F,3,0),\"\")","v":""},{"$f":"IFERROR(VLOOKUP(C212,'Cennik Płaski'!D:G,4,0),\"\")","v":""},null,{"$f":"IFERROR(VLOOKUP(C212,'Cennik Płaski'!D:L,9,0),\"\")","v":""},"",null,"","",{"$f":"IF(C212=\"\",\"\",VLOOKUP(C212,'[3]CENNIK PŁASKI'!$C$2:$AH$27586,24,0))","v":""},null,null,null,""]
[null,199,null,{"$f":"IFERROR(VLOOKUP(C213,'Cennik Płaski'!D:F,3,0),\"\")","v":""},{"$f":"IFERROR(VLOOKUP(C213,'Cennik Płaski'!D:G,4,0),\"\")","v":""},null,{"$f":"IFERROR(VLOOKUP(C213,'Cennik Płaski'!D:L,9,0),\"\")","v":""},"",null,"","",{"$f":"IF(C213=\"\",\"\",VLOOKUP(C213,'[3]CENNIK PŁASKI'!$C$2:$AH$27586,24,0))","v":""},null,null,null,""]
[null,200,null,{"$f":"IFERROR(VLOOKUP(C214,'Cennik Płaski'!D:F,3,0),\"\")","v":""},{"$f":"IFERROR(VLOOKUP(C214,'Cennik Płaski'!D:G,4,0),\"\")","v":""},null,{"$f":"IFERROR(VLOOKUP(C214,'Cennik Płaski'!D:L,9,0),\"\")","v":""},"",null,"","",{"$f":"IF(C214=\"\",\"\",VLOOKUP(C214,'[3]CENNIK PŁASKI'!$C$2:$AH$27586,24,0))","v":""},null,null,null,""]
[null,201,null,{"$f":"IFERROR(VLOOKUP(C215,'Cennik Płaski'!D:F,3,0),\"\")","v":""},{"$f":"IFERROR(VLOOKUP(C215,'Cennik Płaski'!D:G,4,0),\"\")","v":""},null,{"$f":"IFERROR(VLOOKUP(C215,'Cennik Płaski'!D:L,9,0),\"\")","v":""},"",null,"","",{"$f":"IF(C215=\"\",\"\",VLOOKUP(C215,'[3]CENNIK PŁASKI'!$C$2:$AH$27586,24,0))","v":""},null,null,null,""]
[null,202,null,{"$f":"IFERROR(VLOOKUP(C216,'Cennik Płaski'!D:F,3,0),\"\")","v":""},{"$f":"IFERROR(VLOOKUP(C216,'Cennik Płaski'!D:G,4,0),\"\")","v":""},null,{"$f":"IFERROR(VLOOKUP(C216,'Cennik Płaski'!D:L,9,0),\"\")","v":""},"",null,"","",{"$f":"IF(C216=\"\",\"\",VLOOKUP(C216,'[3]CENNIK PŁASKI'!$C$2:$AH$27586,24,0))","v":""},null,null,null,""]
[null,203,null,{"$f":"IFERROR(VLOOKUP(C217,'Cennik Płaski'!D:F,3,0),\"\")","v":""},{"$f":"IFERROR(VLOOKUP(C217,'Cennik Płaski'!D:G,4,0),\"\")","v":""},null,{"$f":"IFERROR(VLOOKUP(C217,'Cennik Płaski'!D:L,9,0),\"\")","v":""},"",null,"","",{"$f":"IF(C217=\"\",\"\",VLOOKUP(C217,'[3]CENNIK PŁASKI'!$C$2:$AH$27586,24,0))","v":""},null,null,null,""]
[null,204,null,{"$f":"IFERROR(VLOOKUP(C218,'Cennik Płaski'!D:F,3,0),\"\")","v":""},{"$f":"IFERROR(VLOOKUP(C218,'Cennik Płaski'!D:G,4,0),\"\")","v":""},null,{"$f":"IFERROR(VLOOKUP(C218,'Cennik Płaski'!D:L,9,0),\"\")","v":""},"",null,"","",{"$f":"IF(C218=\"\",\"\",VLOOKUP(C218,'[3]CENNIK PŁASKI'!$C$2:$AH$27586,24,0))","v":""},null,null,null,""]
[null,205,null,{"$f":"IFERROR(VLOOKUP(C219,'Cennik Płaski'!D:F,3,0),\"\")","v":""},{"$f":"IFERROR(VLOOKUP(C219,'Cennik Płaski'!D:G,4,0),\"\")","v":""},null,{"$f":"IFERROR(VLOOKUP(C219,'Cennik Płaski'!D:L,9,0),\"\")","v":""},"",null,"","",{"$f":"IF(C219=\"\",\"\",VLOOKUP(C219,'[3]CENNIK PŁASKI'!$C$2:$AH$27586,24,0))","v":""},null,null,null,""]
[null,206,null,{"$f":"IFERROR(VLOOKUP(C220,'Cennik Płaski'!D:F,3,0),\"\")","v":""},{"$f":"IFERROR(VLOOKUP(C220,'Cennik Płaski'!D:G,4,0),\"\")","v":""},null,{"$f":"IFERROR(VLOOKUP(C220,'Cennik Płaski'!D:L,9,0),\"\")","v":""},"",null,"","",{"$f":"IF(C220=\"\",\"\",VLOOKUP(C220,'[3]CENNIK PŁASKI'!$C$2:$AH$27586,24,0))","v":""},null,null,null,""]
[null,207,null,{"$f":"IFERROR(VLOOKUP(C221,'Cennik Płaski'!D:F,3,0),\"\")","v":""},{"$f":"IFERROR(VLOOKUP(C221,'Cennik Płaski'!D:G,4,0),\"\")","v":""},null,{"$f":"IFERROR(VLOOKUP(C221,'Cennik Płaski'!D:L,9,0),\"\")","v":""},"",null,"","",{"$f":"IF(C221=\"\",\"\",VLOOKUP(C221,'[3]CENNIK PŁASKI'!$C$2:$AH$27586,24,0))","v":""},null,null,null,""]
[null,208,null,{"$f":"IFERROR(VLOOKUP(C222,'Cennik Płaski'!D:F,3,0),\"\")","v":""},{"$f":"IFERROR(VLOOKUP(C222,'Cennik Płaski'!D:G,4,0),\"\")","v":""},null,{"$f":"IFERROR(VLOOKUP(C222,'Cennik Płaski'!D:L,9,0),\"\")","v":""},"",null,"","",{"$f":"IF(C222=\"\",\"\",VLOOKUP(C222,'[3]CENNIK PŁASKI'!$C$2:$AH$27586,24,0))","v":""},null,null,null,""]
[null,209,null,{"$f":"IFERROR(VLOOKUP(C223,'Cennik Płaski'!D:F,3,0),\"\")","v":""},{"$f":"IFERROR(VLOOKUP(C223,'Cennik Płaski'!D:G,4,0),\"\")","v":""},null,{"$f":"IFERROR(VLOOKUP(C223,'Cennik Płaski'!D:L,9,0),\"\")","v":""},"",null,"","",{"$f":"IF(C223=\"\",\"\",VLOOKUP(C223,'[3]CENNIK PŁASKI'!$C$2:$AH$27586,24,0))","v":""},null,null,null,""]
[null,210,null,{"$f":"IFERROR(VLOOKUP(C224,'Cennik Płaski'!D:F,3,0),\"\")","v":""},{"$f":"IFERROR(VLOOKUP(C224,'Cennik Płaski'!D:G,4,0),\"\")","v":""},null,{"$f":"IFERROR(VLOOKUP(C224,'Cennik Płaski'!D:L,9,0),\"\")","v":""},"",null,"","",{"$f":"IF(C224=\"\",\"\",VLOOKUP(C224,'[3]CENNIK PŁASKI'!$C$2:$AH$27586,24,0))","v":""},null,null,null,""]
[null,211,null,{"$f":"IFERROR(VLOOKUP(C225,'Cennik Płaski'!D:F,3,0),\"\")","v":""},{"$f":"IFERROR(VLOOKUP(C225,'Cennik Płaski'!D:G,4,0),\"\")","v":""},null,{"$f":"IFERROR(VLOOKUP(C225,'Cennik Płaski'!D:L,9,0),\"\")","v":""},"",null,"","",{"$f":"IF(C225=\"\",\"\",VLOOKUP(C225,'[3]CENNIK PŁASKI'!$C$2:$AH$27586,24,0))","v":""},null,null,null,""]
[null,212,null,{"$f":"IFERROR(VLOOKUP(C226,'Cennik Płaski'!D:F,3,0),\"\")","v":""},{"$f":"IFERROR(VLOOKUP(C226,'Cennik Płaski'!D:G,4,0),\"\")","v":""},null,{"$f":"IFERROR(VLOOKUP(C226,'Cennik Płaski'!D:L,9,0),\"\")","v":""},"",null,"","",{"$f":"IF(C226=\"\",\"\",VLOOKUP(C226,'[3]CENNIK PŁASKI'!$C$2:$AH$27586,24,0))","v":""},null,null,null,""]
[null,213,null,{"$f":"IFERROR(VLOOKUP(C227,'Cennik Płaski'!D:F,3,0),\"\")","v":""},{"$f":"IFERROR(VLOOKUP(C227,'Cennik Płaski'!D:G,4,0),\"\")","v":""},null,{"$f":"IFERROR(VLOOKUP(C227,'Cennik Płaski'!D:L,9,0),\"\")","v":""},"",null,"","",{"$f":"IF(C227=\"\",\"\",VLOOKUP(C227,'[3]CENNIK PŁASKI'!$C$2:$AH$27586,24,0))","v":""},null,null,null,""]
[null,214,null,{"$f":"IFERROR(VLOOKUP(C228,'Cennik Płaski'!D:F,3,0),\"\")","v":""},{"$f":"IFERROR(VLOOKUP(C228,'Cennik Płaski'!D:G,4,0),\"\")","v":""},null,{"$f":"IFERROR(VLOOKUP(C228,'Cennik Płaski'!D:L,9,0),\"\")","v":""},"",null,"","",{"$f":"IF(C228=\"\",\"\",VLOOKUP(C228,'[3]CENNIK PŁASKI'!$C$2:$AH$27586,24,0))","v":""},null,null,null,""]
[null,215,null,{"$f":"IFERROR(VLOOKUP(C229,'Cennik Płaski'!D:F,3,0),\"\")","v":""},{"$f":"IFERROR(VLOOKUP(C229,'Cennik Płaski'!D:G,4,0),\"\")","v":""},null,{"$f":"IFERROR(VLOOKUP(C229,'Cennik Płaski'!D:L,9,0),\"\")","v":""},"",null,"","",{"$f":"IF(C229=\"\",\"\",VLOOKUP(C229,'[3]CENNIK PŁASKI'!$C$2:$AH$27586,24,0))","v":""},null,null,null,""]
[null,216,null,{"$f":"IFERROR(VLOOKUP(C230,'Cennik Płaski'!D:F,3,0),\"\")","v":""},{"$f":"IFERROR(VLOOKUP(C230,'Cennik Płaski'!D:G,4,0),\"\")","v":""},null,{"$f":"IFERROR(VLOOKUP(C230,'Cennik Płaski'!D:L,9,0),\"\")","v":""},"",null,"","",{"$f":"IF(C230=\"\",\"\",VLOOKUP(C230,'[3]CENNIK PŁASKI'!$C$2:$AH$27586,24,0))","v":""},null,null,null,""]
[null,217,null,{"$f":"IFERROR(VLOOKUP(C231,'Cennik Płaski'!D:F,3,0),\"\")","v":""},{"$f":"IFERROR(VLOOKUP(C231,'Cennik Płaski'!D:G,4,0),\"\")","v":""},null,{"$f":"IFERROR(VLOOKUP(C231,'Cennik Płaski'!D:L,9,0),\"\")","v":""},"",null,"","",{"$f":"IF(C231=\"\",\"\",VLOOKUP(C231,'[3]CENNIK PŁASKI'!$C$2:$AH$27586,24,0))","v":""},null,null,null,""]
[null,218,null,{"$f":"IFERROR(VLOOKUP(C232,'Cennik Płaski'!D:F,3,0),\"\")","v":""},{"$f":"IFERROR(VLOOKUP(C232,'Cennik Płaski'!D:G,4,0),\"\")","v":""},null,{"$f":"IFERROR(VLOOKUP(C232,'Cennik Płaski'!D:L,9,0),\"\")","v":""},"",null,"","",{"$f":"IF(C232=\"\",\"\",VLOOKUP(C232,'[3]CENNIK PŁASKI'!$C$2:$AH$27586,24,0))","v":""},null,null,null,""]
[null,219,null,{"$f":"IFERROR(VLOOKUP(C233,'Cennik Płaski'!D:F,3,0),\"\")","v":""},{"$f":"IFERROR(VLOOKUP(C233,'Cennik Płaski'!D:G,4,0),\"\")","v":""},null,{"$f":"IFERROR(VLOOKUP(C233,'Cennik Płaski'!D:L,9,0),\"\")","v":""},"",null,"","",{"$f":"IF(C233=\"\",\"\",VLOOKUP(C233,'[3]CENNIK PŁASKI'!$C$2:$AH$27586,24,0))","v":""},null,null,null,""]
[null,220,null,{"$f":"IFERROR(VLOOKUP(C234,'Cennik Płaski'!D:F,3,0),\"\")","v":""},{"$f":"IFERROR(VLOOKUP(C234,'Cennik Płaski'!D:G,4,0),\"\")","v":""},null,{"$f":"IFERROR(VLOOKUP(C234,'Cennik Płaski'!D:L,9,0),\"\")","v":""},"",null,"","",{"$f":"IF(C234=\"\",\"\",VLOOKUP(C234,'[3]CENNIK PŁASKI'!$C$2:$AH$27586,24,0))","v":""},null,null,null,""]
[null,221,null,{"$f":"IFERROR(VLOOKUP(C235,'Cennik Płaski'!D:F,3,0),\"\")","v":""},{"$f":"IFERROR(VLOOKUP(C235,'Cennik Płaski'!D:G,4,0),\"\")","v":""},null,{"$f":"IFERROR(VLOOKUP(C235,'Cennik Płaski'!D:L,9,0),\"\")","v":""},"",null,"","",{"$f":"IF(C235=\"\",\"\",VLOOKUP(C235,'[3]CENNIK PŁASKI'!$C$2:$AH$27586,24,0))","v":""},null,null,null,""]
[null,222,null,{"$f":"IFERROR(VLOOKUP(C236,'Cennik Płaski'!D:F,3,0),\"\")","v":""},{"$f":"IFERROR(VLOOKUP(C236,'Cennik Płaski'!D:G,4,0),\"\")","v":""},null,{"$f":"IFERROR(VLOOKUP(C236,'Cennik Płaski'!D:L,9,0),\"\")","v":""},"",null,"","",{"$f":"IF(C236=\"\",\"\",VLOOKUP(C236,'[3]CENNIK PŁASKI'!$C$2:$AH$27586,24,0))","v":""},null,null,null,""]
[null,223,null,{"$f":"IFERROR(VLOOKUP(C237,'Cennik Płaski'!D:F,3,0),\"\")","v":""},{"$f":"IFERROR(VLOOKUP(C237,'Cennik Płaski'!D:G,4,0),\"\")","v":""},null,{"$f":"IFERROR(VLOOKUP(C237,'Cennik Płaski'!D:L,9,0),\"\")","v":""},"",null,"","",{"$f":"IF(C237=\"\",\"\",VLOOKUP(C237,'[3]CENNIK PŁASKI'!$C$2:$AH$27586,24,0))","v":""},null,null,null,""]
[null,224,null,{"$f":"IFERROR(VLOOKUP(C238,'Cennik Płaski'!D:F,3,0),\"\")","v":""},{"$f":"IFERROR(VLOOKUP(C238,'Cennik Płaski'!D:G,4,0),\"\")","v":""},null,{"$f":"IFERROR(VLOOKUP(C238,'Cennik Płaski'!D:L,9,0),\"\")","v":""},"",null,"","",{"$f":"IF(C238=\"\",\"\",VLOOKUP(C238,'[3]CENNIK PŁASKI'!$C$2:$AH$27586,24,0))","v":""},null,null,null,""]
[null,225,null,{"$f":"IFERROR(VLOOKUP(C239,'Cennik Płaski'!D:F,3,0),\"\")","v":""},{"$f":"IFERROR(VLOOKUP(C239,'Cennik Płaski'!D:G,4,0),\"\")","v":""},null,{"$f":"IFERROR(VLOOKUP(C239,'Cennik Płaski'!D:L,9,0),\"\")","v":""},"",null,"","",{"$f":"IF(C239=\"\",\"\",VLOOKUP(C239,'[3]CENNIK PŁASKI'!$C$2:$AH$27586,24,0))","v":""},null,null,null,""]
[null,226,null,{"$f":"IFERROR(VLOOKUP(C240,'Cennik Płaski'!D:F,3,0),\"\")","v":""},{"$f":"IFERROR(VLOOKUP(C240,'Cennik Płaski'!D:G,4,0),\"\")","v":""},null,{"$f":"IFERROR(VLOOKUP(C240,'Cennik Płaski'!D:L,9,0),\"\")","v":""},"",null,"","",{"$f":"IF(C240=\"\",\"\",VLOOKUP(C240,'[3]CENNIK PŁASKI'!$C$2:$AH$27586,24,0))","v":""},null,null,null,""]
[null,227,null,{"$f":"IFERROR(VLOOKUP(C241,'Cennik Płaski'!D:F,3,0),\"\")","v":""},{"$f":"IFERROR(VLOOKUP(C241,'Cennik Płaski'!D:G,4,0),\"\")","v":""},null,{"$f":"IFERROR(VLOOKUP(C241,'Cennik Płaski'!D:L,9,0),\"\")","v":""},"",null,"","",{"$f":"IF(C241=\"\",\"\",VLOOKUP(C241,'[3]CENNIK PŁASKI'!$C$2:$AH$27586,24,0))","v":""},null,null,null,""]
[null,228,null,{"$f":"IFERROR(VLOOKUP(C242,'Cennik Płaski'!D:F,3,0),\"\")","v":""},{"$f":"IFERROR(VLOOKUP(C242,'Cennik Płaski'!D:G,4,0),\"\")","v":""},null,{"$f":"IFERROR(VLOOKUP(C242,'Cennik Płaski'!D:L,9,0),\"\")","v":""},"",null,"","",{"$f":"IF(C242=\"\",\"\",VLOOKUP(C242,'[3]CENNIK PŁASKI'!$C$2:$AH$27586,24,0))","v":""},null,null,null,""]
[null,229,null,{"$f":"IFERROR(VLOOKUP(C243,'Cennik Płaski'!D:F,3,0),\"\")","v":""},{"$f":"IFERROR(VLOOKUP(C243,'Cennik Płaski'!D:G,4,0),\"\")","v":""},null,{"$f":"IFERROR(VLOOKUP(C243,'Cennik Płaski'!D:L,9,0),\"\")","v":""},"",null,"","",{"$f":"IF(C243=\"\",\"\",VLOOKUP(C243,'[3]CENNIK PŁASKI'!$C$2:$AH$27586,24,0))","v":""},null,null,null,""]
[null,230,null,{"$f":"IFERROR(VLOOKUP(C244,'Cennik Płaski'!D:F,3,0),\"\")","v":""},{"$f":"IFERROR(VLOOKUP(C244,'Cennik Płaski'!D:G,4,0),\"\")","v":""},null,{"$f":"IFERROR(VLOOKUP(C244,'Cennik Płaski'!D:L,9,0),\"\")","v":""},"",null,"","",{"$f":"IF(C244=\"\",\"\",VLOOKUP(C244,'[3]CENNIK PŁASKI'!$C$2:$AH$27586,24,0))","v":""},null,null,null,""]
[null,231,null,{"$f":"IFERROR(VLOOKUP(C245,'Cennik Płaski'!D:F,3,0),\"\")","v":""},{"$f":"IFERROR(VLOOKUP(C245,'Cennik Płaski'!D:G,4,0),\"\")","v":""},null,{"$f":"IFERROR(VLOOKUP(C245,'Cennik Płaski'!D:L,9,0),\"\")","v":""},"",null,"","",{"$f":"IF(C245=\"\",\"\",VLOOKUP(C245,'[3]CENNIK PŁASKI'!$C$2:$AH$27586,24,0))","v":""},null,null,null,""]
[null,232,null,{"$f":"IFERROR(VLOOKUP(C246,'Cennik Płaski'!D:F,3,0),\"\")","v":""},{"$f":"IFERROR(VLOOKUP(C246,'Cennik Płaski'!D:G,4,0),\"\")","v":""},null,{"$f":"IFERROR(VLOOKUP(C246,'Cennik Płaski'!D:L,9,0),\"\")","v":""},"",null,"","",{"$f":"IF(C246=\"\",\"\",VLOOKUP(C246,'[3]CENNIK PŁASKI'!$C$2:$AH$27586,24,0))","v":""},null,null,null,""]
[null,233,null,{"$f":"IFERROR(VLOOKUP(C247,'Cennik Płaski'!D:F,3,0),\"\")","v":""},{"$f":"IFERROR(VLOOKUP(C247,'Cennik Płaski'!D:G,4,0),\"\")","v":""},null,{"$f":"IFERROR(VLOOKUP(C247,'Cennik Płaski'!D:L,9,0),\"\")","v":""},"",null,"","",{"$f":"IF(C247=\"\",\"\",VLOOKUP(C247,'[3]CENNIK PŁASKI'!$C$2:$AH$27586,24,0))","v":""},null,null,null,""]
[null,234,null,{"$f":"IFERROR(VLOOKUP(C248,'Cennik Płaski'!D:F,3,0),\"\")","v":""},{"$f":"IFERROR(VLOOKUP(C248,'Cennik Płaski'!D:G,4,0),\"\")","v":""},null,{"$f":"IFERROR(VLOOKUP(C248,'Cennik Płaski'!D:L,9,0),\"\")","v":""},"",null,"","",{"$f":"IF(C248=\"\",\"\",VLOOKUP(C248,'[3]CENNIK PŁASKI'!$C$2:$AH$27586,24,0))","v":""},null,null,null,""]
[null,235,null,{"$f":"IFERROR(VLOOKUP(C249,'Cennik Płaski'!D:F,3,0),\"\")","v":""},{"$f":"IFERROR(VLOOKUP(C249,'Cennik Płaski'!D:G,4,0),\"\")","v":""},null,{"$f":"IFERROR(VLOOKUP(C249,'Cennik Płaski'!D:L,9,0),\"\")","v":""},"",null,"","",{"$f":"IF(C249=\"\",\"\",VLOOKUP(C249,'[3]CENNIK PŁASKI'!$C$2:$AH$27586,24,0))","v":""},null,null,null,""]
[null,236,null,{"$f":"IFERROR(VLOOKUP(C250,'Cennik Płaski'!D:F,3,0),\"\")","v":""},{"$f":"IFERROR(VLOOKUP(C250,'Cennik Płaski'!D:G,4,0),\"\")","v":""},null,{"$f":"IFERROR(VLOOKUP(C250,'Cennik Płaski'!D:L,9,0),\"\")","v":""},"",null,"","",{"$f":"IF(C250=\"\",\"\",VLOOKUP(C250,'[3]CENNIK PŁASKI'!$C$2:$AH$27586,24,0))","v":""},null,null,null,""]
[null,237,null,{"$f":"IFERROR(VLOOKUP(C251,'Cennik Płaski'!D:F,3,0),\"\")","v":""},{"$f":"IFERROR(VLOOKUP(C251,'Cennik Płaski'!D:G,4,0),\"\")","v":""},null,{"$f":"IFERROR(VLOOKUP(C251,'Cennik Płaski'!D:L,9,0),\"\")","v":""},"",null,"","",{"$f":"IF(C251=\"\",\"\",VLOOKUP(C251,'[3]CENNIK PŁASKI'!$C$2:$AH$27586,24,0))","v":""},null,null,null,""]
[null,238,null,{"$f":"IFERROR(VLOOKUP(C252,'Cennik Płaski'!D:F,3,0),\"\")","v":""},{"$f":"IFERROR(VLOOKUP(C252,'Cennik Płaski'!D:G,4,0),\"\")","v":""},null,{"$f":"IFERROR(VLOOKUP(C252,'Cennik Płaski'!D:L,9,0),\"\")","v":""},"",null,"","",{"$f":"IF(C252=\"\",\"\",VLOOKUP(C252,'[3]CENNIK PŁASKI'!$C$2:$AH$27586,24,0))","v":""},null,null,null,""]
[null,239,null,{"$f":"IFERROR(VLOOKUP(C253,'Cennik Płaski'!D:F,3,0),\"\")","v":""},{"$f":"IFERROR(VLOOKUP(C253,'Cennik Płaski'!D:G,4,0),\"\")","v":""},null,{"$f":"IFERROR(VLOOKUP(C253,'Cennik Płaski'!D:L,9,0),\"\")","v":""},"",null,"","",{"$f":"IF(C253=\"\",\"\",VLOOKUP(C253,'[3]CENNIK PŁASKI'!$C$2:$AH$27586,24,0))","v":""},null,null,null,""]
[null,240,null,{"$f":"IFERROR(VLOOKUP(C254,'Cennik Płaski'!D:F,3,0),\"\")","v":""},{"$f":"IFERROR(VLOOKUP(C254,'Cennik Płaski'!D:G,4,0),\"\")","v":""},null,{"$f":"IFERROR(VLOOKUP(C254,'Cennik Płaski'!D:L,9,0),\"\")","v":""},"",null,"","",{"$f":"IF(C254=\"\",\"\",VLOOKUP(C254,'[3]CENNIK PŁASKI'!$C$2:$AH$27586,24,0))","v":""},null,null,null,""]
[null,241,null,{"$f":"IFERROR(VLOOKUP(C255,'Cennik Płaski'!D:F,3,0),\"\")","v":""},{"$f":"IFERROR(VLOOKUP(C255,'Cennik Płaski'!D:G,4,0),\"\")","v":""},null,{"$f":"IFERROR(VLOOKUP(C255,'Cennik Płaski'!D:L,9,0),\"\")","v":""},"",null,"","",{"$f":"IF(C255=\"\",\"\",VLOOKUP(C255,'[3]CENNIK PŁASKI'!$C$2:$AH$27586,24,0))","v":""},null,null,null,""]
[null,242,null,{"$f":"IFERROR(VLOOKUP(C256,'Cennik Płaski'!D:F,3,0),\"\")","v":""},{"$f":"IFERROR(VLOOKUP(C256,'Cennik Płaski'!D:G,4,0),\"\")","v":""},null,{"$f":"IFERROR(VLOOKUP(C256,'Cennik Płaski'!D:L,9,0),\"\")","v":""},"",null,"","",{"$f":"IF(C256=\"\",\"\",VLOOKUP(C256,'[3]CENNIK PŁASKI'!$C$2:$AH$27586,24,0))","v":""},null,null,null,""]
[null,243,null,{"$f":"IFERROR(VLOOKUP(C257,'Cennik Płaski'!D:F,3,0),\"\")","v":""},{"$f":"IFERROR(VLOOKUP(C257,'Cennik Płaski'!D:G,4,0),\"\")","v":""},null,{"$f":"IFERROR(VLOOKUP(C257,'Cennik Płaski'!D:L,9,0),\"\")","v":""},"",null,"","",{"$f":"IF(C257=\"\",\"\",VLOOKUP(C257,'[3]CENNIK PŁASKI'!$C$2:$AH$27586,24,0))","v":""},null,null,null,""]
[null,244,null,{"$f":"IFERROR(VLOOKUP(C258,'Cennik Płaski'!D:F,3,0),\"\")","v":""},{"$f":"IFERROR(VLOOKUP(C258,'Cennik Płaski'!D:G,4,0),\"\")","v":""},null,{"$f":"IFERROR(VLOOKUP(C258,'Cennik Płaski'!D:L,9,0),\"\")","v":""},"",null,"","",{"$f":"IF(C258=\"\",\"\",VLOOKUP(C258,'[3]CENNIK PŁASKI'!$C$2:$AH$27586,24,0))","v":""},null,null,null,""]
[null,245,null,{"$f":"IFERROR(VLOOKUP(C259,'Cennik Płaski'!D:F,3,0),\"\")","v":""},{"$f":"IFERROR(VLOOKUP(C259,'Cennik Płaski'!D:G,4,0),\"\")","v":""},null,{"$f":"IFERROR(VLOOKUP(C259,'Cennik Płaski'!D:L,9,0),\"\")","v":""},"",null,"","",{"$f":"IF(C259=\"\",\"\",VLOOKUP(C259,'[3]CENNIK PŁASKI'!$C$2:$AH$27586,24,0))","v":""},null,null,null,""]
[null,246,null,{"$f":"IFERROR(VLOOKUP(C260,'Cennik Płaski'!D:F,3,0),\"\")","v":""},{"$f":"IFERROR(VLOOKUP(C260,'Cennik Płaski'!D:G,4,0),\"\")","v":""},null,{"$f":"IFERROR(VLOOKUP(C260,'Cennik Płaski'!D:L,9,0),\"\")","v":""},"",null,"","",{"$f":"IF(C260=\"\",\"\",VLOOKUP(C260,'[3]CENNIK PŁASKI'!$C$2:$AH$27586,24,0))","v":""},null,null,null,""]
[null,247,null,{"$f":"IFERROR(VLOOKUP(C261,'Cennik Płaski'!D:F,3,0),\"\")","v":""},{"$f":"IFERROR(VLOOKUP(C261,'Cennik Płaski'!D:G,4,0),\"\")","v":""},null,{"$f":"IFERROR(VLOOKUP(C261,'Cennik Płaski'!D:L,9,0),\"\")","v":""},"",null,"","",{"$f":"IF(C261=\"\",\"\",VLOOKUP(C261,'[3]CENNIK PŁASKI'!$C$2:$AH$27586,24,0))","v":""},null,null,null,""]
[null,248,null,{"$f":"IFERROR(VLOOKUP(C262,'Cennik Płaski'!D:F,3,0),\"\")","v":""},{"$f":"IFERROR(VLOOKUP(C262,'Cennik Płaski'!D:G,4,0),\"\")","v":""},null,{"$f":"IFERROR(VLOOKUP(C262,'Cennik Płaski'!D:L,9,0),\"\")","v":""},"",null,"","",{"$f":"IF(C262=\"\",\"\",VLOOKUP(C262,'[3]CENNIK PŁASKI'!$C$2:$AH$27586,24,0))","v":""},null,null,null,""]
[null,249,null,{"$f":"IFERROR(VLOOKUP(C263,'Cennik Płaski'!D:F,3,0),\"\")","v":""},{"$f":"IFERROR(VLOOKUP(C263,'Cennik Płaski'!D:G,4,0),\"\")","v":""},null,{"$f":"IFERROR(VLOOKUP(C263,'Cennik Płaski'!D:L,9,0),\"\")","v":""},"",null,"","",{"$f":"IF(C263=\"\",\"\",VLOOKUP(C263,'[3]CENNIK PŁASKI'!$C$2:$AH$27586,24,0))","v":""},null,null,null,""]
[null,250,null,{"$f":"IFERROR(VLOOKUP(C264,'Cennik Płaski'!D:F,3,0),\"\")","v":""},{"$f":"IFERROR(VLOOKUP(C264,'Cennik Płaski'!D:G,4,0),\"\")","v":""},null,{"$f":"IFERROR(VLOOKUP(C264,'Cennik Płaski'!D:L,9,0),\"\")","v":""},"",null,"","",{"$f":"IF(C264=\"\",\"\",VLOOKUP(C264,'[3]CENNIK PŁASKI'!$C$2:$AH$27586,24,0))","v":""},null,null,null,""]
[null,251,null,{"$f":"IFERROR(VLOOKUP(C265,'Cennik Płaski'!D:F,3,0),\"\")","v":""},{"$f":"IFERROR(VLOOKUP(C265,'Cennik Płaski'!D:G,4,0),\"\")","v":""},null,{"$f":"IFERROR(VLOOKUP(C265,'Cennik Płaski'!D:L,9,0),\"\")","v":""},"",null,"","",{"$f":"IF(C265=\"\",\"\",VLOOKUP(C265,'[3]CENNIK PŁASKI'!$C$2:$AH$27586,24,0))","v":""},null,null,null,""]
[null,252,null,{"$f":"IFERROR(VLOOKUP(C266,'Cennik Płaski'!D:F,3,0),\"\")","v":""},{"$f":"IFERROR(VLOOKUP(C266,'Cennik Płaski'!D:G,4,0),\"\")","v":""},null,{"$f":"IFERROR(VLOOKUP(C266,'Cennik Płaski'!D:L,9,0),\"\")","v":""},"",null,"","",{"$f":"IF(C266=\"\",\"\",VLOOKUP(C266,'[3]CENNIK PŁASKI'!$C$2:$AH$27586,24,0))","v":""},null,null,null,""]
[null,253,null,{"$f":"IFERROR(VLOOKUP(C267,'Cennik Płaski'!D:F,3,0),\"\")","v":""},{"$f":"IFERROR(VLOOKUP(C267,'Cennik Płaski'!D:G,4,0),\"\")","v":""},null,{"$f":"IFERROR(VLOOKUP(C267,'Cennik Płaski'!D:L,9,0),\"\")","v":""},"",null,"","",{"$f":"IF(C267=\"\",\"\",VLOOKUP(C267,'[3]CENNIK PŁASKI'!$C$2:$AH$27586,24,0))","v":""},null,null,null,""]
[null,254,null,{"$f":"IFERROR(VLOOKUP(C268,'Cennik Płaski'!D:F,3,0),\"\")","v":""},{"$f":"IFERROR(VLOOKUP(C268,'Cennik Płaski'!D:G,4,0),\"\")","v":""},null,{"$f":"IFERROR(VLOOKUP(C268,'Cennik Płaski'!D:L,9,0),\"\")","v":""},"",null,"","",{"$f":"IF(C268=\"\",\"\",VLOOKUP(C268,'[3]CENNIK PŁASKI'!$C$2:$AH$27586,24,0))","v":""},null,null,null,""]
[null,255,null,{"$f":"IFERROR(VLOOKUP(C269,'Cennik Płaski'!D:F,3,0),\"\")","v":""},{"$f":"IFERROR(VLOOKUP(C269,'Cennik Płaski'!D:G,4,0),\"\")","v":""},null,{"$f":"IFERROR(VLOOKUP(C269,'Cennik Płaski'!D:L,9,0),\"\")","v":""},"",null,"","",{"$f":"IF(C269=\"\",\"\",VLOOKUP(C269,'[3]CENNIK PŁASKI'!$C$2:$AH$27586,24,0))","v":""},null,null,null,""]
[null,256,null,{"$f":"IFERROR(VLOOKUP(C270,'Cennik Płaski'!D:F,3,0),\"\")","v":""},{"$f":"IFERROR(VLOOKUP(C270,'Cennik Płaski'!D:G,4,0),\"\")","v":""},null,{"$f":"IFERROR(VLOOKUP(C270,'Cennik Płaski'!D:L,9,0),\"\")","v":""},"",null,"","",{"$f":"IF(C270=\"\",\"\",VLOOKUP(C270,'[3]CENNIK PŁASKI'!$C$2:$AH$27586,24,0))","v":""},null,null,null,{"$f":"IF(C270<>\"\",IF(ISNUMBER(F270),\"\",\"Proszę wpisać ilość\"),\"\")","v":""}]
[null,257,null,{"$f":"IFERROR(VLOOKUP(C271,'Cennik Płaski'!D:F,3,0),\"\")","v":""},{"$f":"IFERROR(VLOOKUP(C271,'Cennik Płaski'!D:G,4,0),\"\")","v":""},null,{"$f":"IFERROR(VLOOKUP(C271,'Cennik Płaski'!D:L,9,0),\"\")","v":""},"",null,"","",{"$f":"IF(C271=\"\",\"\",VLOOKUP(C271,'[3]CENNIK PŁASKI'!$C$2:$AH$27586,24,0))","v":""},null,null,null,""]
[null,258,null,{"$f":"IFERROR(VLOOKUP(C272,'Cennik Płaski'!D:F,3,0),\"\")","v":""},{"$f":"IFERROR(VLOOKUP(C272,'Cennik Płaski'!D:G,4,0),\"\")","v":""},null,{"$f":"IFERROR(VLOOKUP(C272,'Cennik Płaski'!D:L,9,0),\"\")","v":""},{"$f":"IF(C272=\"\",\"\",F272*G272)","v":""},null,{"$f":"IF(B272=\"\",\"\",IF(I272>0,G272*(1-I272),G272))","v":""},{"$f":"IF(C272=\"\",\"\",IF(I272>0,H272*(1-I272),H272))","v":""},{"$f":"IF(C272=\"\",\"\",VLOOKUP(C272,'[3]CENNIK PŁASKI'!$C$2:$AH$27586,24,0))","v":""},null,null,null,""]
[null,259,null,{"$f":"IFERROR(VLOOKUP(C273,'Cennik Płaski'!D:F,3,0),\"\")","v":""},{"$f":"IFERROR(VLOOKUP(C273,'Cennik Płaski'!D:G,4,0),\"\")","v":""},null,{"$f":"IFERROR(VLOOKUP(C273,'Cennik Płaski'!D:L,9,0),\"\")","v":""},"",null,"","",{"$f":"IF(C273=\"\",\"\",VLOOKUP(C273,'[3]CENNIK PŁASKI'!$C$2:$AH$27586,24,0))","v":""},null,null,null,""]
[null,260,null,{"$f":"IFERROR(VLOOKUP(C274,'Cennik Płaski'!D:F,3,0),\"\")","v":""},{"$f":"IFERROR(VLOOKUP(C274,'Cennik Płaski'!D:G,4,0),\"\")","v":""},null,{"$f":"IFERROR(VLOOKUP(C274,'Cennik Płaski'!D:L,9,0),\"\")","v":""},"",null,"","",{"$f":"IF(C274=\"\",\"\",VLOOKUP(C274,'[3]CENNIK PŁASKI'!$C$2:$AH$27586,24,0))","v":""},null,null,null,""]
[null,261,null,{"$f":"IFERROR(VLOOKUP(C275,'Cennik Płaski'!D:F,3,0),\"\")","v":""},{"$f":"IFERROR(VLOOKUP(C275,'Cennik Płaski'!D:G,4,0),\"\")","v":""},null,{"$f":"IFERROR(VLOOKUP(C275,'Cennik Płaski'!D:L,9,0),\"\")","v":""},"",null,"","",{"$f":"IF(C275=\"\",\"\",VLOOKUP(C275,'[3]CENNIK PŁASKI'!$C$2:$AH$27586,24,0))","v":""},null,null,null,""]
[null,262,null,{"$f":"IFERROR(VLOOKUP(C276,'Cennik Płaski'!D:F,3,0),\"\")","v":""},{"$f":"IFERROR(VLOOKUP(C276,'Cennik Płaski'!D:G,4,0),\"\")","v":""},null,{"$f":"IFERROR(VLOOKUP(C276,'Cennik Płaski'!D:L,9,0),\"\")","v":""},"",null,"","",{"$f":"IF(C276=\"\",\"\",VLOOKUP(C276,'[3]CENNIK PŁASKI'!$C$2:$AH$27586,24,0))","v":""},null,null,null,""]
[null,263,null,{"$f":"IFERROR(VLOOKUP(C277,'Cennik Płaski'!D:F,3,0),\"\")","v":""},{"$f":"IFERROR(VLOOKUP(C277,'Cennik Płaski'!D:G,4,0),\"\")","v":""},null,{"$f":"IFERROR(VLOOKUP(C277,'Cennik Płaski'!D:L,9,0),\"\")","v":""},"",null,"","",{"$f":"IF(C277=\"\",\"\",VLOOKUP(C277,'[3]CENNIK PŁASKI'!$C$2:$AH$27586,24,0))","v":""},null,null,null,""]
[null,264,null,{"$f":"IFERROR(VLOOKUP(C278,'Cennik Płaski'!D:F,3,0),\"\")","v":""},{"$f":"IFERROR(VLOOKUP(C278,'Cennik Płaski'!D:G,4,0),\"\")","v":""},null,{"$f":"IFERROR(VLOOKUP(C278,'Cennik Płaski'!D:L,9,0),\"\")","v":""},"",null,"","",{"$f":"IF(C278=\"\",\"\",VLOOKUP(C278,'[3]CENNIK PŁASKI'!$C$2:$AH$27586,24,0))","v":""},null,null,null,""]
[null,265,null,{"$f":"IFERROR(VLOOKUP(C279,'Cennik Płaski'!D:F,3,0),\"\")","v":""},{"$f":"IFERROR(VLOOKUP(C279,'Cennik Płaski'!D:G,4,0),\"\")","v":""},null,{"$f":"IFERROR(VLOOKUP(C279,'Cennik Płaski'!D:L,9,0),\"\")","v":""},"",null,"","",{"$f":"IF(C279=\"\",\"\",VLOOKUP(C279,'[3]CENNIK PŁASKI'!$C$2:$AH$27586,24,0))","v":""},null,null,null,""]
[null,266,null,{"$f":"IFERROR(VLOOKUP(C280,'Cennik Płaski'!D:F,3,0),\"\")","v":""},{"$f":"IFERROR(VLOOKUP(C280,'Cennik Płaski'!D:G,4,0),\"\")","v":""},null,{"$f":"IFERROR(VLOOKUP(C280,'Cennik Płaski'!D:L,9,0),\"\")","v":""},"",null,"","",{"$f":"IF(C280=\"\",\"\",VLOOKUP(C280,'[3]CENNIK PŁASKI'!$C$2:$AH$27586,24,0))","v":""},null,null,null,""]
[null,267,null,{"$f":"IFERROR(VLOOKUP(C281,'Cennik Płaski'!D:F,3,0),\"\")","v":""},{"$f":"IFERROR(VLOOKUP(C281,'Cennik Płaski'!D:G,4,0),\"\")","v":""},null,{"$f":"IFERROR(VLOOKUP(C281,'Cennik Płaski'!D:L,9,0),\"\")","v":""},"",null,"","",{"$f":"IF(C281=\"\",\"\",VLOOKUP(C281,'[3]CENNIK PŁASKI'!$C$2:$AH$27586,24,0))","v":""},null,null,null,""]
[null,268,null,{"$f":"IFERROR(VLOOKUP(C282,'Cennik Płaski'!D:F,3,0),\"\")","v":""},{"$f":"IFERROR(VLOOKUP(C282,'Cennik Płaski'!D:G,4,0),\"\")","v":""},null,{"$f":"IFERROR(VLOOKUP(C282,'Cennik Płaski'!D:L,9,0),\"\")","v":""},"",null,"","",{"$f":"IF(C282=\"\",\"\",VLOOKUP(C282,'[3]CENNIK PŁASKI'!$C$2:$AH$27586,24,0))","v":""},null,null,null,""]
[null,269,null,{"$f":"IFERROR(VLOOKUP(C283,'Cennik Płaski'!D:F,3,0),\"\")","v":""},{"$f":"IFERROR(VLOOKUP(C283,'Cennik Płaski'!D:G,4,0),\"\")","v":""},null,{"$f":"IFERROR(VLOOKUP(C283,'Cennik Płaski'!D:L,9,0),\"\")","v":""},"",null,"","",{"$f":"IF(C283=\"\",\"\",VLOOKUP(C283,'[3]CENNIK PŁASKI'!$C$2:$AH$27586,24,0))","v":""},null,null,null,""]
[null,270,null,{"$f":"IFERROR(VLOOKUP(C284,'Cennik Płaski'!D:F,3,0),\"\")","v":""},{"$f":"IFERROR(VLOOKUP(C284,'Cennik Płaski'!D:G,4,0),\"\")","v":""},null,{"$f":"IFERROR(VLOOKUP(C284,'Cennik Płaski'!D:L,9,0),\"\")","v":""},"",null,"","",{"$f":"IF(C284=\"\",\"\",VLOOKUP(C284,'[3]CENNIK PŁASKI'!$C$2:$AH$27586,24,0))","v":""},null,null,null,""]
[null,271,null,{"$f":"IFERROR(VLOOKUP(C285,'Cennik Płaski'!D:F,3,0),\"\")","v":""},{"$f":"IFERROR(VLOOKUP(C285,'Cennik Płaski'!D:G,4,0),\"\")","v":""},null,{"$f":"IFERROR(VLOOKUP(C285,'Cennik Płaski'!D:L,9,0),\"\")","v":""},"",null,"","",{"$f":"IF(C285=\"\",\"\",VLOOKUP(C285,'[3]CENNIK PŁASKI'!$C$2:$AH$27586,24,0))","v":""},null,null,null,""]
[null,272,null,{"$f":"IFERROR(VLOOKUP(C286,'Cennik Płaski'!D:F,3,0),\"\")","v":""},{"$f":"IFERROR(VLOOKUP(C286,'Cennik Płaski'!D:G,4,0),\"\")","v":""},null,{"$f":"IFERROR(VLOOKUP(C286,'Cennik Płaski'!D:L,9,0),\"\")","v":""},"",null,"","",{"$f":"IF(C286=\"\",\"\",VLOOKUP(C286,'[3]CENNIK PŁASKI'!$C$2:$AH$27586,24,0))","v":""},null,null,null,""]
[null,273,null,{"$f":"IFERROR(VLOOKUP(C287,'Cennik Płaski'!D:F,3,0),\"\")","v":""},{"$f":"IFERROR(VLOOKUP(C287,'Cennik Płaski'!D:G,4,0),\"\")","v":""},null,{"$f":"IFERROR(VLOOKUP(C287,'Cennik Płaski'!D:L,9,0),\"\")","v":""},"",null,"","",{"$f":"IF(C287=\"\",\"\",VLOOKUP(C287,'[3]CENNIK PŁASKI'!$C$2:$AH$27586,24,0))","v":""},null,null,null,""]
[null,274,null,{"$f":"IFERROR(VLOOKUP(C288,'Cennik Płaski'!D:F,3,0),\"\")","v":""},{"$f":"IFERROR(VLOOKUP(C288,'Cennik Płaski'!D:G,4,0),\"\")","v":""},null,{"$f":"IFERROR(VLOOKUP(C288,'Cennik Płaski'!D:L,9,0),\"\")","v":""},"",null,"","",{"$f":"IF(C288=\"\",\"\",VLOOKUP(C288,'[3]CENNIK PŁASKI'!$C$2:$AH$27586,24,0))","v":""},null,null,null,""]
[null,275,null,{"$f":"IFERROR(VLOOKUP(C289,'Cennik Płaski'!D:F,3,0),\"\")","v":""},{"$f":"IFERROR(VLOOKUP(C289,'Cennik Płaski'!D:G,4,0),\"\")","v":""},null,{"$f":"IFERROR(VLOOKUP(C289,'Cennik Płaski'!D:L,9,0),\"\")","v":""},"",null,"","",{"$f":"IF(C289=\"\",\"\",VLOOKUP(C289,'[3]CENNIK PŁASKI'!$C$2:$AH$27586,24,0))","v":""},null,null,null,""]
[null,276,null,{"$f":"IFERROR(VLOOKUP(C290,'Cennik Płaski'!D:F,3,0),\"\")","v":""},{"$f":"IFERROR(VLOOKUP(C290,'Cennik Płaski'!D:G,4,0),\"\")","v":""},null,{"$f":"IFERROR(VLOOKUP(C290,'Cennik Płaski'!D:L,9,0),\"\")","v":""},"",null,"","",{"$f":"IF(C290=\"\",\"\",VLOOKUP(C290,'[3]CENNIK PŁASKI'!$C$2:$AH$27586,24,0))","v":""},null,null,null,""]
[null,277,null,{"$f":"IFERROR(VLOOKUP(C291,'Cennik Płaski'!D:F,3,0),\"\")","v":""},{"$f":"IFERROR(VLOOKUP(C291,'Cennik Płaski'!D:G,4,0),\"\")","v":""},null,{"$f":"IFERROR(VLOOKUP(C291,'Cennik Płaski'!D:L,9,0),\"\")","v":""},"",null,"","",{"$f":"IF(C291=\"\",\"\",VLOOKUP(C291,'[3]CENNIK PŁASKI'!$C$2:$AH$27586,24,0))","v":""},null,null,null,""]
[null,278,null,{"$f":"IFERROR(VLOOKUP(C292,'Cennik Płaski'!D:F,3,0),\"\")","v":""},{"$f":"IFERROR(VLOOKUP(C292,'Cennik Płaski'!D:G,4,0),\"\")","v":""},null,{"$f":"IFERROR(VLOOKUP(C292,'Cennik Płaski'!D:L,9,0),\"\")","v":""},"",null,"","",{"$f":"IF(C292=\"\",\"\",VLOOKUP(C292,'[3]CENNIK PŁASKI'!$C$2:$AH$27586,24,0))","v":""},null,null,null,""]
[null,279,null,{"$f":"IFERROR(VLOOKUP(C293,'Cennik Płaski'!D:F,3,0),\"\")","v":""},{"$f":"IFERROR(VLOOKUP(C293,'Cennik Płaski'!D:G,4,0),\"\")","v":""},null,{"$f":"IFERROR(VLOOKUP(C293,'Cennik Płaski'!D:L,9,0),\"\")","v":""},"",null,"","",{"$f":"IF(C293=\"\",\"\",VLOOKUP(C293,'[3]CENNIK PŁASKI'!$C$2:$AH$27586,24,0))","v":""},null,null,null,""]
[null,280,null,{"$f":"IFERROR(VLOOKUP(C294,'Cennik Płaski'!D:F,3,0),\"\")","v":""},{"$f":"IFERROR(VLOOKUP(C294,'Cennik Płaski'!D:G,4,0),\"\")","v":""},null,{"$f":"IFERROR(VLOOKUP(C294,'Cennik Płaski'!D:L,9,0),\"\")","v":""},"",null,"","",{"$f":"IF(C294=\"\",\"\",VLOOKUP(C294,'[3]CENNIK PŁASKI'!$C$2:$AH$27586,24,0))","v":""},null,null,null,""]
[null,281,null,{"$f":"IFERROR(VLOOKUP(C295,'Cennik Płaski'!D:F,3,0),\"\")","v":""},{"$f":"IFERROR(VLOOKUP(C295,'Cennik Płaski'!D:G,4,0),\"\")","v":""},null,{"$f":"IFERROR(VLOOKUP(C295,'Cennik Płaski'!D:L,9,0),\"\")","v":""},"",null,"","",{"$f":"IF(C295=\"\",\"\",VLOOKUP(C295,'[3]CENNIK PŁASKI'!$C$2:$AH$27586,24,0))","v":""},null,null,null,""]
[null,282,null,{"$f":"IFERROR(VLOOKUP(C296,'Cennik Płaski'!D:F,3,0),\"\")","v":""},{"$f":"IFERROR(VLOOKUP(C296,'Cennik Płaski'!D:G,4,0),\"\")","v":""},null,{"$f":"IFERROR(VLOOKUP(C296,'Cennik Płaski'!D:L,9,0),\"\")","v":""},"",null,"","",{"$f":"IF(C296=\"\",\"\",VLOOKUP(C296,'[3]CENNIK PŁASKI'!$C$2:$AH$27586,24,0))","v":""},null,null,null,""]
[null,283,null,{"$f":"IFERROR(VLOOKUP(C297,'Cennik Płaski'!D:F,3,0),\"\")","v":""},{"$f":"IFERROR(VLOOKUP(C297,'Cennik Płaski'!D:G,4,0),\"\")","v":""},null,{"$f":"IFERROR(VLOOKUP(C297,'Cennik Płaski'!D:L,9,0),\"\")","v":""},"",null,"","",{"$f":"IF(C297=\"\",\"\",VLOOKUP(C297,'[3]CENNIK PŁASKI'!$C$2:$AH$27586,24,0))","v":""},null,null,null,""]
[null,284,null,{"$f":"IFERROR(VLOOKUP(C298,'Cennik Płaski'!D:F,3,0),\"\")","v":""},{"$f":"IFERROR(VLOOKUP(C298,'Cennik Płaski'!D:G,4,0),\"\")","v":""},null,{"$f":"IFERROR(VLOOKUP(C298,'Cennik Płaski'!D:L,9,0),\"\")","v":""},"",null,"","",{"$f":"IF(C298=\"\",\"\",VLOOKUP(C298,'[3]CENNIK PŁASKI'!$C$2:$AH$27586,24,0))","v":""},null,null,null,""]
[null,285,null,{"$f":"IFERROR(VLOOKUP(C299,'Cennik Płaski'!D:F,3,0),\"\")","v":""},{"$f":"IFERROR(VLOOKUP(C299,'Cennik Płaski'!D:G,4,0),\"\")","v":""},null,{"$f":"IFERROR(VLOOKUP(C299,'Cennik Płaski'!D:L,9,0),\"\")","v":""},"",null,"","",{"$f":"IF(C299=\"\",\"\",VLOOKUP(C299,'[3]CENNIK PŁASKI'!$C$2:$AH$27586,24,0))","v":""},null,null,null,""]
[null,286,null,{"$f":"IFERROR(VLOOKUP(C300,'Cennik Płaski'!D:F,3,0),\"\")","v":""},{"$f":"IFERROR(VLOOKUP(C300,'Cennik Płaski'!D:G,4,0),\"\")","v":""},null,{"$f":"IFERROR(VLOOKUP(C300,'Cennik Płaski'!D:L,9,0),\"\")","v":""},"",null,"","",{"$f":"IF(C300=\"\",\"\",VLOOKUP(C300,'[3]CENNIK PŁASKI'!$C$2:$AH$27586,24,0))","v":""},null,null,null,""]
[null,287,null,{"$f":"IFERROR(VLOOKUP(C301,'Cennik Płaski'!D:F,3,0),\"\")","v":""},{"$f":"IFERROR(VLOOKUP(C301,'Cennik Płaski'!D:G,4,0),\"\")","v":""},null,{"$f":"IFERROR(VLOOKUP(C301,'Cennik Płaski'!D:L,9,0),\"\")","v":""},"",null,"","",{"$f":"IF(C301=\"\",\"\",VLOOKUP(C301,'[3]CENNIK PŁASKI'!$C$2:$AH$27586,24,0))","v":""},null,null,null,""]
[null,288,null,{"$f":"IFERROR(VLOOKUP(C302,'Cennik Płaski'!D:F,3,0),\"\")","v":""},{"$f":"IFERROR(VLOOKUP(C302,'Cennik Płaski'!D:G,4,0),\"\")","v":""},null,{"$f":"IFERROR(VLOOKUP(C302,'Cennik Płaski'!D:L,9,0),\"\")","v":""},"",null,"","",{"$f":"IF(C302=\"\",\"\",VLOOKUP(C302,'[3]CENNIK PŁASKI'!$C$2:$AH$27586,24,0))","v":""},null,null,null,""]
[null,289,null,{"$f":"IFERROR(VLOOKUP(C303,'Cennik Płaski'!D:F,3,0),\"\")","v":""},{"$f":"IFERROR(VLOOKUP(C303,'Cennik Płaski'!D:G,4,0),\"\")","v":""},null,{"$f":"IFERROR(VLOOKUP(C303,'Cennik Płaski'!D:L,9,0),\"\")","v":""},"",null,"","",{"$f":"IF(C303=\"\",\"\",VLOOKUP(C303,'[3]CENNIK PŁASKI'!$C$2:$AH$27586,24,0))","v":""},null,null,null,""]
[null,290,null,{"$f":"IFERROR(VLOOKUP(C304,'Cennik Płaski'!D:F,3,0),\"\")","v":""},{"$f":"IFERROR(VLOOKUP(C304,'Cennik Płaski'!D:G,4,0),\"\")","v":""},null,{"$f":"IFERROR(VLOOKUP(C304,'Cennik Płaski'!D:L,9,0),\"\")","v":""},"",null,"","",{"$f":"IF(C304=\"\",\"\",VLOOKUP(C304,'[3]CENNIK PŁASKI'!$C$2:$AH$27586,24,0))","v":""},null,null,null,""]
[null,291,null,{"$f":"IFERROR(VLOOKUP(C305,'Cennik Płaski'!D:F,3,0),\"\")","v":""},{"$f":"IFERROR(VLOOKUP(C305,'Cennik Płaski'!D:G,4,0),\"\")","v":""},null,{"$f":"IFERROR(VLOOKUP(C305,'Cennik Płaski'!D:L,9,0),\"\")","v":""},"",null,"","",{"$f":"IF(C305=\"\",\"\",VLOOKUP(C305,'[3]CENNIK PŁASKI'!$C$2:$AH$27586,24,0))","v":""},null,null,null,""]
[null,292,null,{"$f":"IFERROR(VLOOKUP(C306,'Cennik Płaski'!D:F,3,0),\"\")","v":""},{"$f":"IFERROR(VLOOKUP(C306,'Cennik Płaski'!D:G,4,0),\"\")","v":""},null,{"$f":"IFERROR(VLOOKUP(C306,'Cennik Płaski'!D:L,9,0),\"\")","v":""},"",null,"","",{"$f":"IF(C306=\"\",\"\",VLOOKUP(C306,'[3]CENNIK PŁASKI'!$C$2:$AH$27586,24,0))","v":""},null,null,null,""]
[null,293,null,{"$f":"IFERROR(VLOOKUP(C307,'Cennik Płaski'!D:F,3,0),\"\")","v":""},{"$f":"IFERROR(VLOOKUP(C307,'Cennik Płaski'!D:G,4,0),\"\")","v":""},null,{"$f":"IFERROR(VLOOKUP(C307,'Cennik Płaski'!D:L,9,0),\"\")","v":""},"",null,"","",{"$f":"IF(C307=\"\",\"\",VLOOKUP(C307,'[3]CENNIK PŁASKI'!$C$2:$AH$27586,24,0))","v":""},null,null,null,""]
[null,294,null,{"$f":"IFERROR(VLOOKUP(C308,'Cennik Płaski'!D:F,3,0),\"\")","v":""},{"$f":"IFERROR(VLOOKUP(C308,'Cennik Płaski'!D:G,4,0),\"\")","v":""},null,{"$f":"IFERROR(VLOOKUP(C308,'Cennik Płaski'!D:L,9,0),\"\")","v":""},"",null,"","",{"$f":"IF(C308=\"\",\"\",VLOOKUP(C308,'[3]CENNIK PŁASKI'!$C$2:$AH$27586,24,0))","v":""},null,null,null,""]
[null,295,null,{"$f":"IFERROR(VLOOKUP(C309,'Cennik Płaski'!D:F,3,0),\"\")","v":""},{"$f":"IFERROR(VLOOKUP(C309,'Cennik Płaski'!D:G,4,0),\"\")","v":""},null,{"$f":"IFERROR(VLOOKUP(C309,'Cennik Płaski'!D:L,9,0),\"\")","v":""},"",null,"","",{"$f":"IF(C309=\"\",\"\",VLOOKUP(C309,'[3]CENNIK PŁASKI'!$C$2:$AH$27586,24,0))","v":""},null,null,null,""]
[null,296,null,{"$f":"IFERROR(VLOOKUP(C310,'Cennik Płaski'!D:F,3,0),\"\")","v":""},{"$f":"IFERROR(VLOOKUP(C310,'Cennik Płaski'!D:G,4,0),\"\")","v":""},null,{"$f":"IFERROR(VLOOKUP(C310,'Cennik Płaski'!D:L,9,0),\"\")","v":""},"",null,"","",{"$f":"IF(C310=\"\",\"\",VLOOKUP(C310,'[3]CENNIK PŁASKI'!$C$2:$AH$27586,24,0))","v":""},null,null,null,""]
[null,297,null,{"$f":"IFERROR(VLOOKUP(C311,'Cennik Płaski'!D:F,3,0),\"\")","v":""},{"$f":"IFERROR(VLOOKUP(C311,'Cennik Płaski'!D:G,4,0),\"\")","v":""},null,{"$f":"IFERROR(VLOOKUP(C311,'Cennik Płaski'!D:L,9,0),\"\")","v":""},"",null,"","",{"$f":"IF(C311=\"\",\"\",VLOOKUP(C311,'[3]CENNIK PŁASKI'!$C$2:$AH$27586,24,0))","v":""},null,null,null,""]
[null,298,null,{"$f":"IFERROR(VLOOKUP(C312,'Cennik Płaski'!D:F,3,0),\"\")","v":""},{"$f":"IFERROR(VLOOKUP(C312,'Cennik Płaski'!D:G,4,0),\"\")","v":""},null,{"$f":"IFERROR(VLOOKUP(C312,'Cennik Płaski'!D:L,9,0),\"\")","v":""},"",null,"","",{"$f":"IF(C312=\"\",\"\",VLOOKUP(C312,'[3]CENNIK PŁASKI'!$C$2:$AH$27586,24,0))","v":""},null,null,null,""]
[null,299,null,{"$f":"IFERROR(VLOOKUP(C313,'Cennik Płaski'!D:F,3,0),\"\")","v":""},{"$f":"IFERROR(VLOOKUP(C313,'Cennik Płaski'!D:G,4,0),\"\")","v":""},null,{"$f":"IFERROR(VLOOKUP(C313,'Cennik Płaski'!D:L,9,0),\"\")","v":""},"",null,"","",{"$f":"IF(C313=\"\",\"\",VLOOKUP(C313,'[3]CENNIK PŁASKI'!$C$2:$AH$27586,24,0))","v":""},null,null,null,""]
[null,300,null,{"$f":"IFERROR(VLOOKUP(C314,'Cennik Płaski'!D:F,3,0),\"\")","v":""},{"$f":"IFERROR(VLOOKUP(C314,'Cennik Płaski'!D:G,4,0),\"\")","v":""},null,{"$f":"IFERROR(VLOOKUP(C314,'Cennik Płaski'!D:L,9,0),\"\")","v":""},"",null,"","",{"$f":"IF(C314=\"\",\"\",VLOOKUP(C314,'[3]CENNIK PŁASKI'!$C$2:$AH$27586,24,0))","v":""},null,null,null,""]
[null,301,null,{"$f":"IFERROR(VLOOKUP(C315,'Cennik Płaski'!D:F,3,0),\"\")","v":""},{"$f":"IFERROR(VLOOKUP(C315,'Cennik Płaski'!D:G,4,0),\"\")","v":""},null,{"$f":"IFERROR(VLOOKUP(C315,'Cennik Płaski'!D:L,9,0),\"\")","v":""},"",null,"","",{"$f":"IF(C315=\"\",\"\",VLOOKUP(C315,'[3]CENNIK PŁASKI'!$C$2:$AH$27586,24,0))","v":""},null,null,null,""]
[null,302,null,{"$f":"IFERROR(VLOOKUP(C316,'Cennik Płaski'!D:F,3,0),\"\")","v":""},{"$f":"IFERROR(VLOOKUP(C316,'Cennik Płaski'!D:G,4,0),\"\")","v":""},null,{"$f":"IFERROR(VLOOKUP(C316,'Cennik Płaski'!D:L,9,0),\"\")","v":""},"",null,"","",{"$f":"IF(C316=\"\",\"\",VLOOKUP(C316,'[3]CENNIK PŁASKI'!$C$2:$AH$27586,24,0))","v":""},null,null,null,""]
[null,303,null,{"$f":"IFERROR(VLOOKUP(C317,'Cennik Płaski'!D:F,3,0),\"\")","v":""},{"$f":"IFERROR(VLOOKUP(C317,'Cennik Płaski'!D:G,4,0),\"\")","v":""},null,{"$f":"IFERROR(VLOOKUP(C317,'Cennik Płaski'!D:L,9,0),\"\")","v":""},"",null,"","",{"$f":"IF(C317=\"\",\"\",VLOOKUP(C317,'[3]CENNIK PŁASKI'!$C$2:$AH$27586,24,0))","v":""},null,null,null,""]
[null,304,null,{"$f":"IFERROR(VLOOKUP(C318,'Cennik Płaski'!D:F,3,0),\"\")","v":""},{"$f":"IFERROR(VLOOKUP(C318,'Cennik Płaski'!D:G,4,0),\"\")","v":""},null,{"$f":"IFERROR(VLOOKUP(C318,'Cennik Płaski'!D:L,9,0),\"\")","v":""},"",null,"","",{"$f":"IF(C318=\"\",\"\",VLOOKUP(C318,'[3]CENNIK PŁASKI'!$C$2:$AH$27586,24,0))","v":""},null,null,null,""]
[null,305,null,{"$f":"IFERROR(VLOOKUP(C319,'Cennik Płaski'!D:F,3,0),\"\")","v":""},{"$f":"IFERROR(VLOOKUP(C319,'Cennik Płaski'!D:G,4,0),\"\")","v":""},null,{"$f":"IFERROR(VLOOKUP(C319,'Cennik Płaski'!D:L,9,0),\"\")","v":""},"",null,"","",{"$f":"IF(C319=\"\",\"\",VLOOKUP(C319,'[3]CENNIK PŁASKI'!$C$2:$AH$27586,24,0))","v":""},null,null,null,""]
[null,306,null,{"$f":"IFERROR(VLOOKUP(C320,'Cennik Płaski'!D:F,3,0),\"\")","v":""},{"$f":"IFERROR(VLOOKUP(C320,'Cennik Płaski'!D:G,4,0),\"\")","v":""},null,{"$f":"IFERROR(VLOOKUP(C320,'Cennik Płaski'!D:L,9,0),\"\")","v":""},"",null,"","",{"$f":"IF(C320=\"\",\"\",VLOOKUP(C320,'[3]CENNIK PŁASKI'!$C$2:$AH$27586,24,0))","v":""},null,null,null,""]
[null,307,null,{"$f":"IFERROR(VLOOKUP(C321,'Cennik Płaski'!D:F,3,0),\"\")","v":""},{"$f":"IFERROR(VLOOKUP(C321,'Cennik Płaski'!D:G,4,0),\"\")","v":""},null,{"$f":"IFERROR(VLOOKUP(C321,'Cennik Płaski'!D:L,9,0),\"\")","v":""},"",null,"","",{"$f":"IF(C321=\"\",\"\",VLOOKUP(C321,'[3]CENNIK PŁASKI'!$C$2:$AH$27586,24,0))","v":""},null,null,null,""]
[null,308,null,{"$f":"IFERROR(VLOOKUP(C322,'Cennik Płaski'!D:F,3,0),\"\")","v":""},{"$f":"IFERROR(VLOOKUP(C322,'Cennik Płaski'!D:G,4,0),\"\")","v":""},null,{"$f":"IFERROR(VLOOKUP(C322,'Cennik Płaski'!D:L,9,0),\"\")","v":""},"",null,"","",{"$f":"IF(C322=\"\",\"\",VLOOKUP(C322,'[3]CENNIK PŁASKI'!$C$2:$AH$27586,24,0))","v":""},null,null,null,""]
[null,309,null,{"$f":"IFERROR(VLOOKUP(C323,'Cennik Płaski'!D:F,3,0),\"\")","v":""},{"$f":"IFERROR(VLOOKUP(C323,'Cennik Płaski'!D:G,4,0),\"\")","v":""},null,{"$f":"IFERROR(VLOOKUP(C323,'Cennik Płaski'!D:L,9,0),\"\")","v":""},"",null,"","",{"$f":"IF(C323=\"\",\"\",VLOOKUP(C323,'[3]CENNIK PŁASKI'!$C$2:$AH$27586,24,0))","v":""},null,null,null,""]
[null,310,null,{"$f":"IFERROR(VLOOKUP(C324,'Cennik Płaski'!D:F,3,0),\"\")","v":""},{"$f":"IFERROR(VLOOKUP(C324,'Cennik Płaski'!D:G,4,0),\"\")","v":""},null,{"$f":"IFERROR(VLOOKUP(C324,'Cennik Płaski'!D:L,9,0),\"\")","v":""},"",null,"","",{"$f":"IF(C324=\"\",\"\",VLOOKUP(C324,'[3]CENNIK PŁASKI'!$C$2:$AH$27586,24,0))","v":""},null,null,null,""]
[null,311,null,{"$f":"IFERROR(VLOOKUP(C325,'Cennik Płaski'!D:F,3,0),\"\")","v":""},{"$f":"IFERROR(VLOOKUP(C325,'Cennik Płaski'!D:G,4,0),\"\")","v":""},null,{"$f":"IFERROR(VLOOKUP(C325,'Cennik Płaski'!D:L,9,0),\"\")","v":""},"",null,"","",{"$f":"IF(C325=\"\",\"\",VLOOKUP(C325,'[3]CENNIK PŁASKI'!$C$2:$AH$27586,24,0))","v":""},null,null,null,""]
[null,312,null,{"$f":"IFERROR(VLOOKUP(C326,'Cennik Płaski'!D:F,3,0),\"\")","v":""},{"$f":"IFERROR(VLOOKUP(C326,'Cennik Płaski'!D:G,4,0),\"\")","v":""},null,{"$f":"IFERROR(VLOOKUP(C326,'Cennik Płaski'!D:L,9,0),\"\")","v":""},"",null,"","",{"$f":"IF(C326=\"\",\"\",VLOOKUP(C326,'[3]CENNIK PŁASKI'!$C$2:$AH$27586,24,0))","v":""},null,null,null,""]
[null,313,null,{"$f":"IFERROR(VLOOKUP(C327,'Cennik Płaski'!D:F,3,0),\"\")","v":""},{"$f":"IFERROR(VLOOKUP(C327,'Cennik Płaski'!D:G,4,0),\"\")","v":""},null,{"$f":"IFERROR(VLOOKUP(C327,'Cennik Płaski'!D:L,9,0),\"\")","v":""},"",null,"","",{"$f":"IF(C327=\"\",\"\",VLOOKUP(C327,'[3]CENNIK PŁASKI'!$C$2:$AH$27586,24,0))","v":""},null,null,null,""]
[null,314,null,{"$f":"IFERROR(VLOOKUP(C328,'Cennik Płaski'!D:F,3,0),\"\")","v":""},{"$f":"IFERROR(VLOOKUP(C328,'Cennik Płaski'!D:G,4,0),\"\")","v":""},null,{"$f":"IFERROR(VLOOKUP(C328,'Cennik Płaski'!D:L,9,0),\"\")","v":""},"",null,"","",{"$f":"IF(C328=\"\",\"\",VLOOKUP(C328,'[3]CENNIK PŁASKI'!$C$2:$AH$27586,24,0))","v":""},null,null,null,""]
[null,315,null,{"$f":"IFERROR(VLOOKUP(C329,'Cennik Płaski'!D:F,3,0),\"\")","v":""},{"$f":"IFERROR(VLOOKUP(C329,'Cennik Płaski'!D:G,4,0),\"\")","v":""},null,{"$f":"IFERROR(VLOOKUP(C329,'Cennik Płaski'!D:L,9,0),\"\")","v":""},"",null,"","",{"$f":"IF(C329=\"\",\"\",VLOOKUP(C329,'[3]CENNIK PŁASKI'!$C$2:$AH$27586,24,0))","v":""},null,null,null,""]
[null,316,null,{"$f":"IFERROR(VLOOKUP(C330,'Cennik Płaski'!D:F,3,0),\"\")","v":""},{"$f":"IFERROR(VLOOKUP(C330,'Cennik Płaski'!D:G,4,0),\"\")","v":""},null,{"$f":"IFERROR(VLOOKUP(C330,'Cennik Płaski'!D:L,9,0),\"\")","v":""},"",null,"","",{"$f":"IF(C330=\"\",\"\",VLOOKUP(C330,'[3]CENNIK PŁASKI'!$C$2:$AH$27586,24,0))","v":""},null,null,null,""]
[null,317,null,{"$f":"IFERROR(VLOOKUP(C331,'Cennik Płaski'!D:F,3,0),\"\")","v":""},{"$f":"IFERROR(VLOOKUP(C331,'Cennik Płaski'!D:G,4,0),\"\")","v":""},null,{"$f":"IFERROR(VLOOKUP(C331,'Cennik Płaski'!D:L,9,0),\"\")","v":""},"",null,"","",{"$f":"IF(C331=\"\",\"\",VLOOKUP(C331,'[3]CENNIK PŁASKI'!$C$2:$AH$27586,24,0))","v":""},null,null,null,""]
[null,318,null,{"$f":"IFERROR(VLOOKUP(C332,'Cennik Płaski'!D:F,3,0),\"\")","v":""},{"$f":"IFERROR(VLOOKUP(C332,'Cennik Płaski'!D:G,4,0),\"\")","v":""},null,{"$f":"IFERROR(VLOOKUP(C332,'Cennik Płaski'!D:L,9,0),\"\")","v":""},"",null,"","",{"$f":"IF(C332=\"\",\"\",VLOOKUP(C332,'[3]CENNIK PŁASKI'!$C$2:$AH$27586,24,0))","v":""},null,null,null,""]
[null,319,null,{"$f":"IFERROR(VLOOKUP(C333,'Cennik Płaski'!D:F,3,0),\"\")","v":""},{"$f":"IFERROR(VLOOKUP(C333,'Cennik Płaski'!D:G,4,0),\"\")","v":""},null,{"$f":"IFERROR(VLOOKUP(C333,'Cennik Płaski'!D:L,9,0),\"\")","v":""},"",null,"","",{"$f":"IF(C333=\"\",\"\",VLOOKUP(C333,'[3]CENNIK PŁASKI'!$C$2:$AH$27586,24,0))","v":""},null,null,null,""]
[null,320,null,{"$f":"IFERROR(VLOOKUP(C334,'Cennik Płaski'!D:F,3,0),\"\")","v":""},{"$f":"IFERROR(VLOOKUP(C334,'Cennik Płaski'!D:G,4,0),\"\")","v":""},null,{"$f":"IFERROR(VLOOKUP(C334,'Cennik Płaski'!D:L,9,0),\"\")","v":""},"",null,"","",{"$f":"IF(C334=\"\",\"\",VLOOKUP(C334,'[3]CENNIK PŁASKI'!$C$2:$AH$27586,24,0))","v":""},null,null,null,{"$f":"IF(C334<>\"\",IF(ISNUMBER(F334),\"\",\"Proszę wpisać ilość\"),\"\")","v":""}]
[null,321,null,{"$f":"IFERROR(VLOOKUP(C335,'Cennik Płaski'!D:F,3,0),\"\")","v":""},{"$f":"IFERROR(VLOOKUP(C335,'Cennik Płaski'!D:G,4,0),\"\")","v":""},null,{"$f":"IFERROR(VLOOKUP(C335,'Cennik Płaski'!D:L,9,0),\"\")","v":""},"",null,"","",{"$f":"IF(C335=\"\",\"\",VLOOKUP(C335,'[3]CENNIK PŁASKI'!$C$2:$AH$27586,24,0))","v":""},null,null,null,""]
[null,322,null,{"$f":"IFERROR(VLOOKUP(C336,'Cennik Płaski'!D:F,3,0),\"\")","v":""},{"$f":"IFERROR(VLOOKUP(C336,'Cennik Płaski'!D:G,4,0),\"\")","v":""},null,{"$f":"IFERROR(VLOOKUP(C336,'Cennik Płaski'!D:L,9,0),\"\")","v":""},{"$f":"IF(C336=\"\",\"\",F336*G336)","v":""},null,{"$f":"IF(B336=\"\",\"\",IF(I336>0,G336*(1-I336),G336))","v":""},{"$f":"IF(C336=\"\",\"\",IF(I336>0,H336*(1-I336),H336))","v":""},{"$f":"IF(C336=\"\",\"\",VLOOKUP(C336,'[3]CENNIK PŁASKI'!$C$2:$AH$27586,24,0))","v":""},null,null,null,""]
[null,323,null,{"$f":"IFERROR(VLOOKUP(C337,'Cennik Płaski'!D:F,3,0),\"\")","v":""},{"$f":"IFERROR(VLOOKUP(C337,'Cennik Płaski'!D:G,4,0),\"\")","v":""},null,{"$f":"IFERROR(VLOOKUP(C337,'Cennik Płaski'!D:L,9,0),\"\")","v":""},"",null,"","",{"$f":"IF(C337=\"\",\"\",VLOOKUP(C337,'[3]CENNIK PŁASKI'!$C$2:$AH$27586,24,0))","v":""},null,null,null,""]
[null,324,null,{"$f":"IFERROR(VLOOKUP(C338,'Cennik Płaski'!D:F,3,0),\"\")","v":""},{"$f":"IFERROR(VLOOKUP(C338,'Cennik Płaski'!D:G,4,0),\"\")","v":""},null,{"$f":"IFERROR(VLOOKUP(C338,'Cennik Płaski'!D:L,9,0),\"\")","v":""},"",null,"","",{"$f":"IF(C338=\"\",\"\",VLOOKUP(C338,'[3]CENNIK PŁASKI'!$C$2:$AH$27586,24,0))","v":""},null,null,null,""]
[null,325,null,{"$f":"IFERROR(VLOOKUP(C339,'Cennik Płaski'!D:F,3,0),\"\")","v":""},{"$f":"IFERROR(VLOOKUP(C339,'Cennik Płaski'!D:G,4,0),\"\")","v":""},null,{"$f":"IFERROR(VLOOKUP(C339,'Cennik Płaski'!D:L,9,0),\"\")","v":""},"",null,"","",{"$f":"IF(C339=\"\",\"\",VLOOKUP(C339,'[3]CENNIK PŁASKI'!$C$2:$AH$27586,24,0))","v":""},null,null,null,""]
[null,326,null,{"$f":"IFERROR(VLOOKUP(C340,'Cennik Płaski'!D:F,3,0),\"\")","v":""},{"$f":"IFERROR(VLOOKUP(C340,'Cennik Płaski'!D:G,4,0),\"\")","v":""},null,{"$f":"IFERROR(VLOOKUP(C340,'Cennik Płaski'!D:L,9,0),\"\")","v":""},"",null,"","",{"$f":"IF(C340=\"\",\"\",VLOOKUP(C340,'[3]CENNIK PŁASKI'!$C$2:$AH$27586,24,0))","v":""},null,null,null,""]
[null,327,null,{"$f":"IFERROR(VLOOKUP(C341,'Cennik Płaski'!D:F,3,0),\"\")","v":""},{"$f":"IFERROR(VLOOKUP(C341,'Cennik Płaski'!D:G,4,0),\"\")","v":""},null,{"$f":"IFERROR(VLOOKUP(C341,'Cennik Płaski'!D:L,9,0),\"\")","v":""},"",null,"","",{"$f":"IF(C341=\"\",\"\",VLOOKUP(C341,'[3]CENNIK PŁASKI'!$C$2:$AH$27586,24,0))","v":""},null,null,null,""]
[null,328,null,{"$f":"IFERROR(VLOOKUP(C342,'Cennik Płaski'!D:F,3,0),\"\")","v":""},{"$f":"IFERROR(VLOOKUP(C342,'Cennik Płaski'!D:G,4,0),\"\")","v":""},null,{"$f":"IFERROR(VLOOKUP(C342,'Cennik Płaski'!D:L,9,0),\"\")","v":""},"",null,"","",{"$f":"IF(C342=\"\",\"\",VLOOKUP(C342,'[3]CENNIK PŁASKI'!$C$2:$AH$27586,24,0))","v":""},null,null,null,""]
[null,329,null,{"$f":"IFERROR(VLOOKUP(C343,'Cennik Płaski'!D:F,3,0),\"\")","v":""},{"$f":"IFERROR(VLOOKUP(C343,'Cennik Płaski'!D:G,4,0),\"\")","v":""},null,{"$f":"IFERROR(VLOOKUP(C343,'Cennik Płaski'!D:L,9,0),\"\")","v":""},"",null,"","",{"$f":"IF(C343=\"\",\"\",VLOOKUP(C343,'[3]CENNIK PŁASKI'!$C$2:$AH$27586,24,0))","v":""},null,null,null,""]
[null,330,null,{"$f":"IFERROR(VLOOKUP(C344,'Cennik Płaski'!D:F,3,0),\"\")","v":""},{"$f":"IFERROR(VLOOKUP(C344,'Cennik Płaski'!D:G,4,0),\"\")","v":""},null,{"$f":"IFERROR(VLOOKUP(C344,'Cennik Płaski'!D:L,9,0),\"\")","v":""},"",null,"","",{"$f":"IF(C344=\"\",\"\",VLOOKUP(C344,'[3]CENNIK PŁASKI'!$C$2:$AH$27586,24,0))","v":""},null,null,null,""]
[null,331,null,{"$f":"IFERROR(VLOOKUP(C345,'Cennik Płaski'!D:F,3,0),\"\")","v":""},{"$f":"IFERROR(VLOOKUP(C345,'Cennik Płaski'!D:G,4,0),\"\")","v":""},null,{"$f":"IFERROR(VLOOKUP(C345,'Cennik Płaski'!D:L,9,0),\"\")","v":""},"",null,"","",{"$f":"IF(C345=\"\",\"\",VLOOKUP(C345,'[3]CENNIK PŁASKI'!$C$2:$AH$27586,24,0))","v":""},null,null,null,""]
[null,332,null,{"$f":"IFERROR(VLOOKUP(C346,'Cennik Płaski'!D:F,3,0),\"\")","v":""},{"$f":"IFERROR(VLOOKUP(C346,'Cennik Płaski'!D:G,4,0),\"\")","v":""},null,{"$f":"IFERROR(VLOOKUP(C346,'Cennik Płaski'!D:L,9,0),\"\")","v":""},"",null,"","",{"$f":"IF(C346=\"\",\"\",VLOOKUP(C346,'[3]CENNIK PŁASKI'!$C$2:$AH$27586,24,0))","v":""},null,null,null,""]
[null,333,null,{"$f":"IFERROR(VLOOKUP(C347,'Cennik Płaski'!D:F,3,0),\"\")","v":""},{"$f":"IFERROR(VLOOKUP(C347,'Cennik Płaski'!D:G,4,0),\"\")","v":""},null,{"$f":"IFERROR(VLOOKUP(C347,'Cennik Płaski'!D:L,9,0),\"\")","v":""},"",null,"","",{"$f":"IF(C347=\"\",\"\",VLOOKUP(C347,'[3]CENNIK PŁASKI'!$C$2:$AH$27586,24,0))","v":""},null,null,null,""]
[null,334,null,{"$f":"IFERROR(VLOOKUP(C348,'Cennik Płaski'!D:F,3,0),\"\")","v":""},{"$f":"IFERROR(VLOOKUP(C348,'Cennik Płaski'!D:G,4,0),\"\")","v":""},null,{"$f":"IFERROR(VLOOKUP(C348,'Cennik Płaski'!D:L,9,0),\"\")","v":""},"",null,"","",{"$f":"IF(C348=\"\",\"\",VLOOKUP(C348,'[3]CENNIK PŁASKI'!$C$2:$AH$27586,24,0))","v":""},null,null,null,""]
[null,335,null,{"$f":"IFERROR(VLOOKUP(C349,'Cennik Płaski'!D:F,3,0),\"\")","v":""},{"$f":"IFERROR(VLOOKUP(C349,'Cennik Płaski'!D:G,4,0),\"\")","v":""},null,{"$f":"IFERROR(VLOOKUP(C349,'Cennik Płaski'!D:L,9,0),\"\")","v":""},"",null,"","",{"$f":"IF(C349=\"\",\"\",VLOOKUP(C349,'[3]CENNIK PŁASKI'!$C$2:$AH$27586,24,0))","v":""},null,null,null,""]
[null,336,null,{"$f":"IFERROR(VLOOKUP(C350,'Cennik Płaski'!D:F,3,0),\"\")","v":""},{"$f":"IFERROR(VLOOKUP(C350,'Cennik Płaski'!D:G,4,0),\"\")","v":""},null,{"$f":"IFERROR(VLOOKUP(C350,'Cennik Płaski'!D:L,9,0),\"\")","v":""},"",null,"","",{"$f":"IF(C350=\"\",\"\",VLOOKUP(C350,'[3]CENNIK PŁASKI'!$C$2:$AH$27586,24,0))","v":""},null,null,null,""]
[null,337,null,{"$f":"IFERROR(VLOOKUP(C351,'Cennik Płaski'!D:F,3,0),\"\")","v":""},{"$f":"IFERROR(VLOOKUP(C351,'Cennik Płaski'!D:G,4,0),\"\")","v":""},null,{"$f":"IFERROR(VLOOKUP(C351,'Cennik Płaski'!D:L,9,0),\"\")","v":""},"",null,"","",{"$f":"IF(C351=\"\",\"\",VLOOKUP(C351,'[3]CENNIK PŁASKI'!$C$2:$AH$27586,24,0))","v":""},null,null,null,""]
[null,338,null,{"$f":"IFERROR(VLOOKUP(C352,'Cennik Płaski'!D:F,3,0),\"\")","v":""},{"$f":"IFERROR(VLOOKUP(C352,'Cennik Płaski'!D:G,4,0),\"\")","v":""},null,{"$f":"IFERROR(VLOOKUP(C352,'Cennik Płaski'!D:L,9,0),\"\")","v":""},"",null,"","",{"$f":"IF(C352=\"\",\"\",VLOOKUP(C352,'[3]CENNIK PŁASKI'!$C$2:$AH$27586,24,0))","v":""},null,null,null,""]
[null,339,null,{"$f":"IFERROR(VLOOKUP(C353,'Cennik Płaski'!D:F,3,0),\"\")","v":""},{"$f":"IFERROR(VLOOKUP(C353,'Cennik Płaski'!D:G,4,0),\"\")","v":""},null,{"$f":"IFERROR(VLOOKUP(C353,'Cennik Płaski'!D:L,9,0),\"\")","v":""},"",null,"","",{"$f":"IF(C353=\"\",\"\",VLOOKUP(C353,'[3]CENNIK PŁASKI'!$C$2:$AH$27586,24,0))","v":""},null,null,null,""]
[null,340,null,{"$f":"IFERROR(VLOOKUP(C354,'Cennik Płaski'!D:F,3,0),\"\")","v":""},{"$f":"IFERROR(VLOOKUP(C354,'Cennik Płaski'!D:G,4,0),\"\")","v":""},null,{"$f":"IFERROR(VLOOKUP(C354,'Cennik Płaski'!D:L,9,0),\"\")","v":""},"",null,"","",{"$f":"IF(C354=\"\",\"\",VLOOKUP(C354,'[3]CENNIK PŁASKI'!$C$2:$AH$27586,24,0))","v":""},null,null,null,""]
[null,341,null,{"$f":"IFERROR(VLOOKUP(C355,'Cennik Płaski'!D:F,3,0),\"\")","v":""},{"$f":"IFERROR(VLOOKUP(C355,'Cennik Płaski'!D:G,4,0),\"\")","v":""},null,{"$f":"IFERROR(VLOOKUP(C355,'Cennik Płaski'!D:L,9,0),\"\")","v":""},"",null,"","",{"$f":"IF(C355=\"\",\"\",VLOOKUP(C355,'[3]CENNIK PŁASKI'!$C$2:$AH$27586,24,0))","v":""},null,null,null,""]
[null,342,null,{"$f":"IFERROR(VLOOKUP(C356,'Cennik Płaski'!D:F,3,0),\"\")","v":""},{"$f":"IFERROR(VLOOKUP(C356,'Cennik Płaski'!D:G,4,0),\"\")","v":""},null,{"$f":"IFERROR(VLOOKUP(C356,'Cennik Płaski'!D:L,9,0),\"\")","v":""},"",null,"","",{"$f":"IF(C356=\"\",\"\",VLOOKUP(C356,'[3]CENNIK PŁASKI'!$C$2:$AH$27586,24,0))","v":""},null,null,null,""]
[null,343,null,{"$f":"IFERROR(VLOOKUP(C357,'Cennik Płaski'!D:F,3,0),\"\")","v":""},{"$f":"IFERROR(VLOOKUP(C357,'Cennik Płaski'!D:G,4,0),\"\")","v":""},null,{"$f":"IFERROR(VLOOKUP(C357,'Cennik Płaski'!D:L,9,0),\"\")","v":""},"",null,"","",{"$f":"IF(C357=\"\",\"\",VLOOKUP(C357,'[3]CENNIK PŁASKI'!$C$2:$AH$27586,24,0))","v":""},null,null,null,""]
[null,344,null,{"$f":"IFERROR(VLOOKUP(C358,'Cennik Płaski'!D:F,3,0),\"\")","v":""},{"$f":"IFERROR(VLOOKUP(C358,'Cennik Płaski'!D:G,4,0),\"\")","v":""},null,{"$f":"IFERROR(VLOOKUP(C358,'Cennik Płaski'!D:L,9,0),\"\")","v":""},"",null,"","",{"$f":"IF(C358=\"\",\"\",VLOOKUP(C358,'[3]CENNIK PŁASKI'!$C$2:$AH$27586,24,0))","v":""},null,null,null,""]
[null,345,null,{"$f":"IFERROR(VLOOKUP(C359,'Cennik Płaski'!D:F,3,0),\"\")","v":""},{"$f":"IFERROR(VLOOKUP(C359,'Cennik Płaski'!D:G,4,0),\"\")","v":""},null,{"$f":"IFERROR(VLOOKUP(C359,'Cennik Płaski'!D:L,9,0),\"\")","v":""},"",null,"","",{"$f":"IF(C359=\"\",\"\",VLOOKUP(C359,'[3]CENNIK PŁASKI'!$C$2:$AH$27586,24,0))","v":""},null,null,null,""]
[null,346,null,{"$f":"IFERROR(VLOOKUP(C360,'Cennik Płaski'!D:F,3,0),\"\")","v":""},{"$f":"IFERROR(VLOOKUP(C360,'Cennik Płaski'!D:G,4,0),\"\")","v":""},null,{"$f":"IFERROR(VLOOKUP(C360,'Cennik Płaski'!D:L,9,0),\"\")","v":""},"",null,"","",{"$f":"IF(C360=\"\",\"\",VLOOKUP(C360,'[3]CENNIK PŁASKI'!$C$2:$AH$27586,24,0))","v":""},null,null,null,""]
[null,347,null,{"$f":"IFERROR(VLOOKUP(C361,'Cennik Płaski'!D:F,3,0),\"\")","v":""},{"$f":"IFERROR(VLOOKUP(C361,'Cennik Płaski'!D:G,4,0),\"\")","v":""},null,{"$f":"IFERROR(VLOOKUP(C361,'Cennik Płaski'!D:L,9,0),\"\")","v":""},"",null,"","",{"$f":"IF(C361=\"\",\"\",VLOOKUP(C361,'[3]CENNIK PŁASKI'!$C$2:$AH$27586,24,0))","v":""},null,null,null,""]
[null,348,null,{"$f":"IFERROR(VLOOKUP(C362,'Cennik Płaski'!D:F,3,0),\"\")","v":""},{"$f":"IFERROR(VLOOKUP(C362,'Cennik Płaski'!D:G,4,0),\"\")","v":""},null,{"$f":"IFERROR(VLOOKUP(C362,'Cennik Płaski'!D:L,9,0),\"\")","v":""},"",null,"","",{"$f":"IF(C362=\"\",\"\",VLOOKUP(C362,'[3]CENNIK PŁASKI'!$C$2:$AH$27586,24,0))","v":""},null,null,null,""]
[null,349,null,{"$f":"IFERROR(VLOOKUP(C363,'Cennik Płaski'!D:F,3,0),\"\")","v":""},{"$f":"IFERROR(VLOOKUP(C363,'Cennik Płaski'!D:G,4,0),\"\")","v":""},null,{"$f":"IFERROR(VLOOKUP(C363,'Cennik Płaski'!D:L,9,0),\"\")","v":""},"",null,"","",{"$f":"IF(C363=\"\",\"\",VLOOKUP(C363,'[3]CENNIK PŁASKI'!$C$2:$AH$27586,24,0))","v":""},null,null,null,""]
[null,350,null,{"$f":"IFERROR(VLOOKUP(C364,'Cennik Płaski'!D:F,3,0),\"\")","v":""},{"$f":"IFERROR(VLOOKUP(C364,'Cennik Płaski'!D:G,4,0),\"\")","v":""},null,{"$f":"IFERROR(VLOOKUP(C364,'Cennik Płaski'!D:L,9,0),\"\")","v":""},"",null,"","",{"$f":"IF(C364=\"\",\"\",VLOOKUP(C364,'[3]CENNIK PŁASKI'!$C$2:$AH$27586,24,0))","v":""},null,null,null,""]
[null,351,null,{"$f":"IFERROR(VLOOKUP(C365,'Cennik Płaski'!D:F,3,0),\"\")","v":""},{"$f":"IFERROR(VLOOKUP(C365,'Cennik Płaski'!D:G,4,0),\"\")","v":""},null,{"$f":"IFERROR(VLOOKUP(C365,'Cennik Płaski'!D:L,9,0),\"\")","v":""},"",null,"","",{"$f":"IF(C365=\"\",\"\",VLOOKUP(C365,'[3]CENNIK PŁASKI'!$C$2:$AH$27586,24,0))","v":""},null,null,null,""]
[null,352,null,{"$f":"IFERROR(VLOOKUP(C366,'Cennik Płaski'!D:F,3,0),\"\")","v":""},{"$f":"IFERROR(VLOOKUP(C366,'Cennik Płaski'!D:G,4,0),\"\")","v":""},null,{"$f":"IFERROR(VLOOKUP(C366,'Cennik Płaski'!D:L,9,0),\"\")","v":""},"",null,"","",{"$f":"IF(C366=\"\",\"\",VLOOKUP(C366,'[3]CENNIK PŁASKI'!$C$2:$AH$27586,24,0))","v":""},null,null,null,""]
[null,353,null,{"$f":"IFERROR(VLOOKUP(C367,'Cennik Płaski'!D:F,3,0),\"\")","v":""},{"$f":"IFERROR(VLOOKUP(C367,'Cennik Płaski'!D:G,4,0),\"\")","v":""},null,{"$f":"IFERROR(VLOOKUP(C367,'Cennik Płaski'!D:L,9,0),\"\")","v":""},"",null,"","",{"$f":"IF(C367=\"\",\"\",VLOOKUP(C367,'[3]CENNIK PŁASKI'!$C$2:$AH$27586,24,0))","v":""},null,null,null,""]
[null,354,null,{"$f":"IFERROR(VLOOKUP(C368,'Cennik Płaski'!D:F,3,0),\"\")","v":""},{"$f":"IFERROR(VLOOKUP(C368,'Cennik Płaski'!D:G,4,0),\"\")","v":""},null,{"$f":"IFERROR(VLOOKUP(C368,'Cennik Płaski'!D:L,9,0),\"\")","v":""},"",null,"","",{"$f":"IF(C368=\"\",\"\",VLOOKUP(C368,'[3]CENNIK PŁASKI'!$C$2:$AH$27586,24,0))","v":""},null,null,null,""]
[null,355,null,{"$f":"IFERROR(VLOOKUP(C369,'Cennik Płaski'!D:F,3,0),\"\")","v":""},{"$f":"IFERROR(VLOOKUP(C369,'Cennik Płaski'!D:G,4,0),\"\")","v":""},null,{"$f":"IFERROR(VLOOKUP(C369,'Cennik Płaski'!D:L,9,0),\"\")","v":""},"",null,"","",{"$f":"IF(C369=\"\",\"\",VLOOKUP(C369,'[3]CENNIK PŁASKI'!$C$2:$AH$27586,24,0))","v":""},null,null,null,""]
[null,356,null,{"$f":"IFERROR(VLOOKUP(C370,'Cennik Płaski'!D:F,3,0),\"\")","v":""},{"$f":"IFERROR(VLOOKUP(C370,'Cennik Płaski'!D:G,4,0),\"\")","v":""},null,{"$f":"IFERROR(VLOOKUP(C370,'Cennik Płaski'!D:L,9,0),\"\")","v":""},"",null,"","",{"$f":"IF(C370=\"\",\"\",VLOOKUP(C370,'[3]CENNIK PŁASKI'!$C$2:$AH$27586,24,0))","v":""},null,null,null,""]
[null,357,null,{"$f":"IFERROR(VLOOKUP(C371,'Cennik Płaski'!D:F,3,0),\"\")","v":""},{"$f":"IFERROR(VLOOKUP(C371,'Cennik Płaski'!D:G,4,0),\"\")","v":""},null,{"$f":"IFERROR(VLOOKUP(C371,'Cennik Płaski'!D:L,9,0),\"\")","v":""},"",null,"","",{"$f":"IF(C371=\"\",\"\",VLOOKUP(C371,'[3]CENNIK PŁASKI'!$C$2:$AH$27586,24,0))","v":""},null,null,null,""]
[null,358,null,{"$f":"IFERROR(VLOOKUP(C372,'Cennik Płaski'!D:F,3,0),\"\")","v":""},{"$f":"IFERROR(VLOOKUP(C372,'Cennik Płaski'!D:G,4,0),\"\")","v":""},null,{"$f":"IFERROR(VLOOKUP(C372,'Cennik Płaski'!D:L,9,0),\"\")","v":""},"",null,"","",{"$f":"IF(C372=\"\",\"\",VLOOKUP(C372,'[3]CENNIK PŁASKI'!$C$2:$AH$27586,24,0))","v":""},null,null,null,""]
[null,359,null,{"$f":"IFERROR(VLOOKUP(C373,'Cennik Płaski'!D:F,3,0),\"\")","v":""},{"$f":"IFERROR(VLOOKUP(C373,'Cennik Płaski'!D:G,4,0),\"\")","v":""},null,{"$f":"IFERROR(VLOOKUP(C373,'Cennik Płaski'!D:L,9,0),\"\")","v":""},"",null,"","",{"$f":"IF(C373=\"\",\"\",VLOOKUP(C373,'[3]CENNIK PŁASKI'!$C$2:$AH$27586,24,0))","v":""},null,null,null,""]
[null,360,null,{"$f":"IFERROR(VLOOKUP(C374,'Cennik Płaski'!D:F,3,0),\"\")","v":""},{"$f":"IFERROR(VLOOKUP(C374,'Cennik Płaski'!D:G,4,0),\"\")","v":""},null,{"$f":"IFERROR(VLOOKUP(C374,'Cennik Płaski'!D:L,9,0),\"\")","v":""},"",null,"","",{"$f":"IF(C374=\"\",\"\",VLOOKUP(C374,'[3]CENNIK PŁASKI'!$C$2:$AH$27586,24,0))","v":""},null,null,null,""]
[null,361,null,{"$f":"IFERROR(VLOOKUP(C375,'Cennik Płaski'!D:F,3,0),\"\")","v":""},{"$f":"IFERROR(VLOOKUP(C375,'Cennik Płaski'!D:G,4,0),\"\")","v":""},null,{"$f":"IFERROR(VLOOKUP(C375,'Cennik Płaski'!D:L,9,0),\"\")","v":""},"",null,"","",{"$f":"IF(C375=\"\",\"\",VLOOKUP(C375,'[3]CENNIK PŁASKI'!$C$2:$AH$27586,24,0))","v":""},null,null,null,""]
[null,362,null,{"$f":"IFERROR(VLOOKUP(C376,'Cennik Płaski'!D:F,3,0),\"\")","v":""},{"$f":"IFERROR(VLOOKUP(C376,'Cennik Płaski'!D:G,4,0),\"\")","v":""},null,{"$f":"IFERROR(VLOOKUP(C376,'Cennik Płaski'!D:L,9,0),\"\")","v":""},"",null,"","",{"$f":"IF(C376=\"\",\"\",VLOOKUP(C376,'[3]CENNIK PŁASKI'!$C$2:$AH$27586,24,0))","v":""},null,null,null,""]
[null,363,null,{"$f":"IFERROR(VLOOKUP(C377,'Cennik Płaski'!D:F,3,0),\"\")","v":""},{"$f":"IFERROR(VLOOKUP(C377,'Cennik Płaski'!D:G,4,0),\"\")","v":""},null,{"$f":"IFERROR(VLOOKUP(C377,'Cennik Płaski'!D:L,9,0),\"\")","v":""},"",null,"","",{"$f":"IF(C377=\"\",\"\",VLOOKUP(C377,'[3]CENNIK PŁASKI'!$C$2:$AH$27586,24,0))","v":""},null,null,null,""]
[null,364,null,{"$f":"IFERROR(VLOOKUP(C378,'Cennik Płaski'!D:F,3,0),\"\")","v":""},{"$f":"IFERROR(VLOOKUP(C378,'Cennik Płaski'!D:G,4,0),\"\")","v":""},null,{"$f":"IFERROR(VLOOKUP(C378,'Cennik Płaski'!D:L,9,0),\"\")","v":""},"",null,"","",{"$f":"IF(C378=\"\",\"\",VLOOKUP(C378,'[3]CENNIK PŁASKI'!$C$2:$AH$27586,24,0))","v":""},null,null,null,""]
[null,365,null,{"$f":"IFERROR(VLOOKUP(C379,'Cennik Płaski'!D:F,3,0),\"\")","v":""},{"$f":"IFERROR(VLOOKUP(C379,'Cennik Płaski'!D:G,4,0),\"\")","v":""},null,{"$f":"IFERROR(VLOOKUP(C379,'Cennik Płaski'!D:L,9,0),\"\")","v":""},"",null,"","",{"$f":"IF(C379=\"\",\"\",VLOOKUP(C379,'[3]CENNIK PŁASKI'!$C$2:$AH$27586,24,0))","v":""},null,null,null,""]
[null,366,null,{"$f":"IFERROR(VLOOKUP(C380,'Cennik Płaski'!D:F,3,0),\"\")","v":""},{"$f":"IFERROR(VLOOKUP(C380,'Cennik Płaski'!D:G,4,0),\"\")","v":""},null,{"$f":"IFERROR(VLOOKUP(C380,'Cennik Płaski'!D:L,9,0),\"\")","v":""},"",null,"","",{"$f":"IF(C380=\"\",\"\",VLOOKUP(C380,'[3]CENNIK PŁASKI'!$C$2:$AH$27586,24,0))","v":""},null,null,null,""]
[null,367,null,{"$f":"IFERROR(VLOOKUP(C381,'Cennik Płaski'!D:F,3,0),\"\")","v":""},{"$f":"IFERROR(VLOOKUP(C381,'Cennik Płaski'!D:G,4,0),\"\")","v":""},null,{"$f":"IFERROR(VLOOKUP(C381,'Cennik Płaski'!D:L,9,0),\"\")","v":""},"",null,"","",{"$f":"IF(C381=\"\",\"\",VLOOKUP(C381,'[3]CENNIK PŁASKI'!$C$2:$AH$27586,24,0))","v":""},null,null,null,""]
[null,368,null,{"$f":"IFERROR(VLOOKUP(C382,'Cennik Płaski'!D:F,3,0),\"\")","v":""},{"$f":"IFERROR(VLOOKUP(C382,'Cennik Płaski'!D:G,4,0),\"\")","v":""},null,{"$f":"IFERROR(VLOOKUP(C382,'Cennik Płaski'!D:L,9,0),\"\")","v":""},"",null,"","",{"$f":"IF(C382=\"\",\"\",VLOOKUP(C382,'[3]CENNIK PŁASKI'!$C$2:$AH$27586,24,0))","v":""},null,null,null,""]
[null,369,null,{"$f":"IFERROR(VLOOKUP(C383,'Cennik Płaski'!D:F,3,0),\"\")","v":""},{"$f":"IFERROR(VLOOKUP(C383,'Cennik Płaski'!D:G,4,0),\"\")","v":""},null,{"$f":"IFERROR(VLOOKUP(C383,'Cennik Płaski'!D:L,9,0),\"\")","v":""},"",null,"","",{"$f":"IF(C383=\"\",\"\",VLOOKUP(C383,'[3]CENNIK PŁASKI'!$C$2:$AH$27586,24,0))","v":""},null,null,null,""]
[null,370,null,{"$f":"IFERROR(VLOOKUP(C384,'Cennik Płaski'!D:F,3,0),\"\")","v":""},{"$f":"IFERROR(VLOOKUP(C384,'Cennik Płaski'!D:G,4,0),\"\")","v":""},null,{"$f":"IFERROR(VLOOKUP(C384,'Cennik Płaski'!D:L,9,0),\"\")","v":""},"",null,"","",{"$f":"IF(C384=\"\",\"\",VLOOKUP(C384,'[3]CENNIK PŁASKI'!$C$2:$AH$27586,24,0))","v":""},null,null,null,""]
[null,371,null,{"$f":"IFERROR(VLOOKUP(C385,'Cennik Płaski'!D:F,3,0),\"\")","v":""},{"$f":"IFERROR(VLOOKUP(C385,'Cennik Płaski'!D:G,4,0),\"\")","v":""},null,{"$f":"IFERROR(VLOOKUP(C385,'Cennik Płaski'!D:L,9,0),\"\")","v":""},"",null,"","",{"$f":"IF(C385=\"\",\"\",VLOOKUP(C385,'[3]CENNIK PŁASKI'!$C$2:$AH$27586,24,0))","v":""},null,null,null,""]
[null,372,null,{"$f":"IFERROR(VLOOKUP(C386,'Cennik Płaski'!D:F,3,0),\"\")","v":""},{"$f":"IFERROR(VLOOKUP(C386,'Cennik Płaski'!D:G,4,0),\"\")","v":""},null,{"$f":"IFERROR(VLOOKUP(C386,'Cennik Płaski'!D:L,9,0),\"\")","v":""},"",null,"","",{"$f":"IF(C386=\"\",\"\",VLOOKUP(C386,'[3]CENNIK PŁASKI'!$C$2:$AH$27586,24,0))","v":""},null,null,null,""]
[null,373,null,{"$f":"IFERROR(VLOOKUP(C387,'Cennik Płaski'!D:F,3,0),\"\")","v":""},{"$f":"IFERROR(VLOOKUP(C387,'Cennik Płaski'!D:G,4,0),\"\")","v":""},null,{"$f":"IFERROR(VLOOKUP(C387,'Cennik Płaski'!D:L,9,0),\"\")","v":""},"",null,"","",{"$f":"IF(C387=\"\",\"\",VLOOKUP(C387,'[3]CENNIK PŁASKI'!$C$2:$AH$27586,24,0))","v":""},null,null,null,""]
[null,374,null,{"$f":"IFERROR(VLOOKUP(C388,'Cennik Płaski'!D:F,3,0),\"\")","v":""},{"$f":"IFERROR(VLOOKUP(C388,'Cennik Płaski'!D:G,4,0),\"\")","v":""},null,{"$f":"IFERROR(VLOOKUP(C388,'Cennik Płaski'!D:L,9,0),\"\")","v":""},"",null,"","",{"$f":"IF(C388=\"\",\"\",VLOOKUP(C388,'[3]CENNIK PŁASKI'!$C$2:$AH$27586,24,0))","v":""},null,null,null,""]
[null,375,null,{"$f":"IFERROR(VLOOKUP(C389,'Cennik Płaski'!D:F,3,0),\"\")","v":""},{"$f":"IFERROR(VLOOKUP(C389,'Cennik Płaski'!D:G,4,0),\"\")","v":""},null,{"$f":"IFERROR(VLOOKUP(C389,'Cennik Płaski'!D:L,9,0),\"\")","v":""},"",null,"","",{"$f":"IF(C389=\"\",\"\",VLOOKUP(C389,'[3]CENNIK PŁASKI'!$C$2:$AH$27586,24,0))","v":""},null,null,null,""]
[null,376,null,{"$f":"IFERROR(VLOOKUP(C390,'Cennik Płaski'!D:F,3,0),\"\")","v":""},{"$f":"IFERROR(VLOOKUP(C390,'Cennik Płaski'!D:G,4,0),\"\")","v":""},null,{"$f":"IFERROR(VLOOKUP(C390,'Cennik Płaski'!D:L,9,0),\"\")","v":""},"",null,"","",{"$f":"IF(C390=\"\",\"\",VLOOKUP(C390,'[3]CENNIK PŁASKI'!$C$2:$AH$27586,24,0))","v":""},null,null,null,""]
[null,377,null,{"$f":"IFERROR(VLOOKUP(C391,'Cennik Płaski'!D:F,3,0),\"\")","v":""},{"$f":"IFERROR(VLOOKUP(C391,'Cennik Płaski'!D:G,4,0),\"\")","v":""},null,{"$f":"IFERROR(VLOOKUP(C391,'Cennik Płaski'!D:L,9,0),\"\")","v":""},"",null,"","",{"$f":"IF(C391=\"\",\"\",VLOOKUP(C391,'[3]CENNIK PŁASKI'!$C$2:$AH$27586,24,0))","v":""},null,null,null,""]
[null,378,null,{"$f":"IFERROR(VLOOKUP(C392,'Cennik Płaski'!D:F,3,0),\"\")","v":""},{"$f":"IFERROR(VLOOKUP(C392,'Cennik Płaski'!D:G,4,0),\"\")","v":""},null,{"$f":"IFERROR(VLOOKUP(C392,'Cennik Płaski'!D:L,9,0),\"\")","v":""},"",null,"","",{"$f":"IF(C392=\"\",\"\",VLOOKUP(C392,'[3]CENNIK PŁASKI'!$C$2:$AH$27586,24,0))","v":""},null,null,null,""]
[null,379,null,{"$f":"IFERROR(VLOOKUP(C393,'Cennik Płaski'!D:F,3,0),\"\")","v":""},{"$f":"IFERROR(VLOOKUP(C393,'Cennik Płaski'!D:G,4,0),\"\")","v":""},null,{"$f":"IFERROR(VLOOKUP(C393,'Cennik Płaski'!D:L,9,0),\"\")","v":""},"",null,"","",{"$f":"IF(C393=\"\",\"\",VLOOKUP(C393,'[3]CENNIK PŁASKI'!$C$2:$AH$27586,24,0))","v":""},null,null,null,""]
[null,380,null,{"$f":"IFERROR(VLOOKUP(C394,'Cennik Płaski'!D:F,3,0),\"\")","v":""},{"$f":"IFERROR(VLOOKUP(C394,'Cennik Płaski'!D:G,4,0),\"\")","v":""},null,{"$f":"IFERROR(VLOOKUP(C394,'Cennik Płaski'!D:L,9,0),\"\")","v":""},"",null,"","",{"$f":"IF(C394=\"\",\"\",VLOOKUP(C394,'[3]CENNIK PŁASKI'!$C$2:$AH$27586,24,0))","v":""},null,null,null,""]
[null,381,null,{"$f":"IFERROR(VLOOKUP(C395,'Cennik Płaski'!D:F,3,0),\"\")","v":""},{"$f":"IFERROR(VLOOKUP(C395,'Cennik Płaski'!D:G,4,0),\"\")","v":""},null,{"$f":"IFERROR(VLOOKUP(C395,'Cennik Płaski'!D:L,9,0),\"\")","v":""},"",null,"","",{"$f":"IF(C395=\"\",\"\",VLOOKUP(C395,'[3]CENNIK PŁASKI'!$C$2:$AH$27586,24,0))","v":""},null,null,null,""]
[null,382,null,{"$f":"IFERROR(VLOOKUP(C396,'Cennik Płaski'!D:F,3,0),\"\")","v":""},{"$f":"IFERROR(VLOOKUP(C396,'Cennik Płaski'!D:G,4,0),\"\")","v":""},null,{"$f":"IFERROR(VLOOKUP(C396,'Cennik Płaski'!D:L,9,0),\"\")","v":""},"",null,"","",{"$f":"IF(C396=\"\",\"\",VLOOKUP(C396,'[3]CENNIK PŁASKI'!$C$2:$AH$27586,24,0))","v":""},null,null,null,""]
[null,383,null,{"$f":"IFERROR(VLOOKUP(C397,'Cennik Płaski'!D:F,3,0),\"\")","v":""},{"$f":"IFERROR(VLOOKUP(C397,'Cennik Płaski'!D:G,4,0),\"\")","v":""},null,{"$f":"IFERROR(VLOOKUP(C397,'Cennik Płaski'!D:L,9,0),\"\")","v":""},"",null,"","",{"$f":"IF(C397=\"\",\"\",VLOOKUP(C397,'[3]CENNIK PŁASKI'!$C$2:$AH$27586,24,0))","v":""},null,null,null,""]
[null,384,null,{"$f":"IFERROR(VLOOKUP(C398,'Cennik Płaski'!D:F,3,0),\"\")","v":""},{"$f":"IFERROR(VLOOKUP(C398,'Cennik Płaski'!D:G,4,0),\"\")","v":""},null,{"$f":"IFERROR(VLOOKUP(C398,'Cennik Płaski'!D:L,9,0),\"\")","v":""},"",null,"","",{"$f":"IF(C398=\"\",\"\",VLOOKUP(C398,'[3]CENNIK PŁASKI'!$C$2:$AH$27586,24,0))","v":""},null,null,null,{"$f":"IF(C398<>\"\",IF(ISNUMBER(F398),\"\",\"Proszę wpisać ilość\"),\"\")","v":""}]
[null,385,null,{"$f":"IFERROR(VLOOKUP(C399,'Cennik Płaski'!D:F,3,0),\"\")","v":""},{"$f":"IFERROR(VLOOKUP(C399,'Cennik Płaski'!D:G,4,0),\"\")","v":""},null,{"$f":"IFERROR(VLOOKUP(C399,'Cennik Płaski'!D:L,9,0),\"\")","v":""},"",null,"","",{"$f":"IF(C399=\"\",\"\",VLOOKUP(C399,'[3]CENNIK PŁASKI'!$C$2:$AH$27586,24,0))","v":""},null,null,null,""]
[null,386,null,{"$f":"IFERROR(VLOOKUP(C400,'Cennik Płaski'!D:F,3,0),\"\")","v":""},{"$f":"IFERROR(VLOOKUP(C400,'Cennik Płaski'!D:G,4,0),\"\")","v":""},null,{"$f":"IFERROR(VLOOKUP(C400,'Cennik Płaski'!D:L,9,0),\"\")","v":""},{"$f":"IF(C400=\"\",\"\",F400*G400)","v":""},null,{"$f":"IF(B400=\"\",\"\",IF(I400>0,G400*(1-I400),G400))","v":""},{"$f":"IF(C400=\"\",\"\",IF(I400>0,H400*(1-I400),H400))","v":""},{"$f":"IF(C400=\"\",\"\",VLOOKUP(C400,'[3]CENNIK PŁASKI'!$C$2:$AH$27586,24,0))","v":""},null,null,null,""]
[null,387,null,{"$f":"IFERROR(VLOOKUP(C401,'Cennik Płaski'!D:F,3,0),\"\")","v":""},{"$f":"IFERROR(VLOOKUP(C401,'Cennik Płaski'!D:G,4,0),\"\")","v":""},null,{"$f":"IFERROR(VLOOKUP(C401,'Cennik Płaski'!D:L,9,0),\"\")","v":""},"",null,"","",{"$f":"IF(C401=\"\",\"\",VLOOKUP(C401,'[3]CENNIK PŁASKI'!$C$2:$AH$27586,24,0))","v":""},null,null,null,""]
[null,388,null,{"$f":"IFERROR(VLOOKUP(C402,'Cennik Płaski'!D:F,3,0),\"\")","v":""},{"$f":"IFERROR(VLOOKUP(C402,'Cennik Płaski'!D:G,4,0),\"\")","v":""},null,{"$f":"IFERROR(VLOOKUP(C402,'Cennik Płaski'!D:L,9,0),\"\")","v":""},"",null,"","",{"$f":"IF(C402=\"\",\"\",VLOOKUP(C402,'[3]CENNIK PŁASKI'!$C$2:$AH$27586,24,0))","v":""},null,null,null,""]
[null,389,null,{"$f":"IFERROR(VLOOKUP(C403,'Cennik Płaski'!D:F,3,0),\"\")","v":""},{"$f":"IFERROR(VLOOKUP(C403,'Cennik Płaski'!D:G,4,0),\"\")","v":""},null,{"$f":"IFERROR(VLOOKUP(C403,'Cennik Płaski'!D:L,9,0),\"\")","v":""},"",null,"","",{"$f":"IF(C403=\"\",\"\",VLOOKUP(C403,'[3]CENNIK PŁASKI'!$C$2:$AH$27586,24,0))","v":""},null,null,null,""]
[null,390,null,{"$f":"IFERROR(VLOOKUP(C404,'Cennik Płaski'!D:F,3,0),\"\")","v":""},{"$f":"IFERROR(VLOOKUP(C404,'Cennik Płaski'!D:G,4,0),\"\")","v":""},null,{"$f":"IFERROR(VLOOKUP(C404,'Cennik Płaski'!D:L,9,0),\"\")","v":""},"",null,"","",{"$f":"IF(C404=\"\",\"\",VLOOKUP(C404,'[3]CENNIK PŁASKI'!$C$2:$AH$27586,24,0))","v":""},null,null,null,""]
[null,391,null,{"$f":"IFERROR(VLOOKUP(C405,'Cennik Płaski'!D:F,3,0),\"\")","v":""},{"$f":"IFERROR(VLOOKUP(C405,'Cennik Płaski'!D:G,4,0),\"\")","v":""},null,{"$f":"IFERROR(VLOOKUP(C405,'Cennik Płaski'!D:L,9,0),\"\")","v":""},"",null,"","",{"$f":"IF(C405=\"\",\"\",VLOOKUP(C405,'[3]CENNIK PŁASKI'!$C$2:$AH$27586,24,0))","v":""},null,null,null,""]
[null,392,null,{"$f":"IFERROR(VLOOKUP(C406,'Cennik Płaski'!D:F,3,0),\"\")","v":""},{"$f":"IFERROR(VLOOKUP(C406,'Cennik Płaski'!D:G,4,0),\"\")","v":""},null,{"$f":"IFERROR(VLOOKUP(C406,'Cennik Płaski'!D:L,9,0),\"\")","v":""},"",null,"","",{"$f":"IF(C406=\"\",\"\",VLOOKUP(C406,'[3]CENNIK PŁASKI'!$C$2:$AH$27586,24,0))","v":""},null,null,null,""]
[null,393,null,{"$f":"IFERROR(VLOOKUP(C407,'Cennik Płaski'!D:F,3,0),\"\")","v":""},{"$f":"IFERROR(VLOOKUP(C407,'Cennik Płaski'!D:G,4,0),\"\")","v":""},null,{"$f":"IFERROR(VLOOKUP(C407,'Cennik Płaski'!D:L,9,0),\"\")","v":""},"",null,"","",{"$f":"IF(C407=\"\",\"\",VLOOKUP(C407,'[3]CENNIK PŁASKI'!$C$2:$AH$27586,24,0))","v":""},null,null,null,""]
[null,394,null,{"$f":"IFERROR(VLOOKUP(C408,'Cennik Płaski'!D:F,3,0),\"\")","v":""},{"$f":"IFERROR(VLOOKUP(C408,'Cennik Płaski'!D:G,4,0),\"\")","v":""},null,{"$f":"IFERROR(VLOOKUP(C408,'Cennik Płaski'!D:L,9,0),\"\")","v":""},"",null,"","",{"$f":"IF(C408=\"\",\"\",VLOOKUP(C408,'[3]CENNIK PŁASKI'!$C$2:$AH$27586,24,0))","v":""},null,null,null,""]
[null,395,null,{"$f":"IFERROR(VLOOKUP(C409,'Cennik Płaski'!D:F,3,0),\"\")","v":""},{"$f":"IFERROR(VLOOKUP(C409,'Cennik Płaski'!D:G,4,0),\"\")","v":""},null,{"$f":"IFERROR(VLOOKUP(C409,'Cennik Płaski'!D:L,9,0),\"\")","v":""},"",null,"","",{"$f":"IF(C409=\"\",\"\",VLOOKUP(C409,'[3]CENNIK PŁASKI'!$C$2:$AH$27586,24,0))","v":""},null,null,null,""]
[null,396,null,{"$f":"IFERROR(VLOOKUP(C410,'Cennik Płaski'!D:F,3,0),\"\")","v":""},{"$f":"IFERROR(VLOOKUP(C410,'Cennik Płaski'!D:G,4,0),\"\")","v":""},null,{"$f":"IFERROR(VLOOKUP(C410,'Cennik Płaski'!D:L,9,0),\"\")","v":""},"",null,"","",{"$f":"IF(C410=\"\",\"\",VLOOKUP(C410,'[3]CENNIK PŁASKI'!$C$2:$AH$27586,24,0))","v":""},null,null,null,""]
[null,397,null,{"$f":"IFERROR(VLOOKUP(C411,'Cennik Płaski'!D:F,3,0),\"\")","v":""},{"$f":"IFERROR(VLOOKUP(C411,'Cennik Płaski'!D:G,4,0),\"\")","v":""},null,{"$f":"IFERROR(VLOOKUP(C411,'Cennik Płaski'!D:L,9,0),\"\")","v":""},"",null,"","",{"$f":"IF(C411=\"\",\"\",VLOOKUP(C411,'[3]CENNIK PŁASKI'!$C$2:$AH$27586,24,0))","v":""},null,null,null,""]
[null,398,null,{"$f":"IFERROR(VLOOKUP(C412,'Cennik Płaski'!D:F,3,0),\"\")","v":""},{"$f":"IFERROR(VLOOKUP(C412,'Cennik Płaski'!D:G,4,0),\"\")","v":""},null,{"$f":"IFERROR(VLOOKUP(C412,'Cennik Płaski'!D:L,9,0),\"\")","v":""},"",null,"","",{"$f":"IF(C412=\"\",\"\",VLOOKUP(C412,'[3]CENNIK PŁASKI'!$C$2:$AH$27586,24,0))","v":""},null,null,null,""]
[null,399,null,{"$f":"IFERROR(VLOOKUP(C413,'Cennik Płaski'!D:F,3,0),\"\")","v":""},{"$f":"IFERROR(VLOOKUP(C413,'Cennik Płaski'!D:G,4,0),\"\")","v":""},null,{"$f":"IFERROR(VLOOKUP(C413,'Cennik Płaski'!D:L,9,0),\"\")","v":""},"",null,"","",{"$f":"IF(C413=\"\",\"\",VLOOKUP(C413,'[3]CENNIK PŁASKI'!$C$2:$AH$27586,24,0))","v":""},null,null,null,""]
[null,400,null,{"$f":"IFERROR(VLOOKUP(C414,'Cennik Płaski'!D:F,3,0),\"\")","v":""},{"$f":"IFERROR(VLOOKUP(C414,'Cennik Płaski'!D:G,4,0),\"\")","v":""},null,{"$f":"IFERROR(VLOOKUP(C414,'Cennik Płaski'!D:L,9,0),\"\")","v":""},"",null,"","",{"$f":"IF(C414=\"\",\"\",VLOOKUP(C414,'[3]CENNIK PŁASKI'!$C$2:$AH$27586,24,0))","v":""},null,null,null,""]
[null,401,null,{"$f":"IFERROR(VLOOKUP(C415,'Cennik Płaski'!D:F,3,0),\"\")","v":""},{"$f":"IFERROR(VLOOKUP(C415,'Cennik Płaski'!D:G,4,0),\"\")","v":""},null,{"$f":"IFERROR(VLOOKUP(C415,'Cennik Płaski'!D:L,9,0),\"\")","v":""},"",null,"","",{"$f":"IF(C415=\"\",\"\",VLOOKUP(C415,'[3]CENNIK PŁASKI'!$C$2:$AH$27586,24,0))","v":""},null,null,null,""]
[null,402,null,{"$f":"IFERROR(VLOOKUP(C416,'Cennik Płaski'!D:F,3,0),\"\")","v":""},{"$f":"IFERROR(VLOOKUP(C416,'Cennik Płaski'!D:G,4,0),\"\")","v":""},null,{"$f":"IFERROR(VLOOKUP(C416,'Cennik Płaski'!D:L,9,0),\"\")","v":""},"",null,"","",{"$f":"IF(C416=\"\",\"\",VLOOKUP(C416,'[3]CENNIK PŁASKI'!$C$2:$AH$27586,24,0))","v":""},null,null,null,""]
[null,403,null,{"$f":"IFERROR(VLOOKUP(C417,'Cennik Płaski'!D:F,3,0),\"\")","v":""},{"$f":"IFERROR(VLOOKUP(C417,'Cennik Płaski'!D:G,4,0),\"\")","v":""},null,{"$f":"IFERROR(VLOOKUP(C417,'Cennik Płaski'!D:L,9,0),\"\")","v":""},"",null,"","",{"$f":"IF(C417=\"\",\"\",VLOOKUP(C417,'[3]CENNIK PŁASKI'!$C$2:$AH$27586,24,0))","v":""},null,null,null,""]
[null,404,null,{"$f":"IFERROR(VLOOKUP(C418,'Cennik Płaski'!D:F,3,0),\"\")","v":""},{"$f":"IFERROR(VLOOKUP(C418,'Cennik Płaski'!D:G,4,0),\"\")","v":""},null,{"$f":"IFERROR(VLOOKUP(C418,'Cennik Płaski'!D:L,9,0),\"\")","v":""},"",null,"","",{"$f":"IF(C418=\"\",\"\",VLOOKUP(C418,'[3]CENNIK PŁASKI'!$C$2:$AH$27586,24,0))","v":""},null,null,null,""]
[null,405,null,{"$f":"IFERROR(VLOOKUP(C419,'Cennik Płaski'!D:F,3,0),\"\")","v":""},{"$f":"IFERROR(VLOOKUP(C419,'Cennik Płaski'!D:G,4,0),\"\")","v":""},null,{"$f":"IFERROR(VLOOKUP(C419,'Cennik Płaski'!D:L,9,0),\"\")","v":""},"",null,"","",{"$f":"IF(C419=\"\",\"\",VLOOKUP(C419,'[3]CENNIK PŁASKI'!$C$2:$AH$27586,24,0))","v":""},null,null,null,""]
[null,406,null,{"$f":"IFERROR(VLOOKUP(C420,'Cennik Płaski'!D:F,3,0),\"\")","v":""},{"$f":"IFERROR(VLOOKUP(C420,'Cennik Płaski'!D:G,4,0),\"\")","v":""},null,{"$f":"IFERROR(VLOOKUP(C420,'Cennik Płaski'!D:L,9,0),\"\")","v":""},"",null,"","",{"$f":"IF(C420=\"\",\"\",VLOOKUP(C420,'[3]CENNIK PŁASKI'!$C$2:$AH$27586,24,0))","v":""},null,null,null,""]
[null,407,null,{"$f":"IFERROR(VLOOKUP(C421,'Cennik Płaski'!D:F,3,0),\"\")","v":""},{"$f":"IFERROR(VLOOKUP(C421,'Cennik Płaski'!D:G,4,0),\"\")","v":""},null,{"$f":"IFERROR(VLOOKUP(C421,'Cennik Płaski'!D:L,9,0),\"\")","v":""},"",null,"","",{"$f":"IF(C421=\"\",\"\",VLOOKUP(C421,'[3]CENNIK PŁASKI'!$C$2:$AH$27586,24,0))","v":""},null,null,null,""]
[null,408,null,{"$f":"IFERROR(VLOOKUP(C422,'Cennik Płaski'!D:F,3,0),\"\")","v":""},{"$f":"IFERROR(VLOOKUP(C422,'Cennik Płaski'!D:G,4,0),\"\")","v":""},null,{"$f":"IFERROR(VLOOKUP(C422,'Cennik Płaski'!D:L,9,0),\"\")","v":""},"",null,"","",{"$f":"IF(C422=\"\",\"\",VLOOKUP(C422,'[3]CENNIK PŁASKI'!$C$2:$AH$27586,24,0))","v":""},null,null,null,""]
[null,409,null,{"$f":"IFERROR(VLOOKUP(C423,'Cennik Płaski'!D:F,3,0),\"\")","v":""},{"$f":"IFERROR(VLOOKUP(C423,'Cennik Płaski'!D:G,4,0),\"\")","v":""},null,{"$f":"IFERROR(VLOOKUP(C423,'Cennik Płaski'!D:L,9,0),\"\")","v":""},"",null,"","",{"$f":"IF(C423=\"\",\"\",VLOOKUP(C423,'[3]CENNIK PŁASKI'!$C$2:$AH$27586,24,0))","v":""},null,null,null,""]
[null,410,null,{"$f":"IFERROR(VLOOKUP(C424,'Cennik Płaski'!D:F,3,0),\"\")","v":""},{"$f":"IFERROR(VLOOKUP(C424,'Cennik Płaski'!D:G,4,0),\"\")","v":""},null,{"$f":"IFERROR(VLOOKUP(C424,'Cennik Płaski'!D:L,9,0),\"\")","v":""},"",null,"","",{"$f":"IF(C424=\"\",\"\",VLOOKUP(C424,'[3]CENNIK PŁASKI'!$C$2:$AH$27586,24,0))","v":""},null,null,null,""]
[null,411,null,{"$f":"IFERROR(VLOOKUP(C425,'Cennik Płaski'!D:F,3,0),\"\")","v":""},{"$f":"IFERROR(VLOOKUP(C425,'Cennik Płaski'!D:G,4,0),\"\")","v":""},null,{"$f":"IFERROR(VLOOKUP(C425,'Cennik Płaski'!D:L,9,0),\"\")","v":""},"",null,"","",{"$f":"IF(C425=\"\",\"\",VLOOKUP(C425,'[3]CENNIK PŁASKI'!$C$2:$AH$27586,24,0))","v":""},null,null,null,""]
[null,412,null,{"$f":"IFERROR(VLOOKUP(C426,'Cennik Płaski'!D:F,3,0),\"\")","v":""},{"$f":"IFERROR(VLOOKUP(C426,'Cennik Płaski'!D:G,4,0),\"\")","v":""},null,{"$f":"IFERROR(VLOOKUP(C426,'Cennik Płaski'!D:L,9,0),\"\")","v":""},"",null,"","",{"$f":"IF(C426=\"\",\"\",VLOOKUP(C426,'[3]CENNIK PŁASKI'!$C$2:$AH$27586,24,0))","v":""},null,null,null,""]
[null,413,null,{"$f":"IFERROR(VLOOKUP(C427,'Cennik Płaski'!D:F,3,0),\"\")","v":""},{"$f":"IFERROR(VLOOKUP(C427,'Cennik Płaski'!D:G,4,0),\"\")","v":""},null,{"$f":"IFERROR(VLOOKUP(C427,'Cennik Płaski'!D:L,9,0),\"\")","v":""},"",null,"","",{"$f":"IF(C427=\"\",\"\",VLOOKUP(C427,'[3]CENNIK PŁASKI'!$C$2:$AH$27586,24,0))","v":""},null,null,null,""]
[null,414,null,{"$f":"IFERROR(VLOOKUP(C428,'Cennik Płaski'!D:F,3,0),\"\")","v":""},{"$f":"IFERROR(VLOOKUP(C428,'Cennik Płaski'!D:G,4,0),\"\")","v":""},null,{"$f":"IFERROR(VLOOKUP(C428,'Cennik Płaski'!D:L,9,0),\"\")","v":""},"",null,"","",{"$f":"IF(C428=\"\",\"\",VLOOKUP(C428,'[3]CENNIK PŁASKI'!$C$2:$AH$27586,24,0))","v":""},null,null,null,""]
[null,415,null,{"$f":"IFERROR(VLOOKUP(C429,'Cennik Płaski'!D:F,3,0),\"\")","v":""},{"$f":"IFERROR(VLOOKUP(C429,'Cennik Płaski'!D:G,4,0),\"\")","v":""},null,{"$f":"IFERROR(VLOOKUP(C429,'Cennik Płaski'!D:L,9,0),\"\")","v":""},"",null,"","",{"$f":"IF(C429=\"\",\"\",VLOOKUP(C429,'[3]CENNIK PŁASKI'!$C$2:$AH$27586,24,0))","v":""},null,null,null,""]
[null,416,null,{"$f":"IFERROR(VLOOKUP(C430,'Cennik Płaski'!D:F,3,0),\"\")","v":""},{"$f":"IFERROR(VLOOKUP(C430,'Cennik Płaski'!D:G,4,0),\"\")","v":""},null,{"$f":"IFERROR(VLOOKUP(C430,'Cennik Płaski'!D:L,9,0),\"\")","v":""},"",null,"","",{"$f":"IF(C430=\"\",\"\",VLOOKUP(C430,'[3]CENNIK PŁASKI'!$C$2:$AH$27586,24,0))","v":""},null,null,null,""]
[null,417,null,{"$f":"IFERROR(VLOOKUP(C431,'Cennik Płaski'!D:F,3,0),\"\")","v":""},{"$f":"IFERROR(VLOOKUP(C431,'Cennik Płaski'!D:G,4,0),\"\")","v":""},null,{"$f":"IFERROR(VLOOKUP(C431,'Cennik Płaski'!D:L,9,0),\"\")","v":""},"",null,"","",{"$f":"IF(C431=\"\",\"\",VLOOKUP(C431,'[3]CENNIK PŁASKI'!$C$2:$AH$27586,24,0))","v":""},null,null,null,""]
[null,418,null,{"$f":"IFERROR(VLOOKUP(C432,'Cennik Płaski'!D:F,3,0),\"\")","v":""},{"$f":"IFERROR(VLOOKUP(C432,'Cennik Płaski'!D:G,4,0),\"\")","v":""},null,{"$f":"IFERROR(VLOOKUP(C432,'Cennik Płaski'!D:L,9,0),\"\")","v":""},"",null,"","",{"$f":"IF(C432=\"\",\"\",VLOOKUP(C432,'[3]CENNIK PŁASKI'!$C$2:$AH$27586,24,0))","v":""},null,null,null,""]