{"text_format":"1","workbook":"xlsx","n_sheets":7,"sheets":["STRONA GŁÓWNA","Indeks kabli i przewodów","Cennik Płaski","Logistyka","Konfekcja","Opakowania","Zamówienie"],"not_rendered":{"charts":0,"images":3,"macros":1,"external_links":3,"defined_names":474,"comments":1,"pivot_tables":0},"unopened":[],"bounds":{"document_bytes":16777216,"sheet_cells":100000,"rows_first":2000,"rows_last":500,"rows_between":2000,"halvings":0,"cell_chars":16384,"cell_head_chars":4096},"cells_cut":0,"cells_raw":0,"read":"whole","date_system":"1900"}

{"sheet":"STRONA GŁÓWNA","index":0,"n_rows":16,"n_cols":1,"rows_kept":16,"cut":false,"hidden":false,"merged":[]}
[]
["Cennik wyrobów edycja 14.01.2019r"]
["Cennik zawiera wybrane produkty z oferty Zakładów Kablowych Bitner. \nW przypadku zainteresowania wyrobami spoza listy prosimy o kontakt z działem handlowym\n(tel. 12 389 40 24 wew. 112-117) lub z działem ofert (tel. 12 389 40 24 wew. 343-347).\nPodane ceny są cenami netto, do których należy doliczyć podatek od towarów i usług VAT zgodnie z obowiązującą stawką.                                                   "]
["Indeks kabli i przewodów"]
["KABLE STEROWNICZE"]
["KABLE BEZPIECZNE "]
["KABLE TELEKOMUNIKACYJNE "]
["KABLE ENERGETYCZNE I SYGNALIZACYJNE "]
["KABLE AUDIO"]
["KABLE  GÓRNICZE"]
["Cennik płaski"]
["Logistyka"]
["Konfekcja"]
["Opakowania"]
["Zamówienie"]
["Zakłady Kablowe BITNER spółka z ograniczoną odpowiedzialnością\nz siedzibą w Krakowie ul. Józefa Friedleina 3/3, 30-009 Kraków\nSąd Rejonowy dla Krakowa – Śródmieścia w Krakowie XI Wydział Gospodarczy KRS\nKRS: 0000653658, NIP: 6372159473, REGON: 121163910.\nKapitał zakładowy: 63 807 588 zł"]

{"sheet":"Indeks kabli i przewodów","index":1,"n_rows":141,"n_cols":6,"rows_kept":141,"cut":false,"hidden":false,"merged":[]}
["STEROWNICZE","BEZPIECZNE","ENERGETYCZNE I SYGNALIZACYJNE","TELEKOMUNIKACYJNE","AUDIO","GÓRNICZE"]
["BiT LiYY 300/300V","(N)HXCH FE180/E30 ","H07RN-F","A-2Y(L)2Y","BiTsound Instrument Cable ","8GTL3Gkon-G 300/500V"]
["BiT LiYCY 300/300V","(N)HXCH FE180/E90","BiT GsLGs  450/750V ","A-2Y(L)2YB2Y*","BiTsound PGY-p","BiTflex (a) O2nGcekż/w-GW 3,6/6kV"]
["BiT LiHH 300/300V","(N)HXCH FE180/E90 ","BiT LGs 300/500V ","A-2Y(L)2YB2Y**","BiTsound PGY-p OFC","BiTflex (a) OnGcekż/w-GW 3,6/6kV"]
["BiT LiHCH 300/300V","(N)HXH-J FE180/E30","BiT LGs 450/750V ","A-2YF(L)2Y","BiTsound®Instal Speaker Cable","BiTmining (N)TSCGEWOEU-F 12/20kV"]
["IB-BiT LiYY 300/300V","(N)HXH-J FE180/E90","BiT NSHTÖU-J","A-2YF(L)2YB2Y","BiTsound®Instal Speaker Cable LSOH","BiTmining (N)TSCGEWOEU-F 14/25kV"]
["IB-BiT LiYCY 300/300V","(N)HXH-O FE180/E30","BiT YKSXS 0,6/1kV ","BiTLAN F/FTP 4x2x23 AWG  cat. 6A  500MHz","BiTsound®Instrument Cable","BiTmining (N)TSCGEWOEU-F 18/30kV"]
["BiT 500®","(N)HXH-O FE180/E90","BiT YKSY 0,6/1kV ","BiTLAN F/FTP 4x2x23 AWG  cat. 6A  500MHz LSOH","BiTsound®Speaker Cable OFC","BiTmining (N)TSCGEWOEU-F 3,6/6kV"]
["BiT 500®C","BiT HDHX 450/750V","BiT YKSYektmy 0,6/1kV","BiTLAN F/UTP  PATCHCORD 4x2x26/7 AWG cat. 5e 200MHz LSOH","Digital Hybrid Cable","BiTmining (N)TSCGEWOEU-F 6/10kV"]
["BiT 500®CY","BiT HDHXżo 450/750V","BiT YKSYFtZny 0,6/1kV","BiTLAN F/UTP  PATCHCORD 4x2x26/7 AWG cat. 6 350MHz LSOH","DMX-D Dual Data Cable","BiTmining (N)TSCGEWOEU-F 8,7/15kV"]
["BiT 500®(St)","BiTflame®1000 FE180/E90 0,6/1kV","BiT YnKSXS 0,6/1kV","BiTLAN F/UTP 4x2x23 AWG  cat. 6A  500MHz LSOH","DMX-S Data Cable ","BiTmining (N)TSCGEWOEU-R 12/20kV"]
["BiT 500®2(St)","BiTflame®1000C FE180/E90 0,6/1kV","BiT YnKSY 0,6/1kV","BiTLAN F/UTP 4x2x23 AWG (0,54) cat. 6 350MHz","DMX-S Professional Data Cable ","BiTmining (N)TSCGEWOEU-R 14/25kV"]
["BiT 500®FR","HDGs FE180/PH90/E90","BiT YoKSY 0,6/1kV","BiTLAN F/UTP 4x2x23 AWG (0,54) cat. 6 350MHz LSOH","InfoBiT 16 PE-(St)PVC","BiTmining (N)TSCGEWOEU-R 18/30kV"]
["BiT 500®C FR","HDGsekwf FE180/PH90/E90","H01N2-D (OnS-1)","BiTLAN F/UTP 4x2x24AWG (0,5) cat. 5e 200MHz","InfoBiT 16 PVC-PVC","BiTmining (N)TSCGEWOEU-R 3,6/6kV"]
["BiT 500®(St) FR","HDGsekwfżo FE180/PH90/E90","H01N2-E","BiTLAN F/UTP 4x2x24AWG (0,5) cat. 5e 200MHz LSOH","Microphone Cable czarny OFC THIN","BiTmining (N)TSCGEWOEU-R 6/10kV"]
["BiT 500®2(St) FR","HDGsżo FE180/PH90/E90","H03VV-F (OMY) ","BiTLAN F/UTP 4x2x24AWG (0,5) cat. 5e outdoor 200MHz","Microphone Cable OFC czarny","BiTmining (N)TSCGEWOEU-R 8,7/15kV"]
["BiT 500®OR","HLGs FE180/PH90/E90","H03VVH2-F (OMYp )","BiTLAN F/UTPf 4x2x24AWG (0,5) cat. 5e outdoor 200MHz","Microphone Instal Cable OFC ","BiTmining (N)TSCGEWOEU-SR 12/20kV"]
["BiT 500®C OR","HLGsekwf FE180/PH90/E90","H05BB-F","BiTLAN F/UTPfs 4x2x24AWG (0,5) cat. 5e outdoor 200MHz","Microphone Instal Cable OFC LSOH","BiTmining (N)TSCGEWOEU-SR 14/25kV"]
["BiT 500®(St) OR","HLGsekwfżo FE180/PH90/E90","H05BQ-F","BiTLAN S/FTP 4x2x23 AWG  cat. 6A  500MHz","MultiPaired Analog Audio Cable","BiTmining (N)TSCGEWOEU-SR 18/30kV"]
["BiT 500®2(St) OR","HLGsżo FE180/PH90/E90","H05RR-F ","BiTLAN S/FTP 4x2x23 AWG  cat. 6A  500MHz LSOH","MultiPaired Analog Audio Cable ","BiTmining (N)TSCGEWOEU-SR 3,6/6kV"]
["BiT 500®BLACK","HTKSH","H05V2-K ","BiTLAN S/FTP 4x2x23 AWG (0,54) cat. 6 350MHz","Power DMX-S","BiTmining (N)TSCGEWOEU-SR 6/10kV"]
["BiT 500®C BLACK","HTKSH FE180/PH90/E90","H05V-K ","BiTLAN S/FTP 4x2x23 AWG cat.7  1000MHz LSOH","Power Dual DMX  ","BiTmining (N)TSCGEWOEU-SR 8,7/15kV"]
["BiT 500®(St) BLACK","HTKSHekw","H05VV-F (OWY)","BiTLAN U/FTP 4x2x23 AWG  cat. 6A  500MHz","Power Microphone ","BiTmining (N)TSCGEWOEU-TR 12/20kV"]
["BiT 500®2(St) BLACK","HTKSHekw FE180/PH90/E90","H07BB-F","BiTLAN U/FTP 4x2x23 AWG  cat. 6A  500MHz LSOH","Power UTP kat. 5 ","BiTmining (N)TSCGEWOEU-TR 14/25kV"]
["BiT 500®BLACK FR","JE-H(St)H  FE180/E90 CERAMIC ","H07BQ-F","BiTLAN U/FTP 4x2x23 AWG (0,54) cat. 6 350MHz","Power UTP kat. 5e ","BiTmining (N)TSCGEWOEU-TR 18/30kV"]
["BiT 500®C BLACK FR","JE-H(St)H FE180/E30 CERAMIC","H07RN-F","BiTLAN U/FTP 4x2x23 AWG (0,54) cat. 6 350MHz LSOH","Professional Microphone Cable OFC","BiTmining (N)TSCGEWOEU-TR 3,6/6kV"]
["BiT 500®(St) BLACK FR","JE-H(St)H FE180/E30 MICA","H07V2-K","BiTLAN U/UTP  PATCHCORD 4x2x26/7 AWG cat. 5e 200MHz LSOH","Przewody hybrydowe MULTIBIT 5C+4S","BiTmining (N)TSCGEWOEU-TR 6/10kV"]
["BiT 500®2(St) BLACK FR","JE-H(St)H FE180/E90 CERAMIC","H07V-K","BiTLAN U/UTP  PATCHCORD 4x2x26/7 AWG cat. 6 350MHz LSOH","Przewody hybrydowe MULTIBIT 5C+4S LSOH","BiTmining (N)TSCGEWOEU-TR 8,7/15kV"]
["BiT 500®BLACK OR","JE-H(St)H FE180/E90 MICA","LgYd","BiTLAN U/UTP 4x2x23 AWG  cat. 6A  500MHz LSOH","Przewód głośnikowy PGI-(VH) LSOH","BiTmining (N)TSKCGECWOEU-CH 3,6/6kV"]
["BiT 500®C BLACK OR","N2XCH 0,6/1kV","NYCY 0,6/1kV","BiTLAN U/UTP 4x2x23 AWG (0,54) cat. 6 350MHz","Przewód głośnikowy PGI-(VH) OFC PH 90 LSOH","BiTmining (N)TSKCGECWOEU-FN 3,6/6kV"]
["BiT 500®(St) BLACK OR","N2XH-J 0,6/1kV","YAKXS 0,6/1kV","BiTLAN U/UTP 4x2x23 AWG (0,54) cat. 6 350MHz LSOH","Przewód głośnikowy PGI-H  E30 LSOH","BiTmining NTMCGCWOEU 12/20kV"]
["BiT 500®2(St) BLACK OR","N2XH-O 0,6/1kV","YAKXSżo 0,6/1kV","BiTLAN U/UTP 4x2x24AWG (0,5) cat. 5e 200MHz","Przewód głośnikowy PGI-H PH 90 LSOH","BiTmining NTMCGCWOEU 6/10kV"]
["BiT 500®H","NHXCH FE180/E30","YAKY 0,6/1kV","BiTLAN U/UTP 4x2x24AWG (0,5) cat. 5e 200MHz LSOH",null,"BiTmining NTSCGEWOEU-W .../3 12/20kV"]
["BiT 500®CH","NHXCH FE180/E90","YAKYFoyżo","BiTLAN U/UTP 4x2x24AWG (0,5) cat. 5e outdoor 200MHz",null,"BiTmining NTSCGEWOEU-W .../3 14/25kV"]
["BiT 500®(St) H","NHXCH FE180/E90 ","YAKYżo 0,6/1kV","BiTLAN U/UTPf 4x2x23 AWG (0,54) cat. 6 outdoor 350MHz",null,"BiTmining NTSCGEWOEU-W .../3 18/30kV"]
["BiT 500®2(St) H","NHXH-J FE180/E30 ","YKXS 0,6/1kV","BiTLAN U/UTPf 4x2x24AWG (0,5) cat. 5e outdoor 200MHz",null,"BiTmining NTSCGEWOEU-W .../3 3,6/10kV"]
["BiT 500®(St) CH","NHXH-J FE180/E90 ","YKXSżo 0,6/1kV","BiTLAN U/UTPfs 4x2x24AWG (0,5) cat. 5e outdoor 200MHz",null,"BiTmining NTSCGEWOEU-W .../3 3,6/6kV"]
["IB-BiT 500®","NHXH-O FE180/E30","YKY 0,6/1kV","BiTSAT 757 biały",null,"BiTmining NTSCGEWOEU-W .../3 8,7/15kV"]
["IB-BiT 500®C","NHXH-O FE180/E30 ","YKYektmy 0,6/1kV","BiTSAT 757 czarny",null,"BiTmining NTSCGEWOEU-W .../3E 12/20kV"]
["IB-BiT 500®CY","NHXH-O FE180/E90 ","YKYektmyżo 0,6/1kV","BiTSAT 757 LS0H",null,"BiTmining NTSCGEWOEU-W .../3E 14/25kV"]
["BiT 750®","NHXMH-J 300/500V","YKYFoy 0,6/1kV","EKKX",null,"BiTmining NTSCGEWOEU-W .../3E 18/3E0kV"]
["BiT 750®CY","NHXMH-O 300/500V","YKYFoyżo 0,6/1kV","ELAQBY",null,"BiTmining NTSCGEWOEU-W .../3E 3,6/10kV"]
["BiT 1000®FR","YnTKSXekw","YKYFtZny 0,6/1kV  ","ELAQBY-S",null,"BiTmining NTSCGEWOEU-W .../3E 3,6/6kV"]
["BiT 1000®C FR","YnTKSY","YKYFtZnyżo 0,6/1kV ","ELAQXB",null,"BiTmining NTSCGEWOEU-W .../3E 8,7/15kV"]
["BiT 1000®CY FR","YnTKSYekw","YKYżo 0,6/1kV","ELAQXBE",null,"L-2YYQY"]
["BiT 1000®(St) FR",null,"YnKXS 0,6/1kV ","ELQXB",null,"O2nGcekż/w-GW 3,6/6kV"]
["BiT 1000®2(St) FR",null,"YnKXSżo 0,6/1kV ","ELQYB",null,"O2nGcekż-G 0,6/1kV"]
["BiT 1000®OR",null,"YnKY 0,6/1kV","FLAQQBR",null,"O2nGcekż-G2 0,6/1kV"]
["BiT 1000®C OR",null,"YnKYżo 0,6/1kV","H 1000",null,"OGc 3,6/6 kV"]
["BiT 1000®CY OR",null,"YoKXS 0,6/1kV","H 155",null,"OGŁ"]
["BiT 1000®(St) OR",null,"YoKXSżo 0,6/1kV","HTKSXekp",null,"OnG 0,6/1kV"]
["BiT 1000®2(St) OR",null,"YoKY 0,6/1kV","HWDXpek 75 1,0/4,8",null,"OnG1 0,6/1kV"]
["BiT 1000®H",null,"YoKYżo 0,6/1kV","HWDXpek 75 1,05/5,0",null,"OnGcekgż-G 12/20kV"]
["BiT 1000®CH",null,null,"H-YTKSXekp",null,"OnGcekgż-G 18/30kV"]
["BiT 1000®HCH",null,null,"J-Y(St)Y…Bd",null,"OnGcekgż-G 3,6/6kV"]
["BiT 1000®(St) H",null,null,"J-Y(St)Y…Lg",null,"OnGcekgż-G 6/10kV"]
["BiT 1000®2(St) H",null,null,"LAN BiT",null,"OnGcekgż-G 8,7/15kV"]
["IB-BiT 1000®",null,null,"Rentib F/UTP 4P cat. 5e 155MHz",null,"OnGcekż/w-GW 3,6/6kV"]
["IB-BiT 1000®C",null,null,"Rentib U/UTP 4P cat. 5e 155MHz",null,"OnGcekż-G 0,6/1kV"]
["IB-BiT 1000®CY",null,null,"RG 058 ALL 0,50/2,95",null,"OnGcekż-G2 0,6/1kV"]
["BiT 1000®Power",null,null,"RG 058 C/U",null,"OnGcekż-GW 0,6/1kV"]
["BiT 1000®solar czarny",null,null,"RG 058 C/U wz",null,"OnGcekżi-G 0,6/1kV"]
["BiT 1000®solar czerwony",null,null,"RG 213/U",null,"OnGc-G 0,6/1kV"]
["BiT 1000®solar niebieski",null,null,"RG 59",null,"OnGcrekgż-G(S) 3,6/6 kV"]
["BiT CP",null,null,"RG 59 B/U",null,"OnGcrekgż-G(S) 6/10 kV"]
["BiT Device",null,null,"RG 59 B/Uwz",null,"OnGcrekgż-G(Z) 3,6/6kV"]
["BiT NOVAK",null,null,"RG 59 w/z 0,6/3,8",null,"OnGcrekgż-G(Z) 6/10kV"]
["BiTsensor PE-PVC Blue ",null,null,"RG11",null,"OnG-Szn 0,6/1kV"]
["BiTsensor PE-PVC green",null,null,"RG11wz",null,"OnZGcekż-GW(A) 0,6/1kV"]
["BiTsensor PE-H LSOH ",null,null,"RG6 biały",null,"PSY"]
["BiTsensor PE(St)CH",null,null,"RG6wz",null,"SDY"]
["BiT L2-BUS ",null,null,"TCEPKPFLE",null,"YDYp"]
["BiT L2-BUS outdoor",null,null,"TDX",null,"YHKGSYFoyn 0,6/1kV"]
["BiT L2 BUS Flex",null,null,"TDY",null,"YHKGSYFoyn 300/500V"]
["BiT Profibus PA",null,null,"TDYc",null,"YHKGSYFtZnyn 0,6/1kV"]
["BiT L2-BUS FC",null,null,"TKMXn",null,"YHKGSYFtZnyn 300/500V"]
["BiT L2-BUS DB",null,null,"TKSY",null,"YHKGXSekFtZnyn 3,6/6kV"]
["BiT Profinet typ A",null,null,"XASn 75 0,8/3,7",null,"YHKGXSekyn 0,6/1kV"]
["BiT E-BUS-H",null,null,"XASpn 75 0,8/3,7",null,"YHKGXSekyn 3,6/6kV"]
["BiTservo®2YSLCY-J",null,null,"XWD 75 - 0,59/3,7",null,"YHKGXSFoyn 0,6/1kV"]
["BiTservo®2XSLCY-J",null,null,"XWDek 75 0,59/3,7",null,"YHKGXSFoyn 3,6/6kV"]
["BiTservo®3plus 2YSLCY-J",null,null,"XWDXpek 75 0,8/3,7",null,"YHKGXSFtZnyn 0,6/1kV"]
["BiTservo®3plus 2XSLCY-J",null,null,"XWDXpek 75 1,0/4,8",null,"YHKGXSFtZnyn 3,6/6kV"]
["BiTservo®UV 2XSLCYK-J",null,null,"XWDXpek 75 1,05/5,0",null,"YHKGXSyn 0,6/1kV"]
["BiTservo®UV 2YSLCYK-J",null,null,"XWL 75",null,"YHKGYekFtZnyn 3,6/6kV"]
["BiTservo®UV 3plus 2XSLCYK-J",null,null,"XzASn 75 0,8/3,7",null,"YHKGYekyn 0,6/1kV"]
["BiTservo®UV 3plus 2YSLCYK-J",null,null,"XzASn 75 0,8/3,7 ",null,"YHKGYFoyn 0,6/1kV"]
["BiTservo®2YSLCH-J",null,null,"XzKAXw",null,"YHKGYFoyn 3,6/6kV"]
["BiTservo®2XSLCH-J",null,null,"XzKAXwekw",null,"YHKGYFtZnyn 0,6/1kV"]
["BiTservo®UV 2XSLCYK-J FR",null,null,"XzKSLXw",null,"YHKGYFtZnyn 3,6/6kV"]
["BiTservo®UV 3PLUS-2XSLCYK-J FR",null,null,"XzKSLXwekw ",null,"YHKGYyn 0,6/1kV"]
["BiTservo®3plus 2YSLCH-J",null,null,"XzTKMXpw",null,"YKGSLYkonyn 0,6/1kV"]
["BiTservo®3plus 2XSLCH-J ",null,null,"XzTKMXpwFtZnx",null,"YKGSLYkonyn 150/250V"]
["BiTservo®MV10 6/10kV ",null,null,"XzTKMXpwn",null,"YKGSLYkonyn 300/500V"]
["BiTservo®FS  FE180/E90",null,null,"XzWDXpek 75 1,05/5,0",null,"YKGSYFoyn 0,6/1kV"]
["H05 VVH6-F 300/500V",null,null,"XzWDXpekw 75 1,05/5,0",null,"YKGSYFoyn 300/500V"]
["H07 VVH6-F 450/750V",null,null,"XzWDXpek-wn 75 1,05/5,0",null,"YKGSYFtZnyn 0,6/1kV"]
["RD-Y(St)Y Bd",null,null,"YAS 75  0,8/3,7",null,"YKGSYFtZnyn 300/500V"]
["RD-Y(St)Yv Bd",null,null,"YASp 75 0,59/3,7",null,"YKGSYkonyn 0,6/1kV"]
["BiT RD-H(St)HBd",null,null,"YASp 75 0,8/3,7",null,"YKGSYkonyn 300/500V"]
["RE-2Y(St)Yv-P",null,null,"YASp 75 0,8/3,8",null,"YKGYFoyn 0,6/1kV"]
["RE-2Y(St)Yv-P(St)",null,null,"YASp 75 0,8/3,9",null,"YKGYFoyn 3,6/6kV"]
["BiT KJAAM",null,null,"YnTKSXekp",null,"YKGYFoyn-żo 0,6/1kV"]
["BiT KJAAM ARM",null,null,"Yn-YTKSXekp",null,"YKGYFtZnyn 0,6/1kV"]
["BiT KJAAM OUTDOOR",null,null,"YTDY",null,"YKGYFtZnyn 3,6/6kV"]
["BiT KJAAM-HF UV",null,null,"YTDYekw",null,"YKGYyn 0,6/1kV"]
[null,null,null,"YTKSXekp",null,"YKGYyn-żo 0,6/1kV"]
[null,null,null,"YTKSY",null,"YnHKGSLY 0,6/1kV"]
[null,null,null,"YTKSYekp",null,"YnHKGSLY 150/250V"]
[null,null,null,"YTKSYekw",null,"YnHKGSLY 300/500V"]
[null,null,null,"YTKZYekw",null,"YnHKGSLYkon 0,6/1kV"]
[null,null,null,"YTLY",null,"YnHKGSLYkon 150/250V"]
[null,null,null,"YTLYekw",null,"YnHKGSLYkon 300/500V"]
[null,null,null,"YWD 75 - 0,59/3,7",null,"YnHKGSY 0,6/1kV"]
[null,null,null,"YWDek 75 0,59/3,7",null,"YnHKGSY 300/500V"]
[null,null,null,"YWDXpek 75 0,5/2,4",null,"YnHKGSYkon 0,6/1kV"]
[null,null,null,"YWDXpek 75 0,8/3,7",null,"YnHKGSYkon 300/500V"]
[null,null,null,"YWDXpek 75 1,0/4,8",null,"YnHTKGX"]
[null,null,null,"YWDXpek 75 1,05/5,0",null,"YnKGSLY 0,6/1kV"]
[null,null,null,"YWL 75",null,"YnKGSLY 150/250V"]
[null,null,null,"Y-YTKSXekp",null,"YnKGSLY 300/500V"]
[null,null,null,null,null,"YnKGSLYkon 0,6/1kV"]
[null,null,null,null,null,"YnKGSLYkon 150/250V"]
[null,null,null,null,null,"YnKGSLYkon 300/500V"]
[null,null,null,null,null,"YnKGSY 0,6/1kV"]
[null,null,null,null,null,"YnKGSY 300/500V"]
[null,null,null,null,null,"YnKGSYkon 300/500V"]
[null,null,null,null,null,"YnKGY-żo 0,6/1kV"]
[null,null,null,null,null,"YnOGY  0,6/1kV"]
[null,null,null,null,null,"YnOGYek 0,6/1kV"]
[null,null,null,null,null,"YnOGYekm 0,6/1kV"]
[null,null,null,null,null,"YnStYekżi-G(żo)"]
[null,null,null,null,null,"YnStY-Gżo 300/500V"]
[null,null,null,null,null,"YnTKGMFLY"]
[null,null,null,null,null,"YnTKGX "]
[null,null,null,null,null,"YnWGDek 75"]
[null,null,null,null,null,"YTKGXFoyn"]
[null,null,null,null,null,"YTKGXFtZnyn"]
[null,null,null,null,null,"YUHKGXSekyn 3,6/6kV"]
[null,null,null,null,null,"YUHKGXSFoyn 3,6/6kV"]
[null,null,null,null,null,"YUHKGXSFtZnyn 3,6/6kV"]

{"sheet":"Cennik Płaski","index":2,"n_rows":17162,"n_cols":30,"rows_kept":4500,"cut":true,"hidden":false,"merged":[],"bounds":{"rows_first":2000,"rows_last":500,"rows_between":2000,"halvings":0}}
["Lp","Identyfikator produktu wg dostawcy","Grupa","Identyfikator produktu wg producenta","Kod EAN","Opis krótki","Przekrój","Opis długi","Nazwa producenta","Jednostka zamówienia","Ilość cenowa","Cena netto","Waluta","Podatek VAT","Jednostka zawartości","Liczba jednostek zawartości w jednostce zamówienia","Minimalna ilość zamówienia","Interwał ilości zamówienia","Skrót  najmniejszej jednostki opakowania UNECE ","Liczba jednostek zamówienia w jednostce opakowania","Kod EAN najmniejszej jednostki opakowania","Grupa rabatowa dostawcy","Grupa bonusowa dostawcy","Klasa ETIM","PKWiU","Scieżka do zdjęcia produktu","Scieżka do karty katalogowej produktu","Scieżka do karty bezpieczeństwa produktu","KGO","Status produktu"]
[1,null,"STEROWNICZE","S30079",5902956000699,"BiT LiYY 300/300V","2x0,5",null,"BITNER","KMT",1,1770,"PLN",0.23,null,null,null,null,null,null,null,"n84"]
[2,null,"STEROWNICZE","S30080",5902956000705,"BiT LiYY 300/300V","3x0,5",null,"BITNER","KMT",1,2450,"PLN",0.23,null,null,null,null,null,null,null,"n84"]
[3,null,"STEROWNICZE","S30081",5902956000712,"BiT LiYY 300/300V","4x0,5",null,"BITNER","KMT",1,3100,"PLN",0.23,null,null,null,null,null,null,null,"n84"]
[4,null,"STEROWNICZE","S30082",5902956000729,"BiT LiYY 300/300V","5x0,5",null,"BITNER","KMT",1,3870,"PLN",0.23,null,null,null,null,null,null,null,"n84"]
[5,null,"STEROWNICZE","S30083",5902956000736,"BiT LiYY 300/300V","6x0,5",null,"BITNER","KMT",1,4590,"PLN",0.23,null,null,null,null,null,null,null,"n84"]
[6,null,"STEROWNICZE","S30084",5902956000743,"BiT LiYY 300/300V","7x0,5",null,"BITNER","KMT",1,5230,"PLN",0.23,null,null,null,null,null,null,null,"n84"]
[7,null,"STEROWNICZE","S30085",5902956000750,"BiT LiYY 300/300V","8x0,5",null,"BITNER","KMT",1,6050,"PLN",0.23,null,null,null,null,null,null,null,"n84"]
[8,null,"STEROWNICZE","S30086",5902956000767,"BiT LiYY 300/300V","10x0,5",null,"BITNER","KMT",1,7500,"PLN",0.23,null,null,null,null,null,null,null,"n84"]
[9,null,"STEROWNICZE","S30087",5902956000774,"BiT LiYY 300/300V","12x0,5",null,"BITNER","KMT",1,8670,"PLN",0.23,null,null,null,null,null,null,null,"n84"]
[10,null,"STEROWNICZE","S30088",5902956000781,"BiT LiYY 300/300V","14x0,5",null,"BITNER","KMT",1,10120,"PLN",0.23,null,null,null,null,null,null,null,"n84"]
[11,null,"STEROWNICZE","S30089",5902956000798,"BiT LiYY 300/300V","16x0,5",null,"BITNER","KMT",1,11420,"PLN",0.23,null,null,null,null,null,null,null,"n84"]
[12,null,"STEROWNICZE","S30090",5902956000804,"BiT LiYY 300/300V","18x0,5",null,"BITNER","KMT",1,12820,"PLN",0.23,null,null,null,null,null,null,null,"n84"]
[13,null,"STEROWNICZE","S30091",5902956000811,"BiT LiYY 300/300V","20x0,5",null,"BITNER","KMT",1,14330,"PLN",0.23,null,null,null,null,null,null,null,"n84"]
[14,null,"STEROWNICZE","S30092",5902956000828,"BiT LiYY 300/300V","21x0,5",null,"BITNER","KMT",1,14960,"PLN",0.23,null,null,null,null,null,null,null,"n84"]
[15,null,"STEROWNICZE","S30094",5902956000835,"BiT LiYY 300/300V","27x0,5",null,"BITNER","KMT",1,"oferta","PLN",0.23,null,null,null,null,null,null,null,"n84"]
[16,null,"STEROWNICZE","S30095",5902956000842,"BiT LiYY 300/300V","30x0,5",null,"BITNER","KMT",1,21340,"PLN",0.23,null,null,null,null,null,null,null,"n84"]
[17,null,"STEROWNICZE","S30097",5902956000859,"BiT LiYY 300/300V","37x0,5",null,"BITNER","KMT",1,26140,"PLN",0.23,null,null,null,null,null,null,null,"n84"]
[18,null,"STEROWNICZE","S30098",5902956000866,"BiT LiYY 300/300V","40x0,5",null,"BITNER","KMT",1,"oferta","PLN",0.23,null,null,null,null,null,null,null,"n84"]
[19,null,"STEROWNICZE","S30099",5902956000873,"BiT LiYY 300/300V","44x0,5",null,"BITNER","KMT",1,"oferta","PLN",0.23,null,null,null,null,null,null,null,"n84"]
[20,null,"STEROWNICZE","S30101",5902956000880,"BiT LiYY 300/300V","48x0,5",null,"BITNER","KMT",1,"oferta","PLN",0.23,null,null,null,null,null,null,null,"n84"]
[21,null,"STEROWNICZE","S30102",5902956000897,"BiT LiYY 300/300V","52x0,5",null,"BITNER","KMT",1,"oferta","PLN",0.23,null,null,null,null,null,null,null,"n84"]
[22,null,"STEROWNICZE","S30103",5902956000903,"BiT LiYY 300/300V","56x0,5",null,"BITNER","KMT",1,"oferta","PLN",0.23,null,null,null,null,null,null,null,"n84"]
[23,null,"STEROWNICZE","S30104",5902956000910,"BiT LiYY 300/300V","61x0,5",null,"BITNER","KMT",1,"oferta","PLN",0.23,null,null,null,null,null,null,null,"n84"]
[24,null,"STEROWNICZE","S30105",5902956000927,"BiT LiYY 300/300V","2x0,75",null,"BITNER","KMT",1,2470,"PLN",0.23,null,null,null,null,null,null,null,"n84"]
[25,null,"STEROWNICZE","S30106",5902956000934,"BiT LiYY 300/300V","3x0,75",null,"BITNER","KMT",1,3400,"PLN",0.23,null,null,null,null,null,null,null,"n84"]
[26,null,"STEROWNICZE","S30107",5902956000941,"BiT LiYY 300/300V","4x0,75",null,"BITNER","KMT",1,4410,"PLN",0.23,null,null,null,null,null,null,null,"n84"]
[27,null,"STEROWNICZE","S30108",5902956000958,"BiT LiYY 300/300V","5x0,75",null,"BITNER","KMT",1,5490,"PLN",0.23,null,null,null,null,null,null,null,"n84"]
[28,null,"STEROWNICZE","S30109",5902956000965,"BiT LiYY 300/300V","6x0,75",null,"BITNER","KMT",1,6560,"PLN",0.23,null,null,null,null,null,null,null,"n84"]
[29,null,"STEROWNICZE","S30110",5902956000972,"BiT LiYY 300/300V","7x0,75",null,"BITNER","KMT",1,7430,"PLN",0.23,null,null,null,null,null,null,null,"n84"]
[30,null,"STEROWNICZE","S30111",5902956000989,"BiT LiYY 300/300V","8x0,75",null,"BITNER","KMT",1,8620,"PLN",0.23,null,null,null,null,null,null,null,"n84"]
[31,null,"STEROWNICZE","S30112",5902956000996,"BiT LiYY 300/300V","10x0,75",null,"BITNER","KMT",1,10700,"PLN",0.23,null,null,null,null,null,null,null,"n84"]
[32,null,"STEROWNICZE","S30113",5902956001009,"BiT LiYY 300/300V","12x0,75",null,"BITNER","KMT",1,12480,"PLN",0.23,null,null,null,null,null,null,null,"n84"]
[33,null,"STEROWNICZE","S30114",5902956001016,"BiT LiYY 300/300V","14x0,75",null,"BITNER","KMT",1,14420,"PLN",0.23,null,null,null,null,null,null,null,"n84"]
[34,null,"STEROWNICZE","S30115",5902956001023,"BiT LiYY 300/300V","16x0,75",null,"BITNER","KMT",1,16680,"PLN",0.23,null,null,null,null,null,null,null,"n84"]
[35,null,"STEROWNICZE","S30116",5902956001030,"BiT LiYY 300/300V","18x0,75",null,"BITNER","KMT",1,18900,"PLN",0.23,null,null,null,null,null,null,null,"n84"]
[36,null,"STEROWNICZE","S30117",5902956001047,"BiT LiYY 300/300V","20x0,75",null,"BITNER","KMT",1,20840,"PLN",0.23,null,null,null,null,null,null,null,"n84"]
[37,null,"STEROWNICZE","S30118",5902956001054,"BiT LiYY 300/300V","21x0,75",null,"BITNER","KMT",1,21560,"PLN",0.23,null,null,null,null,null,null,null,"n84"]
[38,null,"STEROWNICZE","S30120",5902956001061,"BiT LiYY 300/300V","27x0,75",null,"BITNER","KMT",1,"oferta","PLN",0.23,null,null,null,null,null,null,null,"n84"]
[39,null,"STEROWNICZE","S30121",5902956001078,"BiT LiYY 300/300V","30x0,75",null,"BITNER","KMT",1,30780,"PLN",0.23,null,null,null,null,null,null,null,"n84"]
[40,null,"STEROWNICZE","S30123",5902956001085,"BiT LiYY 300/300V","37x0,75",null,"BITNER","KMT",1,37900,"PLN",0.23,null,null,null,null,null,null,null,"n84"]
[41,null,"STEROWNICZE","S30124",5902956001092,"BiT LiYY 300/300V","40x0,75",null,"BITNER","KMT",1,"oferta","PLN",0.23,null,null,null,null,null,null,null,"n84"]
[42,null,"STEROWNICZE","S30127",5902956001108,"BiT LiYY 300/300V","2x1,0",null,"BITNER","KMT",1,3180,"PLN",0.23,null,null,null,null,null,null,null,"n84"]
[43,null,"STEROWNICZE","S30128",5902956001115,"BiT LiYY 300/300V","3x1,0",null,"BITNER","KMT",1,4470,"PLN",0.23,null,null,null,null,null,null,null,"n84"]
[44,null,"STEROWNICZE","S30129",5902956001122,"BiT LiYY 300/300V","4x1,0",null,"BITNER","KMT",1,5820,"PLN",0.23,null,null,null,null,null,null,null,"n84"]
[45,null,"STEROWNICZE","S30130",5902956001139,"BiT LiYY 300/300V","5x1,0",null,"BITNER","KMT",1,7310,"PLN",0.23,null,null,null,null,null,null,null,"n84"]
[46,null,"STEROWNICZE","S30131",5902956001146,"BiT LiYY 300/300V","6x1,0",null,"BITNER","KMT",1,8740,"PLN",0.23,null,null,null,null,null,null,null,"n84"]
[47,null,"STEROWNICZE","S30132",5902956001153,"BiT LiYY 300/300V","7x1,0",null,"BITNER","KMT",1,9910,"PLN",0.23,null,null,null,null,null,null,null,"n84"]
[48,null,"STEROWNICZE","S30133",5902956001160,"BiT LiYY 300/300V","8x1,0",null,"BITNER","KMT",1,11420,"PLN",0.23,null,null,null,null,null,null,null,"n84"]
[49,null,"STEROWNICZE","S30134",5902956001177,"BiT LiYY 300/300V","10x1,0",null,"BITNER","KMT",1,14280,"PLN",0.23,null,null,null,null,null,null,null,"n84"]
[50,null,"STEROWNICZE","S30135",5902956001184,"BiT LiYY 300/300V","12x1,0",null,"BITNER","KMT",1,16620,"PLN",0.23,null,null,null,null,null,null,null,"n84"]
[51,null,"STEROWNICZE","S30136",5902956001191,"BiT LiYY 300/300V","14x1,0",null,"BITNER","KMT",1,19570,"PLN",0.23,null,null,null,null,null,null,null,"n84"]
[52,null,"STEROWNICZE","S30137",5902956001207,"BiT LiYY 300/300V","16x1,0",null,"BITNER","KMT",1,22250,"PLN",0.23,null,null,null,null,null,null,null,"n84"]
[53,null,"STEROWNICZE","S30138",5902956001214,"BiT LiYY 300/300V","18x1,0",null,"BITNER","KMT",1,24950,"PLN",0.23,null,null,null,null,null,null,null,"n84"]
[54,null,"STEROWNICZE","S30139",5902956001221,"BiT LiYY 300/300V","20x1,0",null,"BITNER","KMT",1,28040,"PLN",0.23,null,null,null,null,null,null,null,"n84"]
[55,null,"STEROWNICZE","S30149",5902956001238,"BiT LiYY 300/300V","2x1,5",null,"BITNER","KMT",1,4330,"PLN",0.23,null,null,null,null,null,null,null,"n84"]
[56,null,"STEROWNICZE","S30150",5902956001245,"BiT LiYY 300/300V","3x1,5",null,"BITNER","KMT",1,6170,"PLN",0.23,null,null,null,null,null,null,null,"n84"]
[57,null,"STEROWNICZE","S30151",5902956001252,"BiT LiYY 300/300V","4x1,5",null,"BITNER","KMT",1,8120,"PLN",0.23,null,null,null,null,null,null,null,"n84"]
[58,null,"STEROWNICZE","S30152",5902956001269,"BiT LiYY 300/300V","5x1,5",null,"BITNER","KMT",1,10110,"PLN",0.23,null,null,null,null,null,null,null,"n84"]
[59,null,"STEROWNICZE","S30153",5902956001276,"BiT LiYY 300/300V","6x1,5",null,"BITNER","KMT",1,12190,"PLN",0.23,null,null,null,null,null,null,null,"n84"]
[60,null,"STEROWNICZE","S30154",5902956001283,"BiT LiYY 300/300V","7x1,5",null,"BITNER","KMT",1,13780,"PLN",0.23,null,null,null,null,null,null,null,"n84"]
[61,null,"STEROWNICZE","S30155",5902956001290,"BiT LiYY 300/300V","8x1,5",null,"BITNER","KMT",1,15600,"PLN",0.23,null,null,null,null,null,null,null,"n84"]
[62,null,"STEROWNICZE","S30156",5902956001306,"BiT LiYY 300/300V","10x1,5",null,"BITNER","KMT",1,19940,"PLN",0.23,null,null,null,null,null,null,null,"n84"]
[63,null,"STEROWNICZE","S30157",5902956001313,"BiT LiYY 300/300V","12x1,5",null,"BITNER","KMT",1,23340,"PLN",0.23,null,null,null,null,null,null,null,"n84"]
[64,null,"STEROWNICZE","S30158",5902956001320,"BiT LiYY 300/300V","14x1,5",null,"BITNER","KMT",1,26940,"PLN",0.23,null,null,null,null,null,null,null,"n84"]
[65,null,"STEROWNICZE","S30159",5902956001337,"BiT LiYY 300/300V","16x1,5",null,"BITNER","KMT",1,31010,"PLN",0.23,null,null,null,null,null,null,null,"n84"]
[66,null,"STEROWNICZE","S30160",5902956001344,"BiT LiYY 300/300V","18x1,5",null,"BITNER","KMT",1,34850,"PLN",0.23,null,null,null,null,null,null,null,"n84"]
[67,null,"STEROWNICZE","S30161",5902956001351,"BiT LiYY 300/300V","20x1,5",null,"BITNER","KMT",1,38850,"PLN",0.23,null,null,null,null,null,null,null,"n84"]
[68,null,"STEROWNICZE","S30171",5902956001368,"BiT LiYY 300/300V","2x2,5",null,"BITNER","KMT",1,7130,"PLN",0.23,null,null,null,null,null,null,null,"n84"]
[69,null,"STEROWNICZE","S30172",5902956001375,"BiT LiYY 300/300V","3x2,5",null,"BITNER","KMT",1,10220,"PLN",0.23,null,null,null,null,null,null,null,"n84"]
[70,null,"STEROWNICZE","S30173",5902956001382,"BiT LiYY 300/300V","4x2,5",null,"BITNER","KMT",1,13400,"PLN",0.23,null,null,null,null,null,null,null,"n84"]
[71,null,"STEROWNICZE","S30174",5902956001399,"BiT LiYY 300/300V","5x2,5",null,"BITNER","KMT",1,16530,"PLN",0.23,null,null,null,null,null,null,null,"n84"]
[72,null,"STEROWNICZE","S30175",5902956001405,"BiT LiYY 300/300V","6x2,5",null,"BITNER","KMT",1,19940,"PLN",0.23,null,null,null,null,null,null,null,"n84"]
[73,null,"STEROWNICZE","S30176",5902956001412,"BiT LiYY 300/300V","7x2,5",null,"BITNER","KMT",1,22780,"PLN",0.23,null,null,null,null,null,null,null,"n84"]
[74,null,"STEROWNICZE","S30177",5902956001429,"BiT LiYY 300/300V","8x2,5",null,"BITNER","KMT",1,26040,"PLN",0.23,null,null,null,null,null,null,null,"n84"]
[75,null,"STEROWNICZE","S30178",5902956001436,"BiT LiYY 300/300V","10x2,5",null,"BITNER","KMT",1,32260,"PLN",0.23,null,null,null,null,null,null,null,"n84"]
[76,null,"STEROWNICZE","S30179",5902956001443,"BiT LiYY 300/300V","12x2,5",null,"BITNER","KMT",1,38620,"PLN",0.23,null,null,null,null,null,null,null,"n84"]
[77,null,"STEROWNICZE","S30342",5902956001870,"BiT LiYY 300/300V","2x2x0,5",null,"BITNER","KMT",1,3240,"PLN",0.23,null,null,null,null,null,null,null,"n84"]
[78,null,"STEROWNICZE","S30343",5902956001887,"BiT LiYY 300/300V","3x2x0,5",null,"BITNER","KMT",1,4550,"PLN",0.23,null,null,null,null,null,null,null,"n84"]
[79,null,"STEROWNICZE","S30344",5902956001894,"BiT LiYY 300/300V","4x2x0,5",null,"BITNER","KMT",1,5940,"PLN",0.23,null,null,null,null,null,null,null,"n84"]
[80,null,"STEROWNICZE","S30345",5902956001900,"BiT LiYY 300/300V","5x2x0,5",null,"BITNER","KMT",1,7430,"PLN",0.23,null,null,null,null,null,null,null,"n84"]
[81,null,"STEROWNICZE","S30346",5902956001917,"BiT LiYY 300/300V","6x2x0,5",null,"BITNER","KMT",1,8790,"PLN",0.23,null,null,null,null,null,null,null,"n84"]
[82,null,"STEROWNICZE","S30347",5902956001924,"BiT LiYY 300/300V","7x2x0,5",null,"BITNER","KMT",1,10240,"PLN",0.23,null,null,null,null,null,null,null,"n84"]
[83,null,"STEROWNICZE","S30348",5902956001931,"BiT LiYY 300/300V","8x2x0,5",null,"BITNER","KMT",1,11620,"PLN",0.23,null,null,null,null,null,null,null,"n84"]
[84,null,"STEROWNICZE","S30349",5902956001948,"BiT LiYY 300/300V","10x2x0,5",null,"BITNER","KMT",1,14370,"PLN",0.23,null,null,null,null,null,null,null,"n84"]
[85,null,"STEROWNICZE","S30350",5902956001955,"BiT LiYY 300/300V","12x2x0,5",null,"BITNER","KMT",1,17380,"PLN",0.23,null,null,null,null,null,null,null,"n84"]
[86,null,"STEROWNICZE","S30351",5902956001962,"BiT LiYY 300/300V","14x2x0,5",null,"BITNER","KMT",1,20150,"PLN",0.23,null,null,null,null,null,null,null,"n84"]
[87,null,"STEROWNICZE","S30352",5902956001979,"BiT LiYY 300/300V","16x2x0,5",null,"BITNER","KMT",1,23180,"PLN",0.23,null,null,null,null,null,null,null,"n84"]
[88,null,"STEROWNICZE","S30353",5902956001986,"BiT LiYY 300/300V","18x2x0,5",null,"BITNER","KMT",1,25840,"PLN",0.23,null,null,null,null,null,null,null,"n84"]
[89,null,"STEROWNICZE","S30354",5902956001993,"BiT LiYY 300/300V","20x2x0,5",null,"BITNER","KMT",1,28580,"PLN",0.23,null,null,null,null,null,null,null,"n84"]
[90,null,"STEROWNICZE","S30355",5902956002006,"BiT LiYY 300/300V","24x2x0,5",null,"BITNER","KMT",1,34000,"PLN",0.23,null,null,null,null,null,null,null,"n84"]
[91,null,"STEROWNICZE","S30360",5902956002013,"BiT LiYY 300/300V","2x2x0,75",null,"BITNER","KMT",1,4810,"PLN",0.23,null,null,null,null,null,null,null,"n84"]
[92,null,"STEROWNICZE","S30361",5902956002020,"BiT LiYY 300/300V","3x2x0,75",null,"BITNER","KMT",1,6470,"PLN",0.23,null,null,null,null,null,null,null,"n84"]
[93,null,"STEROWNICZE","S30362",5902956002037,"BiT LiYY 300/300V","4x2x0,75",null,"BITNER","KMT",1,8480,"PLN",0.23,null,null,null,null,null,null,null,"n84"]
[94,null,"STEROWNICZE","S30363",5902956002044,"BiT LiYY 300/300V","5x2x0,75",null,"BITNER","KMT",1,10740,"PLN",0.23,null,null,null,null,null,null,null,"n84"]
[95,null,"STEROWNICZE","S30365",5902956002051,"BiT LiYY 300/300V","7x2x0,75",null,"BITNER","KMT",1,14670,"PLN",0.23,null,null,null,null,null,null,null,"n84"]
[96,null,"STEROWNICZE","S30367",5902956002068,"BiT LiYY 300/300V","10x2x0,75",null,"BITNER","KMT",1,20930,"PLN",0.23,null,null,null,null,null,null,null,"n84"]
[97,null,"STEROWNICZE","S30368",5902956002075,"BiT LiYY 300/300V","12x2x0,75",null,"BITNER","KMT",1,25090,"PLN",0.23,null,null,null,null,null,null,null,"n84"]
[98,null,"STEROWNICZE","S30369",5902956002082,"BiT LiYY 300/300V","14x2x0,75",null,"BITNER","KMT",1,29120,"PLN",0.23,null,null,null,null,null,null,null,"n84"]
[99,null,"STEROWNICZE","S30370",5902956002099,"BiT LiYY 300/300V","16x2x0,75",null,"BITNER","KMT",1,33300,"PLN",0.23,null,null,null,null,null,null,null,"n84"]
[100,null,"STEROWNICZE","S30371",5902956002105,"BiT LiYY 300/300V","18x2x0,75",null,"BITNER","KMT",1,37350,"PLN",0.23,null,null,null,null,null,null,null,"n84"]
[101,null,"STEROWNICZE","S30377",5902956002112,"BiT LiYY 300/300V","2x2x1,0",null,"BITNER","KMT",1,6150,"PLN",0.23,null,null,null,null,null,null,null,"n84"]
[102,null,"STEROWNICZE","S30378",5902956002129,"BiT LiYY 300/300V","3x2x1,0",null,"BITNER","KMT",1,8600,"PLN",0.23,null,null,null,null,null,null,null,"n84"]
[103,null,"STEROWNICZE","S30379",5902956002136,"BiT LiYY 300/300V","4x2x1,0",null,"BITNER","KMT",1,11320,"PLN",0.23,null,null,null,null,null,null,null,"n84"]
[104,null,"STEROWNICZE","S30380",5902956002143,"BiT LiYY 300/300V","5x2x1,0",null,"BITNER","KMT",1,14180,"PLN",0.23,null,null,null,null,null,null,null,"n84"]
[105,null,"STEROWNICZE","S30382",5902956002150,"BiT LiYY 300/300V","7x2x1,0",null,"BITNER","KMT",1,19690,"PLN",0.23,null,null,null,null,null,null,null,"n84"]
[106,null,"STEROWNICZE","S30384",5902956002167,"BiT LiYY 300/300V","10x2x1,0",null,"BITNER","KMT",1,27870,"PLN",0.23,null,null,null,null,null,null,null,"n84"]
[107,null,"STEROWNICZE","S30385",5902956002174,"BiT LiYY 300/300V","12x2x1,0",null,"BITNER","KMT",1,33240,"PLN",0.23,null,null,null,null,null,null,null,"n84"]
[108,null,"STEROWNICZE","S30386",5902956002181,"BiT LiYY 300/300V","14x2x1,0",null,"BITNER","KMT",1,38770,"PLN",0.23,null,null,null,null,null,null,null,"n84"]
[109,null,"STEROWNICZE","S30387",5902956002198,"BiT LiYY 300/300V","16x2x1,0",null,"BITNER","KMT",1,44320,"PLN",0.23,null,null,null,null,null,null,null,"n84"]
[110,null,"STEROWNICZE","S30388",5902956002204,"BiT LiYY 300/300V","18x2x1,0",null,"BITNER","KMT",1,49710,"PLN",0.23,null,null,null,null,null,null,null,"n84"]
[111,null,"STEROWNICZE","S30394",5902956002211,"BiT LiYY 300/300V","2x2x1,5",null,"BITNER","KMT",1,8370,"PLN",0.23,null,null,null,null,null,null,null,"n84"]
[112,null,"STEROWNICZE","S30395",5902956002228,"BiT LiYY 300/300V","3x2x1,5",null,"BITNER","KMT",1,11960,"PLN",0.23,null,null,null,null,null,null,null,"n84"]
[113,null,"STEROWNICZE","S30396",5902956002235,"BiT LiYY 300/300V","4x2x1,5",null,"BITNER","KMT",1,15740,"PLN",0.23,null,null,null,null,null,null,null,"n84"]
[114,null,"STEROWNICZE","S30397",5902956002242,"BiT LiYY 300/300V","5x2x1,5",null,"BITNER","KMT",1,19970,"PLN",0.23,null,null,null,null,null,null,null,"n84"]
[115,null,"STEROWNICZE","S30399",5902956002259,"BiT LiYY 300/300V","7x2x1,5",null,"BITNER","KMT",1,27560,"PLN",0.23,null,null,null,null,null,null,null,"n84"]
[116,null,"STEROWNICZE","S30401",5902956002266,"BiT LiYY 300/300V","10x2x1,5",null,"BITNER","KMT",1,38900,"PLN",0.23,null,null,null,null,null,null,null,"n84"]
[117,null,"STEROWNICZE","S30402",5902956002273,"BiT LiYY 300/300V","12x2x1,5",null,"BITNER","KMT",1,46630,"PLN",0.23,null,null,null,null,null,null,null,"n84"]
[118,null,"STEROWNICZE","S30403",5902956002280,"BiT LiYY 300/300V","14x2x1,5",null,"BITNER","KMT",1,54380,"PLN",0.23,null,null,null,null,null,null,null,"n84"]
[119,null,"STEROWNICZE","S30404",5902956002297,"BiT LiYY 300/300V","16x2x1,5",null,"BITNER","KMT",1,62180,"PLN",0.23,null,null,null,null,null,null,null,"n84"]
[120,null,"STEROWNICZE","S30587",5902956004956,"BiT LiYCY 300/300V","2x0,5",null,"BITNER","KMT",1,3120,"PLN",0.23,null,null,null,null,null,null,null,"n83"]
[121,null,"STEROWNICZE","S30588",5902956004963,"BiT LiYCY 300/300V","3x0,5",null,"BITNER","KMT",1,3830,"PLN",0.23,null,null,null,null,null,null,null,"n83"]
[122,null,"STEROWNICZE","S30589",5902956004970,"BiT LiYCY 300/300V","4x0,5",null,"BITNER","KMT",1,4610,"PLN",0.23,null,null,null,null,null,null,null,"n83"]
[123,null,"STEROWNICZE","S30590",5902956004987,"BiT LiYCY 300/300V","5x0,5",null,"BITNER","KMT",1,5730,"PLN",0.23,null,null,null,null,null,null,null,"n83"]
[124,null,"STEROWNICZE","S30591",5902956004994,"BiT LiYCY 300/300V","6x0,5",null,"BITNER","KMT",1,6560,"PLN",0.23,null,null,null,null,null,null,null,"n83"]
[125,null,"STEROWNICZE","S30592",5902956005007,"BiT LiYCY 300/300V","7x0,5",null,"BITNER","KMT",1,7160,"PLN",0.23,null,null,null,null,null,null,null,"n83"]
[126,null,"STEROWNICZE","S30593",5902956005014,"BiT LiYCY 300/300V","8x0,5",null,"BITNER","KMT",1,8280,"PLN",0.23,null,null,null,null,null,null,null,"n83"]
[127,null,"STEROWNICZE","S30594",5902956005021,"BiT LiYCY 300/300V","10x0,5",null,"BITNER","KMT",1,10530,"PLN",0.23,null,null,null,null,null,null,null,"n83"]
[128,null,"STEROWNICZE","S30595",5902956005038,"BiT LiYCY 300/300V","12x0,5",null,"BITNER","KMT",1,11730,"PLN",0.23,null,null,null,null,null,null,null,"n83"]
[129,null,"STEROWNICZE","S30596",5902956005045,"BiT LiYCY 300/300V","14x0,5",null,"BITNER","KMT",1,13400,"PLN",0.23,null,null,null,null,null,null,null,"n83"]
[130,null,"STEROWNICZE","S30597",5902956005052,"BiT LiYCY 300/300V","16x0,5",null,"BITNER","KMT",1,14800,"PLN",0.23,null,null,null,null,null,null,null,"n83"]
[131,null,"STEROWNICZE","S30598",5902956005069,"BiT LiYCY 300/300V","18x0,5",null,"BITNER","KMT",1,18550,"PLN",0.23,null,null,null,null,null,null,null,"n83"]
[132,null,"STEROWNICZE","S30599",5902956005076,"BiT LiYCY 300/300V","20x0,5",null,"BITNER","KMT",1,18400,"PLN",0.23,null,null,null,null,null,null,null,"n83"]
[133,null,"STEROWNICZE","S30600",5902956005083,"BiT LiYCY 300/300V","21x0,5",null,"BITNER","KMT",1,19030,"PLN",0.23,null,null,null,null,null,null,null,"n83"]
[134,null,"STEROWNICZE","S30602",5902956005090,"BiT LiYCY 300/300V","27x0,5",null,"BITNER","KMT",1,"oferta","PLN",0.23,null,null,null,null,null,null,null,"n83"]
[135,null,"STEROWNICZE","S30603",5902956005106,"BiT LiYCY 300/300V","30x0,5",null,"BITNER","KMT",1,"oferta","PLN",0.23,null,null,null,null,null,null,null,"n83"]
[136,null,"STEROWNICZE","S30605",5902956005113,"BiT LiYCY 300/300V","37x0,5",null,"BITNER","KMT",1,"oferta","PLN",0.23,null,null,null,null,null,null,null,"n83"]
[137,null,"STEROWNICZE","S30606",5902956005120,"BiT LiYCY 300/300V","40x0,5",null,"BITNER","KMT",1,"oferta","PLN",0.23,null,null,null,null,null,null,null,"n83"]
[138,null,"STEROWNICZE","S30607",5902956005137,"BiT LiYCY 300/300V","44x0,5",null,"BITNER","KMT",1,"oferta","PLN",0.23,null,null,null,null,null,null,null,"n83"]
[139,null,"STEROWNICZE","S30609",5902956005144,"BiT LiYCY 300/300V","48x0,5",null,"BITNER","KMT",1,42220,"PLN",0.23,null,null,null,null,null,null,null,"n83"]
[140,null,"STEROWNICZE","S30610",5902956005151,"BiT LiYCY 300/300V","52x0,5",null,"BITNER","KMT",1,"oferta","PLN",0.23,null,null,null,null,null,null,null,"n83"]
[141,null,"STEROWNICZE","S30611",5902956005168,"BiT LiYCY 300/300V","56x0,5",null,"BITNER","KMT",1,"oferta","PLN",0.23,null,null,null,null,null,null,null,"n83"]
[142,null,"STEROWNICZE","S30613",5902956005175,"BiT LiYCY 300/300V","61x0,5",null,"BITNER","KMT",1,"oferta","PLN",0.23,null,null,null,null,null,null,null,"n83"]
[143,null,"STEROWNICZE","S30615",5902956005182,"BiT LiYCY 300/300V","2x0,75",null,"BITNER","KMT",1,3970,"PLN",0.23,null,null,null,null,null,null,null,"n83"]
[144,null,"STEROWNICZE","S30616",5902956005199,"BiT LiYCY 300/300V","3x0,75",null,"BITNER","KMT",1,4890,"PLN",0.23,null,null,null,null,null,null,null,"n83"]
[145,null,"STEROWNICZE","S30617",5902956005205,"BiT LiYCY 300/300V","4x0,75",null,"BITNER","KMT",1,6270,"PLN",0.23,null,null,null,null,null,null,null,"n83"]
[146,null,"STEROWNICZE","S30618",5902956005212,"BiT LiYCY 300/300V","5x0,75",null,"BITNER","KMT",1,7440,"PLN",0.23,null,null,null,null,null,null,null,"n83"]
[147,null,"STEROWNICZE","S30619",5902956005229,"BiT LiYCY 300/300V","6x0,75",null,"BITNER","KMT",1,8800,"PLN",0.23,null,null,null,null,null,null,null,"n83"]
[148,null,"STEROWNICZE","S30620",5902956005236,"BiT LiYCY 300/300V","7x0,75",null,"BITNER","KMT",1,9700,"PLN",0.23,null,null,null,null,null,null,null,"n83"]
[149,null,"STEROWNICZE","S30621",5902956005243,"BiT LiYCY 300/300V","8x0,75",null,"BITNER","KMT",1,11060,"PLN",0.23,null,null,null,null,null,null,null,"n83"]
[150,null,"STEROWNICZE","S30622",5902956005250,"BiT LiYCY 300/300V","10x0,75",null,"BITNER","KMT",1,13960,"PLN",0.23,null,null,null,null,null,null,null,"n83"]
[151,null,"STEROWNICZE","S30623",5902956005267,"BiT LiYCY 300/300V","12x0,75",null,"BITNER","KMT",1,15750,"PLN",0.23,null,null,null,null,null,null,null,"n83"]
[152,null,"STEROWNICZE","S30624",5902956005274,"BiT LiYCY 300/300V","14x0,75",null,"BITNER","KMT",1,18280,"PLN",0.23,null,null,null,null,null,null,null,"n83"]
[153,null,"STEROWNICZE","S30625",5902956005281,"BiT LiYCY 300/300V","16x0,75",null,"BITNER","KMT",1,22190,"PLN",0.23,null,null,null,null,null,null,null,"n83"]
[154,null,"STEROWNICZE","S30626",5902956005298,"BiT LiYCY 300/300V","18x0,75",null,"BITNER","KMT",1,24460,"PLN",0.23,null,null,null,null,null,null,null,"n83"]
[155,null,"STEROWNICZE","S30627",5902956005304,"BiT LiYCY 300/300V","20x0,75",null,"BITNER","KMT",1,26950,"PLN",0.23,null,null,null,null,null,null,null,"n83"]
[156,null,"STEROWNICZE","S30628",5902956005311,"BiT LiYCY 300/300V","21x0,75",null,"BITNER","KMT",1,27570,"PLN",0.23,null,null,null,null,null,null,null,"n83"]
[157,null,"STEROWNICZE","S30631",5902956005328,"BiT LiYCY 300/300V","27x0,75",null,"BITNER","KMT",1,34840,"PLN",0.23,null,null,null,null,null,null,null,"n83"]
[158,null,"STEROWNICZE","S30632",5902956005335,"BiT LiYCY 300/300V","30x0,75",null,"BITNER","KMT",1,38690,"PLN",0.23,null,null,null,null,null,null,null,"n83"]
[159,null,"STEROWNICZE","S30635",5902956005342,"BiT LiYCY 300/300V","37x0,75",null,"BITNER","KMT",1,46030,"PLN",0.23,null,null,null,null,null,null,null,"n83"]
[160,null,"STEROWNICZE","S30636",5902956005359,"BiT LiYCY 300/300V","40x0,75",null,"BITNER","KMT",1,"oferta","PLN",0.23,null,null,null,null,null,null,null,"n83"]
[161,null,"STEROWNICZE","S30637",5902956005366,"BiT LiYCY 300/300V","2x1,0",null,"BITNER","KMT",1,5140,"PLN",0.23,null,null,null,null,null,null,null,"n83"]
[162,null,"STEROWNICZE","S30638",5902956005373,"BiT LiYCY 300/300V","3x1,0",null,"BITNER","KMT",1,6290,"PLN",0.23,null,null,null,null,null,null,null,"n83"]
[163,null,"STEROWNICZE","S30639",5902956005380,"BiT LiYCY 300/300V","4x1,0",null,"BITNER","KMT",1,7880,"PLN",0.23,null,null,null,null,null,null,null,"n83"]
[164,null,"STEROWNICZE","S30640",5902956005397,"BiT LiYCY 300/300V","5x1,0",null,"BITNER","KMT",1,9560,"PLN",0.23,null,null,null,null,null,null,null,"n83"]
[165,null,"STEROWNICZE","S30641",5902956005403,"BiT LiYCY 300/300V","6x1,0",null,"BITNER","KMT",1,11210,"PLN",0.23,null,null,null,null,null,null,null,"n83"]
[166,null,"STEROWNICZE","S30642",5902956005410,"BiT LiYCY 300/300V","7x1,0",null,"BITNER","KMT",1,12410,"PLN",0.23,null,null,null,null,null,null,null,"n83"]
[167,null,"STEROWNICZE","S30643",5902956005427,"BiT LiYCY 300/300V","8x1,0",null,"BITNER","KMT",1,14440,"PLN",0.23,null,null,null,null,null,null,null,"n83"]
[168,null,"STEROWNICZE","S30644",5902956005434,"BiT LiYCY 300/300V","10x1,0",null,"BITNER","KMT",1,18150,"PLN",0.23,null,null,null,null,null,null,null,"n83"]
[169,null,"STEROWNICZE","S30645",5902956005441,"BiT LiYCY 300/300V","12x1,0",null,"BITNER","KMT",1,20560,"PLN",0.23,null,null,null,null,null,null,null,"n83"]
[170,null,"STEROWNICZE","S30646",5902956005458,"BiT LiYCY 300/300V","14x1,0",null,"BITNER","KMT",1,25810,"PLN",0.23,null,null,null,null,null,null,null,"n83"]
[171,null,"STEROWNICZE","S30647",5902956005465,"BiT LiYCY 300/300V","16x1,0",null,"BITNER","KMT",1,29100,"PLN",0.23,null,null,null,null,null,null,null,"n83"]
[172,null,"STEROWNICZE","S30648",5902956005472,"BiT LiYCY 300/300V","18x1,0",null,"BITNER","KMT",1,31680,"PLN",0.23,null,null,null,null,null,null,null,"n83"]
[173,null,"STEROWNICZE","S30649",5902956005489,"BiT LiYCY 300/300V","20x1,0",null,"BITNER","KMT",1,35250,"PLN",0.23,null,null,null,null,null,null,null,"n83"]
[174,null,"STEROWNICZE","S30650",5902956005496,"BiT LiYCY 300/300V","21x1,0",null,"BITNER","KMT",1,36090,"PLN",0.23,null,null,null,null,null,null,null,"n83"]
[175,null,"STEROWNICZE","S30653",5902956005502,"BiT LiYCY 300/300V","27x1,0",null,"BITNER","KMT",1,"oferta","PLN",0.23,null,null,null,null,null,null,null,"n83"]
[176,null,"STEROWNICZE","S30654",5902956005519,"BiT LiYCY 300/300V","30x1,0",null,"BITNER","KMT",1,49770,"PLN",0.23,null,null,null,null,null,null,null,"n83"]
[177,null,"STEROWNICZE","S30656",5902956005526,"BiT LiYCY 300/300V","37x1,0",null,"BITNER","KMT",1,"oferta","PLN",0.23,null,null,null,null,null,null,null,"n83"]
[178,null,"STEROWNICZE","S30657",5902956005533,"BiT LiYCY 300/300V","2x1,5",null,"BITNER","KMT",1,6320,"PLN",0.23,null,null,null,null,null,null,null,"n83"]
[179,null,"STEROWNICZE","S30658",5902956005540,"BiT LiYCY 300/300V","3x1,5",null,"BITNER","KMT",1,8060,"PLN",0.23,null,null,null,null,null,null,null,"n83"]
[180,null,"STEROWNICZE","S30659",5902956005557,"BiT LiYCY 300/300V","4x1,5",null,"BITNER","KMT",1,10340,"PLN",0.23,null,null,null,null,null,null,null,"n83"]
[181,null,"STEROWNICZE","S30660",5902956005564,"BiT LiYCY 300/300V","5x1,5",null,"BITNER","KMT",1,12520,"PLN",0.23,null,null,null,null,null,null,null,"n83"]
[182,null,"STEROWNICZE","S30661",5902956005571,"BiT LiYCY 300/300V","6x1,5",null,"BITNER","KMT",1,15090,"PLN",0.23,null,null,null,null,null,null,null,"n83"]
[183,null,"STEROWNICZE","S30662",5902956005588,"BiT LiYCY 300/300V","7x1,5",null,"BITNER","KMT",1,16830,"PLN",0.23,null,null,null,null,null,null,null,"n83"]
[184,null,"STEROWNICZE","S30663",5902956005595,"BiT LiYCY 300/300V","8x1,5",null,"BITNER","KMT",1,21300,"PLN",0.23,null,null,null,null,null,null,null,"n83"]
[185,null,"STEROWNICZE","S30664",5902956005601,"BiT LiYCY 300/300V","10x1,5",null,"BITNER","KMT",1,26330,"PLN",0.23,null,null,null,null,null,null,null,"n83"]
[186,null,"STEROWNICZE","S30665",5902956005618,"BiT LiYCY 300/300V","12x1,5",null,"BITNER","KMT",1,29440,"PLN",0.23,null,null,null,null,null,null,null,"n83"]
[187,null,"STEROWNICZE","S30666",5902956005625,"BiT LiYCY 300/300V","14x1,5",null,"BITNER","KMT",1,33690,"PLN",0.23,null,null,null,null,null,null,null,"n83"]
[188,null,"STEROWNICZE","S30667",5902956005632,"BiT LiYCY 300/300V","16x1,5",null,"BITNER","KMT",1,37920,"PLN",0.23,null,null,null,null,null,null,null,"n83"]
[189,null,"STEROWNICZE","S30668",5902956005649,"BiT LiYCY 300/300V","18x1,5",null,"BITNER","KMT",1,42360,"PLN",0.23,null,null,null,null,null,null,null,"n83"]
[190,null,"STEROWNICZE","S30669",5902956005656,"BiT LiYCY 300/300V","20x1,5",null,"BITNER","KMT",1,46750,"PLN",0.23,null,null,null,null,null,null,null,"n83"]
[191,null,"STEROWNICZE","S30670",5902956005663,"BiT LiYCY 300/300V","21x1,5",null,"BITNER","KMT",1,48440,"PLN",0.23,null,null,null,null,null,null,null,"n83"]
[192,null,"STEROWNICZE","S30673",5902956005670,"BiT LiYCY 300/300V","27x1,5",null,"BITNER","KMT",1,"oferta","PLN",0.23,null,null,null,null,null,null,null,"n83"]
[193,null,"STEROWNICZE","S30674",5902956005687,"BiT LiYCY 300/300V","30x1,5",null,"BITNER","KMT",1,69980,"PLN",0.23,null,null,null,null,null,null,null,"n83"]
[194,null,"STEROWNICZE","S30676",5902956005694,"BiT LiYCY 300/300V","37x1,5",null,"BITNER","KMT",1,84230,"PLN",0.23,null,null,null,null,null,null,null,"n83"]
[195,null,"STEROWNICZE","S30677",5902956005700,"BiT LiYCY 300/300V","2x2,5",null,"BITNER","KMT",1,9480,"PLN",0.23,null,null,null,null,null,null,null,"n83"]
[196,null,"STEROWNICZE","S30678",5902956005717,"BiT LiYCY 300/300V","3x2,5",null,"BITNER","KMT",1,14050,"PLN",0.23,null,null,null,null,null,null,null,"n83"]
[197,null,"STEROWNICZE","S30679",5902956005724,"BiT LiYCY 300/300V","4x2,5",null,"BITNER","KMT",1,16240,"PLN",0.23,null,null,null,null,null,null,null,"n83"]
[198,null,"STEROWNICZE","S30680",5902956005731,"BiT LiYCY 300/300V","5x2,5",null,"BITNER","KMT",1,22180,"PLN",0.23,null,null,null,null,null,null,null,"n83"]
[199,null,"STEROWNICZE","S30681",5902956005748,"BiT LiYCY 300/300V","6x2,5",null,"BITNER","KMT",1,25620,"PLN",0.23,null,null,null,null,null,null,null,"n83"]
[200,null,"STEROWNICZE","S30682",5902956005755,"BiT LiYCY 300/300V","7x2,5",null,"BITNER","KMT",1,28300,"PLN",0.23,null,null,null,null,null,null,null,"n83"]
[201,null,"STEROWNICZE","S30683",5902956005762,"BiT LiYCY 300/300V","8x2,5",null,"BITNER","KMT",1,32530,"PLN",0.23,null,null,null,null,null,null,null,"n83"]
[202,null,"STEROWNICZE","S30684",5902956005779,"BiT LiYCY 300/300V","10x2,5",null,"BITNER","KMT",1,40090,"PLN",0.23,null,null,null,null,null,null,null,"n83"]
[203,null,"STEROWNICZE","S30685",5902956005786,"BiT LiYCY 300/300V","12x2,5",null,"BITNER","KMT",1,46580,"PLN",0.23,null,null,null,null,null,null,null,"n83"]
[204,null,"STEROWNICZE","S30686",5902956005793,"BiT LiYCY 300/300V","14x2,5",null,"BITNER","KMT",1,56000,"PLN",0.23,null,null,null,null,null,null,null,"n83"]
[205,null,"STEROWNICZE","S30687",5902956005809,"BiT LiYCY 300/300V","16x2,5",null,"BITNER","KMT",1,63370,"PLN",0.23,null,null,null,null,null,null,null,"n83"]
[206,null,"STEROWNICZE","S30688",5902956005816,"BiT LiYCY 300/300V","18x2,5",null,"BITNER","KMT",1,70610,"PLN",0.23,null,null,null,null,null,null,null,"n83"]
[207,null,"STEROWNICZE","S30689",5902956005823,"BiT LiYCY 300/300V","20x2,5",null,"BITNER","KMT",1,77720,"PLN",0.23,null,null,null,null,null,null,null,"n83"]
[208,null,"STEROWNICZE","S30690",5902956005830,"BiT LiYCY 300/300V","21x2,5",null,"BITNER","KMT",1,80640,"PLN",0.23,null,null,null,null,null,null,null,"n83"]
[209,null,"STEROWNICZE","S30849",5902956006264,"BiT LiYCY 300/300V","2x2x0,5",null,"BITNER","KMT",1,5680,"PLN",0.23,null,null,null,null,null,null,null,"n83"]
[210,null,"STEROWNICZE","S30850",5902956006271,"BiT LiYCY 300/300V","3x2x0,5",null,"BITNER","KMT",1,8470,"PLN",0.23,null,null,null,null,null,null,null,"n83"]
[211,null,"STEROWNICZE","S30851",5902956006288,"BiT LiYCY 300/300V","4x2x0,5",null,"BITNER","KMT",1,10300,"PLN",0.23,null,null,null,null,null,null,null,"n83"]
[212,null,"STEROWNICZE","S30852",5902956006295,"BiT LiYCY 300/300V","5x2x0,5",null,"BITNER","KMT",1,12860,"PLN",0.23,null,null,null,null,null,null,null,"n83"]
[213,null,"STEROWNICZE","S30853",5902956006301,"BiT LiYCY 300/300V","6x2x0,5",null,"BITNER","KMT",1,14340,"PLN",0.23,null,null,null,null,null,null,null,"n83"]
[214,null,"STEROWNICZE","S30854",5902956006318,"BiT LiYCY 300/300V","7x2x0,5",null,"BITNER","KMT",1,16100,"PLN",0.23,null,null,null,null,null,null,null,"n83"]
[215,null,"STEROWNICZE","S30855",5902956006325,"BiT LiYCY 300/300V","8x2x0,5",null,"BITNER","KMT",1,17780,"PLN",0.23,null,null,null,null,null,null,null,"n83"]
[216,null,"STEROWNICZE","S30856",5902956006332,"BiT LiYCY 300/300V","10x2x0,5",null,"BITNER","KMT",1,21270,"PLN",0.23,null,null,null,null,null,null,null,"n83"]
[217,null,"STEROWNICZE","S30857",5902956006349,"BiT LiYCY 300/300V","12x2x0,5",null,"BITNER","KMT",1,24930,"PLN",0.23,null,null,null,null,null,null,null,"n83"]
[218,null,"STEROWNICZE","S30858",5902956006356,"BiT LiYCY 300/300V","14x2x0,5",null,"BITNER","KMT",1,28110,"PLN",0.23,null,null,null,null,null,null,null,"n83"]
[219,null,"STEROWNICZE","S30859",5902956006363,"BiT LiYCY 300/300V","16x2x0,5",null,"BITNER","KMT",1,31710,"PLN",0.23,null,null,null,null,null,null,null,"n83"]
[220,null,"STEROWNICZE","S30860",5902956006370,"BiT LiYCY 300/300V","18x2x0,5",null,"BITNER","KMT",1,34840,"PLN",0.23,null,null,null,null,null,null,null,"n83"]
[221,null,"STEROWNICZE","S30861",5902956006387,"BiT LiYCY 300/300V","20x2x0,5",null,"BITNER","KMT",1,40540,"PLN",0.23,null,null,null,null,null,null,null,"n83"]
[222,null,"STEROWNICZE","S30862",5902956006394,"BiT LiYCY 300/300V","24x2x0,5",null,"BITNER","KMT",1,44000,"PLN",0.23,null,null,null,null,null,null,null,"n83"]
[223,null,"STEROWNICZE","S30864",5902956006400,"BiT LiYCY 300/300V","2x2x0,75",null,"BITNER","KMT",1,7260,"PLN",0.23,null,null,null,null,null,null,null,"n83"]
[224,null,"STEROWNICZE","S30865",5902956006417,"BiT LiYCY 300/300V","3x2x0,75",null,"BITNER","KMT",1,10950,"PLN",0.23,null,null,null,null,null,null,null,"n83"]
[225,null,"STEROWNICZE","S30866",5902956006424,"BiT LiYCY 300/300V","4x2x0,75",null,"BITNER","KMT",1,13380,"PLN",0.23,null,null,null,null,null,null,null,"n83"]
[226,null,"STEROWNICZE","S30867",5902956006431,"BiT LiYCY 300/300V","5x2x0,75",null,"BITNER","KMT",1,16580,"PLN",0.23,null,null,null,null,null,null,null,"n83"]
[227,null,"STEROWNICZE","S30869",5902956006448,"BiT LiYCY 300/300V","7x2x0,75",null,"BITNER","KMT",1,21120,"PLN",0.23,null,null,null,null,null,null,null,"n83"]
[228,null,"STEROWNICZE","S30871",5902956006455,"BiT LiYCY 300/300V","10x2x0,75",null,"BITNER","KMT",1,28810,"PLN",0.23,null,null,null,null,null,null,null,"n83"]
[229,null,"STEROWNICZE","S30872",5902956006462,"BiT LiYCY 300/300V","12x2x0,75",null,"BITNER","KMT",1,33780,"PLN",0.23,null,null,null,null,null,null,null,"n83"]
[230,null,"STEROWNICZE","S30873",5902956006479,"BiT LiYCY 300/300V","14x2x0,75",null,"BITNER","KMT",1,38010,"PLN",0.23,null,null,null,null,null,null,null,"n83"]
[231,null,"STEROWNICZE","S30874",5902956006486,"BiT LiYCY 300/300V","16x2x0,75",null,"BITNER","KMT",1,43180,"PLN",0.23,null,null,null,null,null,null,null,"n83"]
[232,null,"STEROWNICZE","S30875",5902956006493,"BiT LiYCY 300/300V","18x2x0,75",null,"BITNER","KMT",1,48080,"PLN",0.23,null,null,null,null,null,null,null,"n83"]
[233,null,"STEROWNICZE","S30877",5902956006509,"BiT LiYCY 300/300V","2x2x1,0",null,"BITNER","KMT",1,10560,"PLN",0.23,null,null,null,null,null,null,null,"n83"]
[234,null,"STEROWNICZE","S30878",5902956006516,"BiT LiYCY 300/300V","3x2x1,0",null,"BITNER","KMT",1,14550,"PLN",0.23,null,null,null,null,null,null,null,"n83"]
[235,null,"STEROWNICZE","S30879",5902956006523,"BiT LiYCY 300/300V","4x2x1,0",null,"BITNER","KMT",1,17460,"PLN",0.23,null,null,null,null,null,null,null,"n83"]
[236,null,"STEROWNICZE","S30880",5902956006530,"BiT LiYCY 300/300V","5x2x1,0",null,"BITNER","KMT",1,21090,"PLN",0.23,null,null,null,null,null,null,null,"n83"]
[237,null,"STEROWNICZE","S30882",5902956006547,"BiT LiYCY 300/300V","7x2x1,0",null,"BITNER","KMT",1,27490,"PLN",0.23,null,null,null,null,null,null,null,"n83"]
[238,null,"STEROWNICZE","S30884",5902956006554,"BiT LiYCY 300/300V","10x2x1,0",null,"BITNER","KMT",1,37550,"PLN",0.23,null,null,null,null,null,null,null,"n83"]
[239,null,"STEROWNICZE","S30885",5902956006561,"BiT LiYCY 300/300V","12x2x1,0",null,"BITNER","KMT",1,43640,"PLN",0.23,null,null,null,null,null,null,null,"n83"]
[240,null,"STEROWNICZE","S30886",5902956006578,"BiT LiYCY 300/300V","14x2x1,0",null,"BITNER","KMT",1,49460,"PLN",0.23,null,null,null,null,null,null,null,"n83"]
[241,null,"STEROWNICZE","S30887",5902956006585,"BiT LiYCY 300/300V","16x2x1,0",null,"BITNER","KMT",1,57060,"PLN",0.23,null,null,null,null,null,null,null,"n83"]
[242,null,"STEROWNICZE","S30888",5902956006592,"BiT LiYCY 300/300V","18x2x1,0",null,"BITNER","KMT",1,62060,"PLN",0.23,null,null,null,null,null,null,null,"n83"]
[243,null,"STEROWNICZE","S30890",5902956006608,"BiT LiYCY 300/300V","2x2x1,5",null,"BITNER","KMT",1,13250,"PLN",0.23,null,null,null,null,null,null,null,"n83"]
[244,null,"STEROWNICZE","S30891",5902956006615,"BiT LiYCY 300/300V","3x2x1,5",null,"BITNER","KMT",1,18170,"PLN",0.23,null,null,null,null,null,null,null,"n83"]
[245,null,"STEROWNICZE","S30892",5902956006622,"BiT LiYCY 300/300V","4x2x1,5",null,"BITNER","KMT",1,22120,"PLN",0.23,null,null,null,null,null,null,null,"n83"]
[246,null,"STEROWNICZE","S30893",5902956006639,"BiT LiYCY 300/300V","5x2x1,5",null,"BITNER","KMT",1,27120,"PLN",0.23,null,null,null,null,null,null,null,"n83"]
[247,null,"STEROWNICZE","S30895",5902956006646,"BiT LiYCY 300/300V","7x2x1,5",null,"BITNER","KMT",1,36080,"PLN",0.23,null,null,null,null,null,null,null,"n83"]
[248,null,"STEROWNICZE","S30897",5902956006653,"BiT LiYCY 300/300V","10x2x1,5",null,"BITNER","KMT",1,49180,"PLN",0.23,null,null,null,null,null,null,null,"n83"]
[249,null,"STEROWNICZE","S30898",5902956006660,"BiT LiYCY 300/300V","12x2x1,5",null,"BITNER","KMT",1,57650,"PLN",0.23,null,null,null,null,null,null,null,"n83"]
[250,null,"STEROWNICZE","S30899",5902956006677,"BiT LiYCY 300/300V","14x2x1,5",null,"BITNER","KMT",1,66420,"PLN",0.23,null,null,null,null,null,null,null,"n83"]
[251,null,"STEROWNICZE","S30900",5902956006684,"BiT LiYCY 300/300V","16x2x1,5",null,"BITNER","KMT",1,75360,"PLN",0.23,null,null,null,null,null,null,null,"n83"]
[252,null,"STEROWNICZE","S33069",5902956007384,"BiT LiHH 300/300V","2x0,5",null,"BITNER","KMT",1,2300,"PLN",0.23,null,null,null,null,null,null,null,"n84"]
[253,null,"STEROWNICZE","S33070",5902956007391,"BiT LiHH 300/300V","3x0,5",null,"BITNER","KMT",1,3190,"PLN",0.23,null,null,null,null,null,null,null,"n84"]
[254,null,"STEROWNICZE","S33071",5902956007407,"BiT LiHH 300/300V","4x0,5",null,"BITNER","KMT",1,3870,"PLN",0.23,null,null,null,null,null,null,null,"n84"]
[255,null,"STEROWNICZE","S33072",5902956007414,"BiT LiHH 300/300V","5x0,5",null,"BITNER","KMT",1,4830,"PLN",0.23,null,null,null,null,null,null,null,"n84"]
[256,null,"STEROWNICZE","S33073",5902956007421,"BiT LiHH 300/300V","6x0,5",null,"BITNER","KMT",1,5730,"PLN",0.23,null,null,null,null,null,null,null,"n84"]
[257,null,"STEROWNICZE","S33074",5902956007438,"BiT LiHH 300/300V","7x0,5",null,"BITNER","KMT",1,6430,"PLN",0.23,null,null,null,null,null,null,null,"n84"]
[258,null,"STEROWNICZE","S33075",5902956007445,"BiT LiHH 300/300V","8x0,5",null,"BITNER","KMT",1,7440,"PLN",0.23,null,null,null,null,null,null,null,"n84"]
[259,null,"STEROWNICZE","S33076",5902956007452,"BiT LiHH 300/300V","10x0,5",null,"BITNER","KMT",1,9220,"PLN",0.23,null,null,null,null,null,null,null,"n84"]
[260,null,"STEROWNICZE","S33077",5902956007469,"BiT LiHH 300/300V","12x0,5",null,"BITNER","KMT",1,10670,"PLN",0.23,null,null,null,null,null,null,null,"n84"]
[261,null,"STEROWNICZE","S33078",5902956007476,"BiT LiHH 300/300V","14x0,5",null,"BITNER","KMT",1,12440,"PLN",0.23,null,null,null,null,null,null,null,"n84"]
[262,null,"STEROWNICZE","S33079",5902956007483,"BiT LiHH 300/300V","16x0,5",null,"BITNER","KMT",1,14050,"PLN",0.23,null,null,null,null,null,null,null,"n84"]
[263,null,"STEROWNICZE","S33080",5902956007490,"BiT LiHH 300/300V","18x0,5",null,"BITNER","KMT",1,15380,"PLN",0.23,null,null,null,null,null,null,null,"n84"]
[264,null,"STEROWNICZE","S33081",5902956007506,"BiT LiHH 300/300V","20x0,5",null,"BITNER","KMT",1,17200,"PLN",0.23,null,null,null,null,null,null,null,"n84"]
[265,null,"STEROWNICZE","S33082",5902956007513,"BiT LiHH 300/300V","21x0,5",null,"BITNER","KMT",1,17950,"PLN",0.23,null,null,null,null,null,null,null,"n84"]
[266,null,"STEROWNICZE","S33083",5902956007520,"BiT LiHH 300/300V","27x0,5",null,"BITNER","KMT",1,"oferta","PLN",0.23,null,null,null,null,null,null,null,"n84"]
[267,null,"STEROWNICZE","S33084",5902956007537,"BiT LiHH 300/300V","30x0,5",null,"BITNER","KMT",1,25610,"PLN",0.23,null,null,null,null,null,null,null,"n84"]
[268,null,"STEROWNICZE","S33085",5902956007544,"BiT LiHH 300/300V","37x0,5",null,"BITNER","KMT",1,30840,"PLN",0.23,null,null,null,null,null,null,null,"n84"]
[269,null,"STEROWNICZE","S33086",5902956007551,"BiT LiHH 300/300V","40x0,5",null,"BITNER","KMT",1,"oferta","PLN",0.23,null,null,null,null,null,null,null,"n84"]
[270,null,"STEROWNICZE","S33087",5902956007568,"BiT LiHH 300/300V","44x0,5",null,"BITNER","KMT",1,"oferta","PLN",0.23,null,null,null,null,null,null,null,"n84"]
[271,null,"STEROWNICZE","S33088",5902956007575,"BiT LiHH 300/300V","48x0,5",null,"BITNER","KMT",1,"oferta","PLN",0.23,null,null,null,null,null,null,null,"n84"]
[272,null,"STEROWNICZE","S33089",5902956007582,"BiT LiHH 300/300V","52x0,5",null,"BITNER","KMT",1,"oferta","PLN",0.23,null,null,null,null,null,null,null,"n84"]
[273,null,"STEROWNICZE","S33090",5902956007599,"BiT LiHH 300/300V","56x0,5",null,"BITNER","KMT",1,"oferta","PLN",0.23,null,null,null,null,null,null,null,"n84"]
[274,null,"STEROWNICZE","S33091",5902956007605,"BiT LiHH 300/300V","61x0,5",null,"BITNER","KMT",1,"oferta","PLN",0.23,null,null,null,null,null,null,null,"n84"]
[275,null,"STEROWNICZE","S33092",5902956007612,"BiT LiHH 300/300V","2x0,75",null,"BITNER","KMT",1,3210,"PLN",0.23,null,null,null,null,null,null,null,"n84"]
[276,null,"STEROWNICZE","S33093",5902956007629,"BiT LiHH 300/300V","3x0,75",null,"BITNER","KMT",1,4260,"PLN",0.23,null,null,null,null,null,null,null,"n84"]
[277,null,"STEROWNICZE","S33094",5902956007636,"BiT LiHH 300/300V","4x0,75",null,"BITNER","KMT",1,5510,"PLN",0.23,null,null,null,null,null,null,null,"n84"]
[278,null,"STEROWNICZE","S33095",5902956007643,"BiT LiHH 300/300V","5x0,75",null,"BITNER","KMT",1,6750,"PLN",0.23,null,null,null,null,null,null,null,"n84"]
[279,null,"STEROWNICZE","S33096",5902956007650,"BiT LiHH 300/300V","6x0,75",null,"BITNER","KMT",1,8070,"PLN",0.23,null,null,null,null,null,null,null,"n84"]
[280,null,"STEROWNICZE","S33097",5902956007667,"BiT LiHH 300/300V","7x0,75",null,"BITNER","KMT",1,9140,"PLN",0.23,null,null,null,null,null,null,null,"n84"]
[281,null,"STEROWNICZE","S33098",5902956007674,"BiT LiHH 300/300V","8x0,75",null,"BITNER","KMT",1,10610,"PLN",0.23,null,null,null,null,null,null,null,"n84"]
[282,null,"STEROWNICZE","S33099",5902956007681,"BiT LiHH 300/300V","10x0,75",null,"BITNER","KMT",1,13170,"PLN",0.23,null,null,null,null,null,null,null,"n84"]
[283,null,"STEROWNICZE","S33100",5902956007698,"BiT LiHH 300/300V","12x0,75",null,"BITNER","KMT",1,15360,"PLN",0.23,null,null,null,null,null,null,null,"n84"]
[284,null,"STEROWNICZE","S33101",5902956007704,"BiT LiHH 300/300V","14x0,75",null,"BITNER","KMT",1,17290,"PLN",0.23,null,null,null,null,null,null,null,"n84"]
[285,null,"STEROWNICZE","S33102",5902956007711,"BiT LiHH 300/300V","16x0,75",null,"BITNER","KMT",1,20000,"PLN",0.23,null,null,null,null,null,null,null,"n84"]
[286,null,"STEROWNICZE","S33103",5902956007728,"BiT LiHH 300/300V","18x0,75",null,"BITNER","KMT",1,22680,"PLN",0.23,null,null,null,null,null,null,null,"n84"]
[287,null,"STEROWNICZE","S33104",5902956007735,"BiT LiHH 300/300V","20x0,75",null,"BITNER","KMT",1,25010,"PLN",0.23,null,null,null,null,null,null,null,"n84"]
[288,null,"STEROWNICZE","S33105",5902956007742,"BiT LiHH 300/300V","21x0,75",null,"BITNER","KMT",1,25870,"PLN",0.23,null,null,null,null,null,null,null,"n84"]
[289,null,"STEROWNICZE","S33106",5902956007759,"BiT LiHH 300/300V","27x0,75",null,"BITNER","KMT",1,"oferta","PLN",0.23,null,null,null,null,null,null,null,"n84"]
[290,null,"STEROWNICZE","S33107",5902956007766,"BiT LiHH 300/300V","30x0,75",null,"BITNER","KMT",1,36320,"PLN",0.23,null,null,null,null,null,null,null,"n84"]
[291,null,"STEROWNICZE","S33108",5902956007773,"BiT LiHH 300/300V","37x0,75",null,"BITNER","KMT",1,44720,"PLN",0.23,null,null,null,null,null,null,null,"n84"]
[292,null,"STEROWNICZE","S33109",5902956007780,"BiT LiHH 300/300V","40x0,75",null,"BITNER","KMT",1,"oferta","PLN",0.23,null,null,null,null,null,null,null,"n84"]
[293,null,"STEROWNICZE","S33110",5902956007797,"BiT LiHH 300/300V","2x1,0",null,"BITNER","KMT",1,3970,"PLN",0.23,null,null,null,null,null,null,null,"n84"]
[294,null,"STEROWNICZE","S33111",5902956007803,"BiT LiHH 300/300V","3x1,0",null,"BITNER","KMT",1,5590,"PLN",0.23,null,null,null,null,null,null,null,"n84"]
[295,null,"STEROWNICZE","S33112",5902956007810,"BiT LiHH 300/300V","4x1,0",null,"BITNER","KMT",1,7160,"PLN",0.23,null,null,null,null,null,null,null,"n84"]
[296,null,"STEROWNICZE","S33113",5902956007827,"BiT LiHH 300/300V","5x1,0",null,"BITNER","KMT",1,9000,"PLN",0.23,null,null,null,null,null,null,null,"n84"]
[297,null,"STEROWNICZE","S33114",5902956007834,"BiT LiHH 300/300V","6x1,0",null,"BITNER","KMT",1,10740,"PLN",0.23,null,null,null,null,null,null,null,"n84"]
[298,null,"STEROWNICZE","S33115",5902956007841,"BiT LiHH 300/300V","7x1,0",null,"BITNER","KMT",1,12190,"PLN",0.23,null,null,null,null,null,null,null,"n84"]
[299,null,"STEROWNICZE","S33116",5902956007858,"BiT LiHH 300/300V","8x1,0",null,"BITNER","KMT",1,14050,"PLN",0.23,null,null,null,null,null,null,null,"n84"]
[300,null,"STEROWNICZE","S33117",5902956007865,"BiT LiHH 300/300V","10x1,0",null,"BITNER","KMT",1,17140,"PLN",0.23,null,null,null,null,null,null,null,"n84"]
[301,null,"STEROWNICZE","S33118",5902956007872,"BiT LiHH 300/300V","12x1,0",null,"BITNER","KMT",1,19950,"PLN",0.23,null,null,null,null,null,null,null,"n84"]
[302,null,"STEROWNICZE","S33119",5902956007889,"BiT LiHH 300/300V","14x1,0",null,"BITNER","KMT",1,23490,"PLN",0.23,null,null,null,null,null,null,null,"n84"]
[303,null,"STEROWNICZE","S33120",5902956007896,"BiT LiHH 300/300V","16x1,0",null,"BITNER","KMT",1,26700,"PLN",0.23,null,null,null,null,null,null,null,"n84"]
[304,null,"STEROWNICZE","S33121",5902956007902,"BiT LiHH 300/300V","18x1,0",null,"BITNER","KMT",1,29940,"PLN",0.23,null,null,null,null,null,null,null,"n84"]
[305,null,"STEROWNICZE","S33122",5902956007919,"BiT LiHH 300/300V","20x1,0",null,"BITNER","KMT",1,33080,"PLN",0.23,null,null,null,null,null,null,null,"n84"]
[306,null,"STEROWNICZE","S33123",5902956007926,"BiT LiHH 300/300V","2x1,5",null,"BITNER","KMT",1,5420,"PLN",0.23,null,null,null,null,null,null,null,"n84"]
[307,null,"STEROWNICZE","S33124",5902956007933,"BiT LiHH 300/300V","3x1,5",null,"BITNER","KMT",1,7580,"PLN",0.23,null,null,null,null,null,null,null,"n84"]
[308,null,"STEROWNICZE","S33125",5902956007940,"BiT LiHH 300/300V","4x1,5",null,"BITNER","KMT",1,9990,"PLN",0.23,null,null,null,null,null,null,null,"n84"]
[309,null,"STEROWNICZE","S33126",5902956007957,"BiT LiHH 300/300V","5x1,5",null,"BITNER","KMT",1,12430,"PLN",0.23,null,null,null,null,null,null,null,"n84"]
[310,null,"STEROWNICZE","S33127",5902956007964,"BiT LiHH 300/300V","6x1,5",null,"BITNER","KMT",1,14990,"PLN",0.23,null,null,null,null,null,null,null,"n84"]
[311,null,"STEROWNICZE","S33128",5902956007971,"BiT LiHH 300/300V","7x1,5",null,"BITNER","KMT",1,16530,"PLN",0.23,null,null,null,null,null,null,null,"n84"]
[312,null,"STEROWNICZE","S33129",5902956007988,"BiT LiHH 300/300V","8x1,5",null,"BITNER","KMT",1,18720,"PLN",0.23,null,null,null,null,null,null,null,"n84"]
[313,null,"STEROWNICZE","S33130",5902956007995,"BiT LiHH 300/300V","10x1,5",null,"BITNER","KMT",1,23930,"PLN",0.23,null,null,null,null,null,null,null,"n84"]
[314,null,"STEROWNICZE","S33131",5902956008008,"BiT LiHH 300/300V","12x1,5",null,"BITNER","KMT",1,28020,"PLN",0.23,null,null,null,null,null,null,null,"n84"]
[315,null,"STEROWNICZE","S33132",5902956008015,"BiT LiHH 300/300V","14x1,5",null,"BITNER","KMT",1,31780,"PLN",0.23,null,null,null,null,null,null,null,"n84"]
[316,null,"STEROWNICZE","S33133",5902956008022,"BiT LiHH 300/300V","16x1,5",null,"BITNER","KMT",1,36580,"PLN",0.23,null,null,null,null,null,null,null,"n84"]
[317,null,"STEROWNICZE","S33134",5902956008039,"BiT LiHH 300/300V","18x1,5",null,"BITNER","KMT",1,41120,"PLN",0.23,null,null,null,null,null,null,null,"n84"]
[318,null,"STEROWNICZE","S33135",5902956008046,"BiT LiHH 300/300V","20x1,5",null,"BITNER","KMT",1,45850,"PLN",0.23,null,null,null,null,null,null,null,"n84"]
[319,null,"STEROWNICZE","S33136",5902956008053,"BiT LiHH 300/300V","2x2,5",null,"BITNER","KMT",1,8780,"PLN",0.23,null,null,null,null,null,null,null,"n84"]
[320,null,"STEROWNICZE","S33137",5902956008060,"BiT LiHH 300/300V","3x2,5",null,"BITNER","KMT",1,12560,"PLN",0.23,null,null,null,null,null,null,null,"n84"]
[321,null,"STEROWNICZE","S33138",5902956008077,"BiT LiHH 300/300V","4x2,5",null,"BITNER","KMT",1,16080,"PLN",0.23,null,null,null,null,null,null,null,"n84"]
[322,null,"STEROWNICZE","S33139",5902956008084,"BiT LiHH 300/300V","5x2,5",null,"BITNER","KMT",1,19850,"PLN",0.23,null,null,null,null,null,null,null,"n84"]
[323,null,"STEROWNICZE","S33140",5902956008091,"BiT LiHH 300/300V","6x2,5",null,"BITNER","KMT",1,23930,"PLN",0.23,null,null,null,null,null,null,null,"n84"]
[324,null,"STEROWNICZE","S33141",5902956008107,"BiT LiHH 300/300V","7x2,5",null,"BITNER","KMT",1,27350,"PLN",0.23,null,null,null,null,null,null,null,"n84"]
[325,null,"STEROWNICZE","S33142",5902956008114,"BiT LiHH 300/300V","8x2,5",null,"BITNER","KMT",1,30720,"PLN",0.23,null,null,null,null,null,null,null,"n84"]
[326,null,"STEROWNICZE","S33143",5902956008121,"BiT LiHH 300/300V","10x2,5",null,"BITNER","KMT",1,38070,"PLN",0.23,null,null,null,null,null,null,null,"n84"]
[327,null,"STEROWNICZE","S33144",5902956008138,"BiT LiHH 300/300V","12x2,5",null,"BITNER","KMT",1,45580,"PLN",0.23,null,null,null,null,null,null,null,"n84"]
[328,null,"STEROWNICZE","S33442",5902956008565,"BiT LiHH 300/300V","2x2x0,5",null,"BITNER","KMT",1,4060,"PLN",0.23,null,null,null,null,null,null,null,"n84"]
[329,null,"STEROWNICZE","S33443",5902956008572,"BiT LiHH 300/300V","3x2x0,5",null,"BITNER","KMT",1,5680,"PLN",0.23,null,null,null,null,null,null,null,"n84"]
[330,null,"STEROWNICZE","S33444",5902956008589,"BiT LiHH 300/300V","4x2x0,5",null,"BITNER","KMT",1,7430,"PLN",0.23,null,null,null,null,null,null,null,"n84"]
[331,null,"STEROWNICZE","S33445",5902956008596,"BiT LiHH 300/300V","5x2x0,5",null,"BITNER","KMT",1,9290,"PLN",0.23,null,null,null,null,null,null,null,"n84"]
[332,null,"STEROWNICZE","S33446",5902956008602,"BiT LiHH 300/300V","6x2x0,5",null,"BITNER","KMT",1,10980,"PLN",0.23,null,null,null,null,null,null,null,"n84"]
[333,null,"STEROWNICZE","S33447",5902956008619,"BiT LiHH 300/300V","7x2x0,5",null,"BITNER","KMT",1,12800,"PLN",0.23,null,null,null,null,null,null,null,"n84"]
[334,null,"STEROWNICZE","S33448",5902956008626,"BiT LiHH 300/300V","8x2x0,5",null,"BITNER","KMT",1,14530,"PLN",0.23,null,null,null,null,null,null,null,"n84"]
[335,null,"STEROWNICZE","S33449",5902956008633,"BiT LiHH 300/300V","10x2x0,5",null,"BITNER","KMT",1,17970,"PLN",0.23,null,null,null,null,null,null,null,"n84"]
[336,null,"STEROWNICZE","S33450",5902956008640,"BiT LiHH 300/300V","12x2x0,5",null,"BITNER","KMT",1,21720,"PLN",0.23,null,null,null,null,null,null,null,"n84"]
[337,null,"STEROWNICZE","S33451",5902956008657,"BiT LiHH 300/300V","14x2x0,5",null,"BITNER","KMT",1,25190,"PLN",0.23,null,null,null,null,null,null,null,"n84"]
[338,null,"STEROWNICZE","S33452",5902956008664,"BiT LiHH 300/300V","16x2x0,5",null,"BITNER","KMT",1,28980,"PLN",0.23,null,null,null,null,null,null,null,"n84"]
[339,null,"STEROWNICZE","S33453",5902956008671,"BiT LiHH 300/300V","18x2x0,5",null,"BITNER","KMT",1,31780,"PLN",0.23,null,null,null,null,null,null,null,"n84"]
[340,null,"STEROWNICZE","S33454",5902956008688,"BiT LiHH 300/300V","20x2x0,5",null,"BITNER","KMT",1,35150,"PLN",0.23,null,null,null,null,null,null,null,"n84"]
[341,null,"STEROWNICZE","S33455",5902956008695,"BiT LiHH 300/300V","24x2x0,5",null,"BITNER","KMT",1,41820,"PLN",0.23,null,null,null,null,null,null,null,"n84"]
[342,null,"STEROWNICZE","S33456",5902956008701,"BiT LiHH 300/300V","2x2x0,75",null,"BITNER","KMT",1,6020,"PLN",0.23,null,null,null,null,null,null,null,"n84"]
[343,null,"STEROWNICZE","S33457",5902956008718,"BiT LiHH 300/300V","3x2x0,75",null,"BITNER","KMT",1,8090,"PLN",0.23,null,null,null,null,null,null,null,"n84"]
[344,null,"STEROWNICZE","S33458",5902956008725,"BiT LiHH 300/300V","4x2x0,75",null,"BITNER","KMT",1,10610,"PLN",0.23,null,null,null,null,null,null,null,"n84"]
[345,null,"STEROWNICZE","S33459",5902956008732,"BiT LiHH 300/300V","5x2x0,75",null,"BITNER","KMT",1,13420,"PLN",0.23,null,null,null,null,null,null,null,"n84"]
[346,null,"STEROWNICZE","S33460",5902956008749,"BiT LiHH 300/300V","7x2x0,75",null,"BITNER","KMT",1,18330,"PLN",0.23,null,null,null,null,null,null,null,"n84"]
[347,null,"STEROWNICZE","S33461",5902956008756,"BiT LiHH 300/300V","10x2x0,75",null,"BITNER","KMT",1,26170,"PLN",0.23,null,null,null,null,null,null,null,"n84"]
[348,null,"STEROWNICZE","S33462",5902956008763,"BiT LiHH 300/300V","12x2x0,75",null,"BITNER","KMT",1,31350,"PLN",0.23,null,null,null,null,null,null,null,"n84"]
[349,null,"STEROWNICZE","S33463",5902956008770,"BiT LiHH 300/300V","14x2x0,75",null,"BITNER","KMT",1,35820,"PLN",0.23,null,null,null,null,null,null,null,"n84"]
[350,null,"STEROWNICZE","S33464",5902956008787,"BiT LiHH 300/300V","16x2x0,75",null,"BITNER","KMT",1,40950,"PLN",0.23,null,null,null,null,null,null,null,"n84"]
[351,null,"STEROWNICZE","S33465",5902956008794,"BiT LiHH 300/300V","18x2x0,75",null,"BITNER","KMT",1,45930,"PLN",0.23,null,null,null,null,null,null,null,"n84"]
[352,null,"STEROWNICZE","S33466",5902956008800,"BiT LiHH 300/300V","2x2x1,0",null,"BITNER","KMT",1,7690,"PLN",0.23,null,null,null,null,null,null,null,"n84"]
[353,null,"STEROWNICZE","S33467",5902956008817,"BiT LiHH 300/300V","3x2x1,0",null,"BITNER","KMT",1,10750,"PLN",0.23,null,null,null,null,null,null,null,"n84"]
[354,null,"STEROWNICZE","S33468",5902956008824,"BiT LiHH 300/300V","4x2x1,0",null,"BITNER","KMT",1,14150,"PLN",0.23,null,null,null,null,null,null,null,"n84"]
[355,null,"STEROWNICZE","S33469",5902956008831,"BiT LiHH 300/300V","5x2x1,0",null,"BITNER","KMT",1,17720,"PLN",0.23,null,null,null,null,null,null,null,"n84"]
[356,null,"STEROWNICZE","S33470",5902956008848,"BiT LiHH 300/300V","7x2x1,0",null,"BITNER","KMT",1,24610,"PLN",0.23,null,null,null,null,null,null,null,"n84"]
[357,null,"STEROWNICZE","S33471",5902956008855,"BiT LiHH 300/300V","10x2x1,0",null,"BITNER","KMT",1,34280,"PLN",0.23,null,null,null,null,null,null,null,"n84"]
[358,null,"STEROWNICZE","S33472",5902956008862,"BiT LiHH 300/300V","12x2x1,0",null,"BITNER","KMT",1,40880,"PLN",0.23,null,null,null,null,null,null,null,"n84"]
[359,null,"STEROWNICZE","S33473",5902956008879,"BiT LiHH 300/300V","14x2x1,0",null,"BITNER","KMT",1,47680,"PLN",0.23,null,null,null,null,null,null,null,"n84"]
[360,null,"STEROWNICZE","S33474",5902956008886,"BiT LiHH 300/300V","16x2x1,0",null,"BITNER","KMT",1,54520,"PLN",0.23,null,null,null,null,null,null,null,"n84"]
[361,null,"STEROWNICZE","S33475",5902956008893,"BiT LiHH 300/300V","18x2x1,0",null,"BITNER","KMT",1,61150,"PLN",0.23,null,null,null,null,null,null,null,"n84"]
[362,null,"STEROWNICZE","S33476",5902956008909,"BiT LiHH 300/300V","2x2x1,5",null,"BITNER","KMT",1,10470,"PLN",0.23,null,null,null,null,null,null,null,"n84"]
[363,null,"STEROWNICZE","S33477",5902956008916,"BiT LiHH 300/300V","3x2x1,5",null,"BITNER","KMT",1,14950,"PLN",0.23,null,null,null,null,null,null,null,"n84"]
[364,null,"STEROWNICZE","S33478",5902956008923,"BiT LiHH 300/300V","4x2x1,5",null,"BITNER","KMT",1,19680,"PLN",0.23,null,null,null,null,null,null,null,"n84"]
[365,null,"STEROWNICZE","S33479",5902956008930,"BiT LiHH 300/300V","5x2x1,5",null,"BITNER","KMT",1,24960,"PLN",0.23,null,null,null,null,null,null,null,"n84"]
[366,null,"STEROWNICZE","S33480",5902956008947,"BiT LiHH 300/300V","7x2x1,5",null,"BITNER","KMT",1,33890,"PLN",0.23,null,null,null,null,null,null,null,"n84"]
[367,null,"STEROWNICZE","S33481",5902956008954,"BiT LiHH 300/300V","10x2x1,5",null,"BITNER","KMT",1,47840,"PLN",0.23,null,null,null,null,null,null,null,"n84"]
[368,null,"STEROWNICZE","S33482",5902956008961,"BiT LiHH 300/300V","12x2x1,5",null,"BITNER","KMT",1,57360,"PLN",0.23,null,null,null,null,null,null,null,"n84"]
[369,null,"STEROWNICZE","S33483",5902956008978,"BiT LiHH 300/300V","14x2x1,5",null,"BITNER","KMT",1,66880,"PLN",0.23,null,null,null,null,null,null,null,"n84"]
[370,null,"STEROWNICZE","S33484",5902956008985,"BiT LiHH 300/300V","16x2x1,5",null,"BITNER","KMT",1,76470,"PLN",0.23,null,null,null,null,null,null,null,"n84"]
[371,null,"STEROWNICZE","S32869",5902956009685,"BiT LiHCH 300/300V","2x0,5",null,"BITNER","KMT",1,3750,"PLN",0.23,null,null,null,null,null,null,null,"n83"]
[372,null,"STEROWNICZE","S32870",5902956009692,"BiT LiHCH 300/300V","3x0,5",null,"BITNER","KMT",1,4600,"PLN",0.23,null,null,null,null,null,null,null,"n83"]
[373,null,"STEROWNICZE","S32871",5902956009708,"BiT LiHCH 300/300V","4x0,5",null,"BITNER","KMT",1,5530,"PLN",0.23,null,null,null,null,null,null,null,"n83"]
[374,null,"STEROWNICZE","S32872",5902956009715,"BiT LiHCH 300/300V","5x0,5",null,"BITNER","KMT",1,6880,"PLN",0.23,null,null,null,null,null,null,null,"n83"]
[375,null,"STEROWNICZE","S32873",5902956009722,"BiT LiHCH 300/300V","6x0,5",null,"BITNER","KMT",1,7870,"PLN",0.23,null,null,null,null,null,null,null,"n83"]
[376,null,"STEROWNICZE","S32874",5902956009739,"BiT LiHCH 300/300V","7x0,5",null,"BITNER","KMT",1,8590,"PLN",0.23,null,null,null,null,null,null,null,"n83"]
[377,null,"STEROWNICZE","S32875",5902956009746,"BiT LiHCH 300/300V","8x0,5",null,"BITNER","KMT",1,9940,"PLN",0.23,null,null,null,null,null,null,null,"n83"]
[378,null,"STEROWNICZE","S32876",5902956009753,"BiT LiHCH 300/300V","10x0,5",null,"BITNER","KMT",1,12650,"PLN",0.23,null,null,null,null,null,null,null,"n83"]
[379,null,"STEROWNICZE","S32877",5902956009760,"BiT LiHCH 300/300V","12x0,5",null,"BITNER","KMT",1,14070,"PLN",0.23,null,null,null,null,null,null,null,"n83"]
[380,null,"STEROWNICZE","S32878",5902956009777,"BiT LiHCH 300/300V","14x0,5",null,"BITNER","KMT",1,16080,"PLN",0.23,null,null,null,null,null,null,null,"n83"]
[381,null,"STEROWNICZE","S32879",5902956009784,"BiT LiHCH 300/300V","16x0,5",null,"BITNER","KMT",1,17760,"PLN",0.23,null,null,null,null,null,null,null,"n83"]
[382,null,"STEROWNICZE","S32880",5902956009791,"BiT LiHCH 300/300V","18x0,5",null,"BITNER","KMT",1,22260,"PLN",0.23,null,null,null,null,null,null,null,"n83"]
[383,null,"STEROWNICZE","S32881",5902956009807,"BiT LiHCH 300/300V","20x0,5",null,"BITNER","KMT",1,22090,"PLN",0.23,null,null,null,null,null,null,null,"n83"]
[384,null,"STEROWNICZE","S32882",5902956009814,"BiT LiHCH 300/300V","21x0,5",null,"BITNER","KMT",1,22840,"PLN",0.23,null,null,null,null,null,null,null,"n83"]
[385,null,"STEROWNICZE","S32883",5902956009821,"BiT LiHCH 300/300V","27x0,5",null,"BITNER","KMT",1,"oferta","PLN",0.23,null,null,null,null,null,null,null,"n83"]
[386,null,"STEROWNICZE","S32884",5902956009838,"BiT LiHCH 300/300V","30x0,5",null,"BITNER","KMT",1,"oferta","PLN",0.23,null,null,null,null,null,null,null,"n83"]
[387,null,"STEROWNICZE","S32885",5902956009845,"BiT LiHCH 300/300V","37x0,5",null,"BITNER","KMT",1,"oferta","PLN",0.23,null,null,null,null,null,null,null,"n83"]
[388,null,"STEROWNICZE","S32886",5902956009852,"BiT LiHCH 300/300V","40x0,5",null,"BITNER","KMT",1,"oferta","PLN",0.23,null,null,null,null,null,null,null,"n83"]
[389,null,"STEROWNICZE","S32887",5902956009869,"BiT LiHCH 300/300V","44x0,5",null,"BITNER","KMT",1,"oferta","PLN",0.23,null,null,null,null,null,null,null,"n83"]
[390,null,"STEROWNICZE","S32888",5902956009876,"BiT LiHCH 300/300V","48x0,5",null,"BITNER","KMT",1,50660,"PLN",0.23,null,null,null,null,null,null,null,"n83"]
[391,null,"STEROWNICZE","S32889",5902956009883,"BiT LiHCH 300/300V","52x0,5",null,"BITNER","KMT",1,"oferta","PLN",0.23,null,null,null,null,null,null,null,"n83"]
[392,null,"STEROWNICZE","S32890",5902956009890,"BiT LiHCH 300/300V","56x0,5",null,"BITNER","KMT",1,"oferta","PLN",0.23,null,null,null,null,null,null,null,"n83"]
[393,null,"STEROWNICZE","S32891",5902956009906,"BiT LiHCH 300/300V","61x0,5",null,"BITNER","KMT",1,"oferta","PLN",0.23,null,null,null,null,null,null,null,"n83"]
[394,null,"STEROWNICZE","S32892",5902956009913,"BiT LiHCH 300/300V","2x0,75",null,"BITNER","KMT",1,4760,"PLN",0.23,null,null,null,null,null,null,null,"n83"]
[395,null,"STEROWNICZE","S32893",5902956009920,"BiT LiHCH 300/300V","3x0,75",null,"BITNER","KMT",1,5860,"PLN",0.23,null,null,null,null,null,null,null,"n83"]
[396,null,"STEROWNICZE","S32894",5902956009937,"BiT LiHCH 300/300V","4x0,75",null,"BITNER","KMT",1,7530,"PLN",0.23,null,null,null,null,null,null,null,"n83"]
[397,null,"STEROWNICZE","S32895",5902956009944,"BiT LiHCH 300/300V","5x0,75",null,"BITNER","KMT",1,8920,"PLN",0.23,null,null,null,null,null,null,null,"n83"]
[398,null,"STEROWNICZE","S32896",5902956009951,"BiT LiHCH 300/300V","6x0,75",null,"BITNER","KMT",1,10560,"PLN",0.23,null,null,null,null,null,null,null,"n83"]
[399,null,"STEROWNICZE","S32897",5902956009968,"BiT LiHCH 300/300V","7x0,75",null,"BITNER","KMT",1,11630,"PLN",0.23,null,null,null,null,null,null,null,"n83"]
[400,null,"STEROWNICZE","S32898",5902956009975,"BiT LiHCH 300/300V","8x0,75",null,"BITNER","KMT",1,13270,"PLN",0.23,null,null,null,null,null,null,null,"n83"]
[401,null,"STEROWNICZE","S32899",5902956009982,"BiT LiHCH 300/300V","10x0,75",null,"BITNER","KMT",1,16750,"PLN",0.23,null,null,null,null,null,null,null,"n83"]
[402,null,"STEROWNICZE","S32900",5902956009999,"BiT LiHCH 300/300V","12x0,75",null,"BITNER","KMT",1,21100,"PLN",0.23,null,null,null,null,null,null,null,"n83"]
[403,null,"STEROWNICZE","S32901",5902956010001,"BiT LiHCH 300/300V","14x0,75",null,"BITNER","KMT",1,21930,"PLN",0.23,null,null,null,null,null,null,null,"n83"]
[404,null,"STEROWNICZE","S32902",5902956010018,"BiT LiHCH 300/300V","16x0,75",null,"BITNER","KMT",1,26620,"PLN",0.23,null,null,null,null,null,null,null,"n83"]
[405,null,"STEROWNICZE","S32903",5902956010025,"BiT LiHCH 300/300V","18x0,75",null,"BITNER","KMT",1,29340,"PLN",0.23,null,null,null,null,null,null,null,"n83"]
[406,null,"STEROWNICZE","S32904",5902956010032,"BiT LiHCH 300/300V","20x0,75",null,"BITNER","KMT",1,32340,"PLN",0.23,null,null,null,null,null,null,null,"n83"]
[407,null,"STEROWNICZE","S32905",5902956010049,"BiT LiHCH 300/300V","21x0,75",null,"BITNER","KMT",1,33080,"PLN",0.23,null,null,null,null,null,null,null,"n83"]
[408,null,"STEROWNICZE","S32906",5902956010056,"BiT LiHCH 300/300V","27x0,75",null,"BITNER","KMT",1,41800,"PLN",0.23,null,null,null,null,null,null,null,"n83"]
[409,null,"STEROWNICZE","S32907",5902956010063,"BiT LiHCH 300/300V","30x0,75",null,"BITNER","KMT",1,46420,"PLN",0.23,null,null,null,null,null,null,null,"n83"]
[410,null,"STEROWNICZE","S32908",5902956010070,"BiT LiHCH 300/300V","37x0,75",null,"BITNER","KMT",1,55240,"PLN",0.23,null,null,null,null,null,null,null,"n83"]
[411,null,"STEROWNICZE","S32909",5902956010087,"BiT LiHCH 300/300V","40x0,75",null,"BITNER","KMT",1,"oferta","PLN",0.23,null,null,null,null,null,null,null,"n83"]
[412,null,"STEROWNICZE","S32910",5902956010094,"BiT LiHCH 300/300V","2x1,0",null,"BITNER","KMT",1,6170,"PLN",0.23,null,null,null,null,null,null,null,"n83"]
[413,null,"STEROWNICZE","S32911",5902956010100,"BiT LiHCH 300/300V","3x1,0",null,"BITNER","KMT",1,7540,"PLN",0.23,null,null,null,null,null,null,null,"n83"]
[414,null,"STEROWNICZE","S32912",5902956010117,"BiT LiHCH 300/300V","4x1,0",null,"BITNER","KMT",1,9460,"PLN",0.23,null,null,null,null,null,null,null,"n83"]
[415,null,"STEROWNICZE","S32913",5902956010124,"BiT LiHCH 300/300V","5x1,0",null,"BITNER","KMT",1,11480,"PLN",0.23,null,null,null,null,null,null,null,"n83"]
[416,null,"STEROWNICZE","S32914",5902956010131,"BiT LiHCH 300/300V","6x1,0",null,"BITNER","KMT",1,13460,"PLN",0.23,null,null,null,null,null,null,null,"n83"]
[417,null,"STEROWNICZE","S32915",5902956010148,"BiT LiHCH 300/300V","7x1,0",null,"BITNER","KMT",1,14890,"PLN",0.23,null,null,null,null,null,null,null,"n83"]
[418,null,"STEROWNICZE","S32916",5902956010155,"BiT LiHCH 300/300V","8x1,0",null,"BITNER","KMT",1,17320,"PLN",0.23,null,null,null,null,null,null,null,"n83"]
[419,null,"STEROWNICZE","S32917",5902956010162,"BiT LiHCH 300/300V","10x1,0",null,"BITNER","KMT",1,21780,"PLN",0.23,null,null,null,null,null,null,null,"n83"]
[420,null,"STEROWNICZE","S32918",5902956010179,"BiT LiHCH 300/300V","12x1,0",null,"BITNER","KMT",1,24680,"PLN",0.23,null,null,null,null,null,null,null,"n83"]
[421,null,"STEROWNICZE","S32919",5902956010186,"BiT LiHCH 300/300V","14x1,0",null,"BITNER","KMT",1,30970,"PLN",0.23,null,null,null,null,null,null,null,"n83"]
[422,null,"STEROWNICZE","S32920",5902956010193,"BiT LiHCH 300/300V","16x1,0",null,"BITNER","KMT",1,34920,"PLN",0.23,null,null,null,null,null,null,null,"n83"]
[423,null,"STEROWNICZE","S32921",5902956010209,"BiT LiHCH 300/300V","18x1,0",null,"BITNER","KMT",1,38020,"PLN",0.23,null,null,null,null,null,null,null,"n83"]
[424,null,"STEROWNICZE","S32922",5902956010216,"BiT LiHCH 300/300V","20x1,0",null,"BITNER","KMT",1,42310,"PLN",0.23,null,null,null,null,null,null,null,"n83"]
[425,null,"STEROWNICZE","S32923",5902956010223,"BiT LiHCH 300/300V","21x1,0",null,"BITNER","KMT",1,43320,"PLN",0.23,null,null,null,null,null,null,null,"n83"]
[426,null,"STEROWNICZE","S32924",5902956010230,"BiT LiHCH 300/300V","27x1,0",null,"BITNER","KMT",1,"oferta","PLN",0.23,null,null,null,null,null,null,null,"n83"]
[427,null,"STEROWNICZE","S32925",5902956010247,"BiT LiHCH 300/300V","30x1,0",null,"BITNER","KMT",1,59720,"PLN",0.23,null,null,null,null,null,null,null,"n83"]
[428,null,"STEROWNICZE","S32926",5902956010254,"BiT LiHCH 300/300V","37x1,0",null,"BITNER","KMT",1,"oferta","PLN",0.23,null,null,null,null,null,null,null,"n83"]
[429,null,"STEROWNICZE","S32927",5902956010261,"BiT LiHCH 300/300V","2x1,5",null,"BITNER","KMT",1,7570,"PLN",0.23,null,null,null,null,null,null,null,"n83"]
[430,null,"STEROWNICZE","S32928",5902956010278,"BiT LiHCH 300/300V","3x1,5",null,"BITNER","KMT",1,9670,"PLN",0.23,null,null,null,null,null,null,null,"n83"]
[431,null,"STEROWNICZE","S32929",5902956010285,"BiT LiHCH 300/300V","4x1,5",null,"BITNER","KMT",1,12400,"PLN",0.23,null,null,null,null,null,null,null,"n83"]
[432,null,"STEROWNICZE","S32930",5902956010292,"BiT LiHCH 300/300V","5x1,5",null,"BITNER","KMT",1,15020,"PLN",0.23,null,null,null,null,null,null,null,"n83"]
[433,null,"STEROWNICZE","S32931",5902956010308,"BiT LiHCH 300/300V","6x1,5",null,"BITNER","KMT",1,18100,"PLN",0.23,null,null,null,null,null,null,null,"n83"]
[434,null,"STEROWNICZE","S32932",5902956010315,"BiT LiHCH 300/300V","7x1,5",null,"BITNER","KMT",1,20200,"PLN",0.23,null,null,null,null,null,null,null,"n83"]
[435,null,"STEROWNICZE","S32933",5902956010322,"BiT LiHCH 300/300V","8x1,5",null,"BITNER","KMT",1,25550,"PLN",0.23,null,null,null,null,null,null,null,"n83"]
[436,null,"STEROWNICZE","S32934",5902956010339,"BiT LiHCH 300/300V","10x1,5",null,"BITNER","KMT",1,31590,"PLN",0.23,null,null,null,null,null,null,null,"n83"]
[437,null,"STEROWNICZE","S32935",5902956010346,"BiT LiHCH 300/300V","12x1,5",null,"BITNER","KMT",1,35330,"PLN",0.23,null,null,null,null,null,null,null,"n83"]
[438,null,"STEROWNICZE","S32936",5902956010353,"BiT LiHCH 300/300V","14x1,5",null,"BITNER","KMT",1,40410,"PLN",0.23,null,null,null,null,null,null,null,"n83"]
[439,null,"STEROWNICZE","S32937",5902956010360,"BiT LiHCH 300/300V","16x1,5",null,"BITNER","KMT",1,45510,"PLN",0.23,null,null,null,null,null,null,null,"n83"]
[440,null,"STEROWNICZE","S32938",5902956010377,"BiT LiHCH 300/300V","18x1,5",null,"BITNER","KMT",1,50820,"PLN",0.23,null,null,null,null,null,null,null,"n83"]
[441,null,"STEROWNICZE","S32939",5902956010384,"BiT LiHCH 300/300V","20x1,5",null,"BITNER","KMT",1,56110,"PLN",0.23,null,null,null,null,null,null,null,"n83"]
[442,null,"STEROWNICZE","S32940",5902956010391,"BiT LiHCH 300/300V","21x1,5",null,"BITNER","KMT",1,58110,"PLN",0.23,null,null,null,null,null,null,null,"n83"]
[443,null,"STEROWNICZE","S32941",5902956010407,"BiT LiHCH 300/300V","27x1,5",null,"BITNER","KMT",1,"oferta","PLN",0.23,null,null,null,null,null,null,null,"n83"]
[444,null,"STEROWNICZE","S32942",5902956010414,"BiT LiHCH 300/300V","30x1,5",null,"BITNER","KMT",1,83970,"PLN",0.23,null,null,null,null,null,null,null,"n83"]
[445,null,"STEROWNICZE","S32943",5902956010421,"BiT LiHCH 300/300V","37x1,5",null,"BITNER","KMT",1,101090,"PLN",0.23,null,null,null,null,null,null,null,"n83"]
[446,null,"STEROWNICZE","S32944",5902956010438,"BiT LiHCH 300/300V","2x2,5",null,"BITNER","KMT",1,11370,"PLN",0.23,null,null,null,null,null,null,null,"n83"]
[447,null,"STEROWNICZE","S32945",5902956010445,"BiT LiHCH 300/300V","3x2,5",null,"BITNER","KMT",1,16860,"PLN",0.23,null,null,null,null,null,null,null,"n83"]
[448,null,"STEROWNICZE","S32946",5902956010452,"BiT LiHCH 300/300V","4x2,5",null,"BITNER","KMT",1,19480,"PLN",0.23,null,null,null,null,null,null,null,"n83"]
[449,null,"STEROWNICZE","S32947",5902956010469,"BiT LiHCH 300/300V","5x2,5",null,"BITNER","KMT",1,26610,"PLN",0.23,null,null,null,null,null,null,null,"n83"]
[450,null,"STEROWNICZE","S32948",5902956010476,"BiT LiHCH 300/300V","6x2,5",null,"BITNER","KMT",1,30750,"PLN",0.23,null,null,null,null,null,null,null,"n83"]
[451,null,"STEROWNICZE","S32949",5902956010483,"BiT LiHCH 300/300V","7x2,5",null,"BITNER","KMT",1,33960,"PLN",0.23,null,null,null,null,null,null,null,"n83"]
[452,null,"STEROWNICZE","S32950",5902956010490,"BiT LiHCH 300/300V","8x2,5",null,"BITNER","KMT",1,39040,"PLN",0.23,null,null,null,null,null,null,null,"n83"]
[453,null,"STEROWNICZE","S32951",5902956010506,"BiT LiHCH 300/300V","10x2,5",null,"BITNER","KMT",1,48100,"PLN",0.23,null,null,null,null,null,null,null,"n83"]
[454,null,"STEROWNICZE","S32952",5902956010513,"BiT LiHCH 300/300V","12x2,5",null,"BITNER","KMT",1,55910,"PLN",0.23,null,null,null,null,null,null,null,"n83"]
[455,null,"STEROWNICZE","S32953",5902956010520,"BiT LiHCH 300/300V","14x2,5",null,"BITNER","KMT",1,67200,"PLN",0.23,null,null,null,null,null,null,null,"n83"]
[456,null,"STEROWNICZE","S32954",5902956010537,"BiT LiHCH 300/300V","16x2,5",null,"BITNER","KMT",1,76050,"PLN",0.23,null,null,null,null,null,null,null,"n83"]
[457,null,"STEROWNICZE","S32955",5902956010544,"BiT LiHCH 300/300V","18x2,5",null,"BITNER","KMT",1,84740,"PLN",0.23,null,null,null,null,null,null,null,"n83"]
[458,null,"STEROWNICZE","S32956",5902956010551,"BiT LiHCH 300/300V","20x2,5",null,"BITNER","KMT",1,93260,"PLN",0.23,null,null,null,null,null,null,null,"n83"]
[459,null,"STEROWNICZE","S32957",5902956010568,"BiT LiHCH 300/300V","21x2,5",null,"BITNER","KMT",1,96770,"PLN",0.23,null,null,null,null,null,null,null,"n83"]
[460,null,"STEROWNICZE","S33242",5902956010995,"BiT LiHCH 300/300V","2x2x0,5",null,"BITNER","KMT",1,7100,"PLN",0.23,null,null,null,null,null,null,null,"n83"]
[461,null,"STEROWNICZE","S33243",5902956011008,"BiT LiHCH 300/300V","3x2x0,5",null,"BITNER","KMT",1,10590,"PLN",0.23,null,null,null,null,null,null,null,"n83"]
[462,null,"STEROWNICZE","S33244",5902956011015,"BiT LiHCH 300/300V","4x2x0,5",null,"BITNER","KMT",1,12880,"PLN",0.23,null,null,null,null,null,null,null,"n83"]
[463,null,"STEROWNICZE","S33245",5902956011022,"BiT LiHCH 300/300V","5x2x0,5",null,"BITNER","KMT",1,16080,"PLN",0.23,null,null,null,null,null,null,null,"n83"]
[464,null,"STEROWNICZE","S33246",5902956011039,"BiT LiHCH 300/300V","6x2x0,5",null,"BITNER","KMT",1,17930,"PLN",0.23,null,null,null,null,null,null,null,"n83"]
[465,null,"STEROWNICZE","S33247",5902956011046,"BiT LiHCH 300/300V","7x2x0,5",null,"BITNER","KMT",1,20130,"PLN",0.23,null,null,null,null,null,null,null,"n83"]
[466,null,"STEROWNICZE","S33248",5902956011053,"BiT LiHCH 300/300V","8x2x0,5",null,"BITNER","KMT",1,22230,"PLN",0.23,null,null,null,null,null,null,null,"n83"]
[467,null,"STEROWNICZE","S33249",5902956011060,"BiT LiHCH 300/300V","10x2x0,5",null,"BITNER","KMT",1,26580,"PLN",0.23,null,null,null,null,null,null,null,"n83"]
[468,null,"STEROWNICZE","S33250",5902956011077,"BiT LiHCH 300/300V","12x2x0,5",null,"BITNER","KMT",1,31160,"PLN",0.23,null,null,null,null,null,null,null,"n83"]
[469,null,"STEROWNICZE","S33251",5902956011084,"BiT LiHCH 300/300V","14x2x0,5",null,"BITNER","KMT",1,34570,"PLN",0.23,null,null,null,null,null,null,null,"n83"]
[470,null,"STEROWNICZE","S33252",5902956011091,"BiT LiHCH 300/300V","16x2x0,5",null,"BITNER","KMT",1,39000,"PLN",0.23,null,null,null,null,null,null,null,"n83"]
[471,null,"STEROWNICZE","S33253",5902956011107,"BiT LiHCH 300/300V","18x2x0,5",null,"BITNER","KMT",1,42850,"PLN",0.23,null,null,null,null,null,null,null,"n83"]
[472,null,"STEROWNICZE","S33254",5902956011114,"BiT LiHCH 300/300V","20x2x0,5",null,"BITNER","KMT",1,49860,"PLN",0.23,null,null,null,null,null,null,null,"n83"]
[473,null,"STEROWNICZE","S33255",5902956011121,"BiT LiHCH 300/300V","24x2x0,5",null,"BITNER","KMT",1,54120,"PLN",0.23,null,null,null,null,null,null,null,"n83"]
[474,null,"STEROWNICZE","S33256",5902956011138,"BiT LiHCH 300/300V","2x2x0,75",null,"BITNER","KMT",1,9070,"PLN",0.23,null,null,null,null,null,null,null,"n83"]
[475,null,"STEROWNICZE","S33257",5902956011145,"BiT LiHCH 300/300V","3x2x0,75",null,"BITNER","KMT",1,13690,"PLN",0.23,null,null,null,null,null,null,null,"n83"]
[476,null,"STEROWNICZE","S33258",5902956011152,"BiT LiHCH 300/300V","4x2x0,75",null,"BITNER","KMT",1,16730,"PLN",0.23,null,null,null,null,null,null,null,"n83"]
[477,null,"STEROWNICZE","S33259",5902956011169,"BiT LiHCH 300/300V","5x2x0,75",null,"BITNER","KMT",1,20730,"PLN",0.23,null,null,null,null,null,null,null,"n83"]
[478,null,"STEROWNICZE","S33261",5902956011176,"BiT LiHCH 300/300V","7x2x0,75",null,"BITNER","KMT",1,26410,"PLN",0.23,null,null,null,null,null,null,null,"n83"]
[479,null,"STEROWNICZE","S33263",5902956011183,"BiT LiHCH 300/300V","10x2x0,75",null,"BITNER","KMT",1,35430,"PLN",0.23,null,null,null,null,null,null,null,"n83"]
[480,null,"STEROWNICZE","S33264",5902956011190,"BiT LiHCH 300/300V","12x2x0,75",null,"BITNER","KMT",1,41550,"PLN",0.23,null,null,null,null,null,null,null,"n83"]
[481,null,"STEROWNICZE","S33265",5902956011206,"BiT LiHCH 300/300V","14x2x0,75",null,"BITNER","KMT",1,46740,"PLN",0.23,null,null,null,null,null,null,null,"n83"]
[482,null,"STEROWNICZE","S33266",5902956011213,"BiT LiHCH 300/300V","16x2x0,75",null,"BITNER","KMT",1,53110,"PLN",0.23,null,null,null,null,null,null,null,"n83"]
[483,null,"STEROWNICZE","S33267",5902956011220,"BiT LiHCH 300/300V","18x2x0,75",null,"BITNER","KMT",1,59140,"PLN",0.23,null,null,null,null,null,null,null,"n83"]
[484,null,"STEROWNICZE","S33269",5902956011237,"BiT LiHCH 300/300V","2x2x1,0",null,"BITNER","KMT",1,13200,"PLN",0.23,null,null,null,null,null,null,null,"n83"]
[485,null,"STEROWNICZE","S33270",5902956011244,"BiT LiHCH 300/300V","3x2x1,0",null,"BITNER","KMT",1,18190,"PLN",0.23,null,null,null,null,null,null,null,"n83"]
[486,null,"STEROWNICZE","S33271",5902956011251,"BiT LiHCH 300/300V","4x2x1,0",null,"BITNER","KMT",1,21830,"PLN",0.23,null,null,null,null,null,null,null,"n83"]
[487,null,"STEROWNICZE","S33272",5902956011268,"BiT LiHCH 300/300V","5x2x1,0",null,"BITNER","KMT",1,26360,"PLN",0.23,null,null,null,null,null,null,null,"n83"]
[488,null,"STEROWNICZE","S33274",5902956011275,"BiT LiHCH 300/300V","7x2x1,0",null,"BITNER","KMT",1,33810,"PLN",0.23,null,null,null,null,null,null,null,"n83"]
[489,null,"STEROWNICZE","S33276",5902956011282,"BiT LiHCH 300/300V","10x2x1,0",null,"BITNER","KMT",1,46190,"PLN",0.23,null,null,null,null,null,null,null,"n83"]
[490,null,"STEROWNICZE","S33277",5902956011299,"BiT LiHCH 300/300V","12x2x1,0",null,"BITNER","KMT",1,53690,"PLN",0.23,null,null,null,null,null,null,null,"n83"]
[491,null,"STEROWNICZE","S33278",5902956011305,"BiT LiHCH 300/300V","14x2x1,0",null,"BITNER","KMT",1,60840,"PLN",0.23,null,null,null,null,null,null,null,"n83"]
[492,null,"STEROWNICZE","S33279",5902956011312,"BiT LiHCH 300/300V","16x2x1,0",null,"BITNER","KMT",1,70170,"PLN",0.23,null,null,null,null,null,null,null,"n83"]
[493,null,"STEROWNICZE","S33280",5902956011329,"BiT LiHCH 300/300V","18x2x1,0",null,"BITNER","KMT",1,76330,"PLN",0.23,null,null,null,null,null,null,null,"n83"]
[494,null,"STEROWNICZE","S33282",5902956011336,"BiT LiHCH 300/300V","2x2x1,5",null,"BITNER","KMT",1,16570,"PLN",0.23,null,null,null,null,null,null,null,"n83"]
[495,null,"STEROWNICZE","S33283",5902956011343,"BiT LiHCH 300/300V","3x2x1,5",null,"BITNER","KMT",1,22710,"PLN",0.23,null,null,null,null,null,null,null,"n83"]
[496,null,"STEROWNICZE","S33284",5902956011350,"BiT LiHCH 300/300V","4x2x1,5",null,"BITNER","KMT",1,27650,"PLN",0.23,null,null,null,null,null,null,null,"n83"]
[497,null,"STEROWNICZE","S33285",5902956011367,"BiT LiHCH 300/300V","5x2x1,5",null,"BITNER","KMT",1,33350,"PLN",0.23,null,null,null,null,null,null,null,"n83"]
[498,null,"STEROWNICZE","S33287",5902956011374,"BiT LiHCH 300/300V","7x2x1,5",null,"BITNER","KMT",1,44390,"PLN",0.23,null,null,null,null,null,null,null,"n83"]
[499,null,"STEROWNICZE","S33289",5902956011381,"BiT LiHCH 300/300V","10x2x1,5",null,"BITNER","KMT",1,60500,"PLN",0.23,null,null,null,null,null,null,null,"n83"]
[500,null,"STEROWNICZE","S33290",5902956294548,"BiT LiHCH 300/300V","12x2x1,5",null,"BITNER","KMT",1,70910,"PLN",0.23,null,null,null,null,null,null,null,"n83"]
[501,null,"STEROWNICZE","S33291",5902956011404,"BiT LiHCH 300/300V","14x2x1,5",null,"BITNER","KMT",1,81690,"PLN",0.23,null,null,null,null,null,null,null,"n83"]
[502,null,"STEROWNICZE","S33292",5902956011411,"BiT LiHCH 300/300V","16x2x1,5",null,"BITNER","KMT",1,92710,"PLN",0.23,null,null,null,null,null,null,null,"n83"]
[503,null,"STEROWNICZE","S32000",5902956133649,"IB-BiT LiYY 300/300V","2x0,5",null,"BITNER","KMT",1,2370,"PLN",0.23,null,null,null,null,null,null,null,"n87E"]
[504,null,"STEROWNICZE","S32001",5902956133656,"IB-BiT LiYY 300/300V","3x0,5",null,"BITNER","KMT",1,3270,"PLN",0.23,null,null,null,null,null,null,null,"n87E"]
[505,null,"STEROWNICZE","S32002",5902956133663,"IB-BiT LiYY 300/300V","4x0,5",null,"BITNER","KMT",1,3950,"PLN",0.23,null,null,null,null,null,null,null,"n87E"]
[506,null,"STEROWNICZE","S32003",5902956133670,"IB-BiT LiYY 300/300V","5x0,5",null,"BITNER","KMT",1,4950,"PLN",0.23,null,null,null,null,null,null,null,"n87E"]
[507,null,"STEROWNICZE","S32004",5902956133687,"IB-BiT LiYY 300/300V","7x0,5",null,"BITNER","KMT",1,6490,"PLN",0.23,null,null,null,null,null,null,null,"n87E"]
[508,null,"STEROWNICZE","S32005",5902956133694,"IB-BiT LiYY 300/300V","8x0,5",null,"BITNER","KMT",1,7500,"PLN",0.23,null,null,null,null,null,null,null,"n87E"]
[509,null,"STEROWNICZE","S32006",5902956133700,"IB-BiT LiYY 300/300V","10x0,5",null,"BITNER","KMT",1,9300,"PLN",0.23,null,null,null,null,null,null,null,"n87E"]
[510,null,"STEROWNICZE","S32007",5902956133717,"IB-BiT LiYY 300/300V","12x0,5",null,"BITNER","KMT",1,10760,"PLN",0.23,null,null,null,null,null,null,null,"n87E"]
[511,null,"STEROWNICZE","S32008",5902956133724,"IB-BiT LiYY 300/300V","14x0,5",null,"BITNER","KMT",1,12540,"PLN",0.23,null,null,null,null,null,null,null,"n87E"]
[512,null,"STEROWNICZE","S32009",5902956133731,"IB-BiT LiYY 300/300V","16x0,5",null,"BITNER","KMT",1,14160,"PLN",0.23,null,null,null,null,null,null,null,"n87E"]
[513,null,"STEROWNICZE","S32010",5902956133748,"IB-BiT LiYY 300/300V","18x0,5",null,"BITNER","KMT",1,15500,"PLN",0.23,null,null,null,null,null,null,null,"n87E"]
[514,null,"STEROWNICZE","S32011",5902956133755,"IB-BiT LiYY 300/300V","21x0,5",null,"BITNER","KMT",1,18100,"PLN",0.23,null,null,null,null,null,null,null,"n87E"]
[515,null,"STEROWNICZE","S32012",5902956133762,"IB-BiT LiYY 300/300V","27x0,5",null,"BITNER","KMT",1,"oferta","PLN",0.23,null,null,null,null,null,null,null,"n87E"]
[516,null,"STEROWNICZE","S32013",5902956133779,"IB-BiT LiYY 300/300V","30x0,5",null,"BITNER","KMT",1,25820,"PLN",0.23,null,null,null,null,null,null,null,"n87E"]
[517,null,"STEROWNICZE","S32014",5902956133786,"IB-BiT LiYY 300/300V","37x0,5",null,"BITNER","KMT",1,31100,"PLN",0.23,null,null,null,null,null,null,null,"n87E"]
[518,null,"STEROWNICZE","S32015",5902956133793,"IB-BiT LiYY 300/300V","40x0,5",null,"BITNER","KMT",1,"oferta","PLN",0.23,null,null,null,null,null,null,null,"n87E"]
[519,null,"STEROWNICZE","S32016",5902956133809,"IB-BiT LiYY 300/300V","2x0,75",null,"BITNER","KMT",1,3320,"PLN",0.23,null,null,null,null,null,null,null,"n87E"]
[520,null,"STEROWNICZE","S32017",5902956133816,"IB-BiT LiYY 300/300V","3x0,75",null,"BITNER","KMT",1,4350,"PLN",0.23,null,null,null,null,null,null,null,"n87E"]
[521,null,"STEROWNICZE","S32018",5902956133823,"IB-BiT LiYY 300/300V","4x0,75",null,"BITNER","KMT",1,5650,"PLN",0.23,null,null,null,null,null,null,null,"n87E"]
[522,null,"STEROWNICZE","S32019",5902956133830,"IB-BiT LiYY 300/300V","5x0,75",null,"BITNER","KMT",1,6800,"PLN",0.23,null,null,null,null,null,null,null,"n87E"]
[523,null,"STEROWNICZE","S32020",5902956133847,"IB-BiT LiYY 300/300V","7x0,75",null,"BITNER","KMT",1,9210,"PLN",0.23,null,null,null,null,null,null,null,"n87E"]
[524,null,"STEROWNICZE","S32021",5902956133854,"IB-BiT LiYY 300/300V","8x0,75",null,"BITNER","KMT",1,10680,"PLN",0.23,null,null,null,null,null,null,null,"n87E"]
[525,null,"STEROWNICZE","S32022",5902956133861,"IB-BiT LiYY 300/300V","10x0,75",null,"BITNER","KMT",1,13280,"PLN",0.23,null,null,null,null,null,null,null,"n87E"]
[526,null,"STEROWNICZE","S32023",5902956133878,"IB-BiT LiYY 300/300V","12x0,75",null,"BITNER","KMT",1,15480,"PLN",0.23,null,null,null,null,null,null,null,"n87E"]
[527,null,"STEROWNICZE","S32024",5902956133885,"IB-BiT LiYY 300/300V","14x0,75",null,"BITNER","KMT",1,17440,"PLN",0.23,null,null,null,null,null,null,null,"n87E"]
[528,null,"STEROWNICZE","S32025",5902956133892,"IB-BiT LiYY 300/300V","16x0,75",null,"BITNER","KMT",1,20170,"PLN",0.23,null,null,null,null,null,null,null,"n87E"]
[529,null,"STEROWNICZE","S32026",5902956133908,"IB-BiT LiYY 300/300V","18x0,75",null,"BITNER","KMT",1,22870,"PLN",0.23,null,null,null,null,null,null,null,"n87E"]
[530,null,"STEROWNICZE","S32027",5902956133915,"IB-BiT LiYY 300/300V","21x0,75",null,"BITNER","KMT",1,26080,"PLN",0.23,null,null,null,null,null,null,null,"n87E"]
[531,null,"STEROWNICZE","S32028",5902956133922,"IB-BiT LiYY 300/300V","30x0,75",null,"BITNER","KMT",1,36630,"PLN",0.23,null,null,null,null,null,null,null,"n87E"]
[532,null,"STEROWNICZE","S32029",5902956133939,"IB-BiT LiYY 300/300V","40x0,75",null,"BITNER","KMT",1,"oferta","PLN",0.23,null,null,null,null,null,null,null,"n87E"]
[533,null,"STEROWNICZE","S32030",5902956133946,"IB-BiT LiYY 300/300V","2x1,0",null,"BITNER","KMT",1,4060,"PLN",0.23,null,null,null,null,null,null,null,"n87E"]
[534,null,"STEROWNICZE","S32031",5902956133953,"IB-BiT LiYY 300/300V","3x1,0",null,"BITNER","KMT",1,5710,"PLN",0.23,null,null,null,null,null,null,null,"n87E"]
[535,null,"STEROWNICZE","S32032",5902956133960,"IB-BiT LiYY 300/300V","4x1,0",null,"BITNER","KMT",1,7210,"PLN",0.23,null,null,null,null,null,null,null,"n87E"]
[536,null,"STEROWNICZE","S32033",5902956133977,"IB-BiT LiYY 300/300V","5x1,0",null,"BITNER","KMT",1,9070,"PLN",0.23,null,null,null,null,null,null,null,"n87E"]
[537,null,"STEROWNICZE","S32034",5902956133984,"IB-BiT LiYY 300/300V","7x1,0",null,"BITNER","KMT",1,12290,"PLN",0.23,null,null,null,null,null,null,null,"n87E"]
[538,null,"STEROWNICZE","S32035",5902956133991,"IB-BiT LiYY 300/300V","8x1,0",null,"BITNER","KMT",1,14160,"PLN",0.23,null,null,null,null,null,null,null,"n87E"]
[539,null,"STEROWNICZE","S32036",5902956134004,"IB-BiT LiYY 300/300V","10x1,0",null,"BITNER","KMT",1,17270,"PLN",0.23,null,null,null,null,null,null,null,"n87E"]
[540,null,"STEROWNICZE","S32037",5902956134011,"IB-BiT LiYY 300/300V","12x1,0",null,"BITNER","KMT",1,20120,"PLN",0.23,null,null,null,null,null,null,null,"n87E"]
[541,null,"STEROWNICZE","S32038",5902956134028,"IB-BiT LiYY 300/300V","14x1,0",null,"BITNER","KMT",1,23670,"PLN",0.23,null,null,null,null,null,null,null,"n87E"]
[542,null,"STEROWNICZE","S32039",5902956134035,"IB-BiT LiYY 300/300V","16x1,0",null,"BITNER","KMT",1,26920,"PLN",0.23,null,null,null,null,null,null,null,"n87E"]
[543,null,"STEROWNICZE","S32040",5902956134042,"IB-BiT LiYY 300/300V","18x1,0",null,"BITNER","KMT",1,30190,"PLN",0.23,null,null,null,null,null,null,null,"n87E"]
[544,null,"STEROWNICZE","S32041",5902956134059,"IB-BiT LiYY 300/300V","20x1,0",null,"BITNER","KMT",1,33360,"PLN",0.23,null,null,null,null,null,null,null,"n87E"]
[545,null,"STEROWNICZE","S32042",5902956134066,"IB-BiT LiYY 300/300V","2x1,5",null,"BITNER","KMT",1,5540,"PLN",0.23,null,null,null,null,null,null,null,"n87E"]
[546,null,"STEROWNICZE","S32043",5902956134073,"IB-BiT LiYY 300/300V","3x1,5",null,"BITNER","KMT",1,7660,"PLN",0.23,null,null,null,null,null,null,null,"n87E"]
[547,null,"STEROWNICZE","S32044",5902956134080,"IB-BiT LiYY 300/300V","4x1,5",null,"BITNER","KMT",1,10070,"PLN",0.23,null,null,null,null,null,null,null,"n87E"]
[548,null,"STEROWNICZE","S32045",5902956134097,"IB-BiT LiYY 300/300V","5x1,5",null,"BITNER","KMT",1,12530,"PLN",0.23,null,null,null,null,null,null,null,"n87E"]
[549,null,"STEROWNICZE","S32046",5902956134103,"IB-BiT LiYY 300/300V","7x1,5",null,"BITNER","KMT",1,16680,"PLN",0.23,null,null,null,null,null,null,null,"n87E"]
[550,null,"STEROWNICZE","S32047",5902956134110,"IB-BiT LiYY 300/300V","8x1,5",null,"BITNER","KMT",1,18870,"PLN",0.23,null,null,null,null,null,null,null,"n87E"]
[551,null,"STEROWNICZE","S32048",5902956134127,"IB-BiT LiYY 300/300V","10x1,5",null,"BITNER","KMT",1,24120,"PLN",0.23,null,null,null,null,null,null,null,"n87E"]
[552,null,"STEROWNICZE","S32049",5902956134134,"IB-BiT LiYY 300/300V","12x1,5",null,"BITNER","KMT",1,28240,"PLN",0.23,null,null,null,null,null,null,null,"n87E"]
[553,null,"STEROWNICZE","S32050",5902956134141,"IB-BiT LiYY 300/300V","14x1,5",null,"BITNER","KMT",1,32040,"PLN",0.23,null,null,null,null,null,null,null,"n87E"]
[554,null,"STEROWNICZE","S32051",5902956134158,"IB-BiT LiYY 300/300V","16x1,5",null,"BITNER","KMT",1,36890,"PLN",0.23,null,null,null,null,null,null,null,"n87E"]
[555,null,"STEROWNICZE","S32052",5902956134165,"IB-BiT LiYY 300/300V","18x1,5",null,"BITNER","KMT",1,41470,"PLN",0.23,null,null,null,null,null,null,null,"n87E"]
[556,null,"STEROWNICZE","S32053",5902956134172,"IB-BiT LiYY 300/300V","20x1,5",null,"BITNER","KMT",1,46230,"PLN",0.23,null,null,null,null,null,null,null,"n87E"]
[557,null,"STEROWNICZE","S32054",5902956134189,"IB-BiT LiYY 300/300V","2x2,5",null,"BITNER","KMT",1,8850,"PLN",0.23,null,null,null,null,null,null,null,"n87E"]
[558,null,"STEROWNICZE","S32055",5902956134196,"IB-BiT LiYY 300/300V","3x2,5",null,"BITNER","KMT",1,12670,"PLN",0.23,null,null,null,null,null,null,null,"n87E"]
[559,null,"STEROWNICZE","S32056",5902956134202,"IB-BiT LiYY 300/300V","4x2,5",null,"BITNER","KMT",1,16220,"PLN",0.23,null,null,null,null,null,null,null,"n87E"]
[560,null,"STEROWNICZE","S32057",5902956134219,"IB-BiT LiYY 300/300V","5x2,5",null,"BITNER","KMT",1,20000,"PLN",0.23,null,null,null,null,null,null,null,"n87E"]
[561,null,"STEROWNICZE","S32058",5902956134226,"IB-BiT LiYY 300/300V","7x2,5",null,"BITNER","KMT",1,27570,"PLN",0.23,null,null,null,null,null,null,null,"n87E"]
[562,null,"STEROWNICZE","S32059",5902956134233,"IB-BiT LiYY 300/300V","8x2,5",null,"BITNER","KMT",1,30990,"PLN",0.23,null,null,null,null,null,null,null,"n87E"]
[563,null,"STEROWNICZE","S32060",5902956134240,"IB-BiT LiYY 300/300V","10x2,5",null,"BITNER","KMT",1,38390,"PLN",0.23,null,null,null,null,null,null,null,"n87E"]
[564,null,"STEROWNICZE","S32061",5902956134257,"IB-BiT LiYY 300/300V","12x2,5",null,"BITNER","KMT",1,45960,"PLN",0.23,null,null,null,null,null,null,null,"n87E"]
[565,null,"STEROWNICZE","S32200",5902956134264,"IB-BiT LiYCY 300/300V","2x0,5",null,"BITNER","KMT",1,4000,"PLN",0.23,null,null,null,null,null,null,null,"n87E"]
[566,null,"STEROWNICZE","S32201",5902956134271,"IB-BiT LiYCY 300/300V","3x0,5",null,"BITNER","KMT",1,4910,"PLN",0.23,null,null,null,null,null,null,null,"n87E"]
[567,null,"STEROWNICZE","S32202",5902956134288,"IB-BiT LiYCY 300/300V","4x0,5",null,"BITNER","KMT",1,5910,"PLN",0.23,null,null,null,null,null,null,null,"n87E"]
[568,null,"STEROWNICZE","S32203",5902956134295,"IB-BiT LiYCY 300/300V","5x0,5",null,"BITNER","KMT",1,7110,"PLN",0.23,null,null,null,null,null,null,null,"n87E"]
[569,null,"STEROWNICZE","S32204",5902956134301,"IB-BiT LiYCY 300/300V","7x0,5",null,"BITNER","KMT",1,8870,"PLN",0.23,null,null,null,null,null,null,null,"n87E"]
[570,null,"STEROWNICZE","S32205",5902956134318,"IB-BiT LiYCY 300/300V","8x0,5",null,"BITNER","KMT",1,10260,"PLN",0.23,null,null,null,null,null,null,null,"n87E"]
[571,null,"STEROWNICZE","S32206",5902956134325,"IB-BiT LiYCY 300/300V","10x0,5",null,"BITNER","KMT",1,13070,"PLN",0.23,null,null,null,null,null,null,null,"n87E"]
[572,null,"STEROWNICZE","S32207",5902956134332,"IB-BiT LiYCY 300/300V","12x0,5",null,"BITNER","KMT",1,14540,"PLN",0.23,null,null,null,null,null,null,null,"n87E"]
[573,null,"STEROWNICZE","S32208",5902956134349,"IB-BiT LiYCY 300/300V","14x0,5",null,"BITNER","KMT",1,16220,"PLN",0.23,null,null,null,null,null,null,null,"n87E"]
[574,null,"STEROWNICZE","S32209",5902956134356,"IB-BiT LiYCY 300/300V","16x0,5",null,"BITNER","KMT",1,17910,"PLN",0.23,null,null,null,null,null,null,null,"n87E"]
[575,null,"STEROWNICZE","S32210",5902956134363,"IB-BiT LiYCY 300/300V","18x0,5",null,"BITNER","KMT",1,22450,"PLN",0.23,null,null,null,null,null,null,null,"n87E"]
[576,null,"STEROWNICZE","S32211",5902956134370,"IB-BiT LiYCY 300/300V","21x0,5",null,"BITNER","KMT",1,23030,"PLN",0.23,null,null,null,null,null,null,null,"n87E"]
[577,null,"STEROWNICZE","S32212",5902956134387,"IB-BiT LiYCY 300/300V","27x0,5",null,"BITNER","KMT",1,"oferta","PLN",0.23,null,null,null,null,null,null,null,"n87E"]
[578,null,"STEROWNICZE","S32213",5902956134394,"IB-BiT LiYCY 300/300V","30x0,5",null,"BITNER","KMT",1,"oferta","PLN",0.23,null,null,null,null,null,null,null,"n87E"]
[579,null,"STEROWNICZE","S32214",5902956134400,"IB-BiT LiYCY 300/300V","37x0,5",null,"BITNER","KMT",1,"oferta","PLN",0.23,null,null,null,null,null,null,null,"n87E"]
[580,null,"STEROWNICZE","S32215",5902956134417,"IB-BiT LiYCY 300/300V","40x0,5",null,"BITNER","KMT",1,"oferta","PLN",0.23,null,null,null,null,null,null,null,"n87E"]
[581,null,"STEROWNICZE","S32216",5902956134424,"IB-BiT LiYCY 300/300V","44x0,5",null,"BITNER","KMT",1,"oferta","PLN",0.23,null,null,null,null,null,null,null,"n87E"]
[582,null,"STEROWNICZE","S32217",5902956134431,"IB-BiT LiYCY 300/300V","48x0,5",null,"BITNER","KMT",1,50240,"PLN",0.23,null,null,null,null,null,null,null,"n87E"]
[583,null,"STEROWNICZE","S32218",5902956134448,"IB-BiT LiYCY 300/300V","2x0,75",null,"BITNER","KMT",1,5080,"PLN",0.23,null,null,null,null,null,null,null,"n87E"]
[584,null,"STEROWNICZE","S32219",5902956134455,"IB-BiT LiYCY 300/300V","3x0,75",null,"BITNER","KMT",1,6260,"PLN",0.23,null,null,null,null,null,null,null,"n87E"]
[585,null,"STEROWNICZE","S32220",5902956134462,"IB-BiT LiYCY 300/300V","4x0,75",null,"BITNER","KMT",1,7780,"PLN",0.23,null,null,null,null,null,null,null,"n87E"]
[586,null,"STEROWNICZE","S32221",5902956134479,"IB-BiT LiYCY 300/300V","5x0,75",null,"BITNER","KMT",1,9220,"PLN",0.23,null,null,null,null,null,null,null,"n87E"]
[587,null,"STEROWNICZE","S32222",5902956134486,"IB-BiT LiYCY 300/300V","7x0,75",null,"BITNER","KMT",1,12020,"PLN",0.23,null,null,null,null,null,null,null,"n87E"]
[588,null,"STEROWNICZE","S32223",5902956134493,"IB-BiT LiYCY 300/300V","8x0,75",null,"BITNER","KMT",1,13710,"PLN",0.23,null,null,null,null,null,null,null,"n87E"]
[589,null,"STEROWNICZE","S32224",5902956134509,"IB-BiT LiYCY 300/300V","10x0,75",null,"BITNER","KMT",1,16900,"PLN",0.23,null,null,null,null,null,null,null,"n87E"]
[590,null,"STEROWNICZE","S32225",5902956134516,"IB-BiT LiYCY 300/300V","12x0,75",null,"BITNER","KMT",1,21290,"PLN",0.23,null,null,null,null,null,null,null,"n87E"]
[591,null,"STEROWNICZE","S32226",5902956134523,"IB-BiT LiYCY 300/300V","14x0,75",null,"BITNER","KMT",1,22130,"PLN",0.23,null,null,null,null,null,null,null,"n87E"]
[592,null,"STEROWNICZE","S32227",5902956134530,"IB-BiT LiYCY 300/300V","16x0,75",null,"BITNER","KMT",1,26850,"PLN",0.23,null,null,null,null,null,null,null,"n87E"]
[593,null,"STEROWNICZE","S32228",5902956134547,"IB-BiT LiYCY 300/300V","18x0,75",null,"BITNER","KMT",1,29600,"PLN",0.23,null,null,null,null,null,null,null,"n87E"]
[594,null,"STEROWNICZE","S32229",5902956134554,"IB-BiT LiYCY 300/300V","21x0,75",null,"BITNER","KMT",1,32810,"PLN",0.23,null,null,null,null,null,null,null,"n87E"]
[595,null,"STEROWNICZE","S32230",5902956134561,"IB-BiT LiYCY 300/300V","27x0,75",null,"BITNER","KMT",1,41460,"PLN",0.23,null,null,null,null,null,null,null,"n87E"]
[596,null,"STEROWNICZE","S32231",5902956134578,"IB-BiT LiYCY 300/300V","30x0,75",null,"BITNER","KMT",1,46030,"PLN",0.23,null,null,null,null,null,null,null,"n87E"]
[597,null,"STEROWNICZE","S32232",5902956134585,"IB-BiT LiYCY 300/300V","40x0,75",null,"BITNER","KMT",1,"oferta","PLN",0.23,null,null,null,null,null,null,null,"n87E"]
[598,null,"STEROWNICZE","S32233",5902956134592,"IB-BiT LiYCY 300/300V","2x1,0",null,"BITNER","KMT",1,6580,"PLN",0.23,null,null,null,null,null,null,null,"n87E"]
[599,null,"STEROWNICZE","S32234",5902956134608,"IB-BiT LiYCY 300/300V","3x1,0",null,"BITNER","KMT",1,7790,"PLN",0.23,null,null,null,null,null,null,null,"n87E"]
[600,null,"STEROWNICZE","S32235",5902956134615,"IB-BiT LiYCY 300/300V","4x1,0",null,"BITNER","KMT",1,9770,"PLN",0.23,null,null,null,null,null,null,null,"n87E"]
[601,null,"STEROWNICZE","S32236",5902956134622,"IB-BiT LiYCY 300/300V","5x1,0",null,"BITNER","KMT",1,11850,"PLN",0.23,null,null,null,null,null,null,null,"n87E"]
[602,null,"STEROWNICZE","S32237",5902956134639,"IB-BiT LiYCY 300/300V","7x1,0",null,"BITNER","KMT",1,15390,"PLN",0.23,null,null,null,null,null,null,null,"n87E"]
[603,null,"STEROWNICZE","S32238",5902956134646,"IB-BiT LiYCY 300/300V","8x1,0",null,"BITNER","KMT",1,17460,"PLN",0.23,null,null,null,null,null,null,null,"n87E"]
[604,null,"STEROWNICZE","S32239",5902956134653,"IB-BiT LiYCY 300/300V","10x1,0",null,"BITNER","KMT",1,21970,"PLN",0.23,null,null,null,null,null,null,null,"n87E"]
[605,null,"STEROWNICZE","S32240",5902956134660,"IB-BiT LiYCY 300/300V","12x1,0",null,"BITNER","KMT",1,24880,"PLN",0.23,null,null,null,null,null,null,null,"n87E"]
[606,null,"STEROWNICZE","S32241",5902956134677,"IB-BiT LiYCY 300/300V","14x1,0",null,"BITNER","KMT",1,31230,"PLN",0.23,null,null,null,null,null,null,null,"n87E"]
[607,null,"STEROWNICZE","S32242",5902956134684,"IB-BiT LiYCY 300/300V","16x1,0",null,"BITNER","KMT",1,34640,"PLN",0.23,null,null,null,null,null,null,null,"n87E"]
[608,null,"STEROWNICZE","S32243",5902956134691,"IB-BiT LiYCY 300/300V","18x1,0",null,"BITNER","KMT",1,37690,"PLN",0.23,null,null,null,null,null,null,null,"n87E"]
[609,null,"STEROWNICZE","S32244",5902956134707,"IB-BiT LiYCY 300/300V","21x1,0",null,"BITNER","KMT",1,42950,"PLN",0.23,null,null,null,null,null,null,null,"n87E"]
[610,null,"STEROWNICZE","S32245",5902956134714,"IB-BiT LiYCY 300/300V","27x1,0",null,"BITNER","KMT",1,"oferta","PLN",0.23,null,null,null,null,null,null,null,"n87E"]
[611,null,"STEROWNICZE","S32246",5902956134721,"IB-BiT LiYCY 300/300V","30x1,0",null,"BITNER","KMT",1,59230,"PLN",0.23,null,null,null,null,null,null,null,"n87E"]
[612,null,"STEROWNICZE","S32247",5902956134738,"IB-BiT LiYCY 300/300V","37x1,0",null,"BITNER","KMT",1,"oferta","PLN",0.23,null,null,null,null,null,null,null,"n87E"]
[613,null,"STEROWNICZE","S32248",5902956134745,"IB-BiT LiYCY 300/300V","2x1,5",null,"BITNER","KMT",1,7840,"PLN",0.23,null,null,null,null,null,null,null,"n87E"]
[614,null,"STEROWNICZE","S32249",5902956134752,"IB-BiT LiYCY 300/300V","3x1,5",null,"BITNER","KMT",1,9980,"PLN",0.23,null,null,null,null,null,null,null,"n87E"]
[615,null,"STEROWNICZE","S32250",5902956134769,"IB-BiT LiYCY 300/300V","4x1,5",null,"BITNER","KMT",1,12820,"PLN",0.23,null,null,null,null,null,null,null,"n87E"]
[616,null,"STEROWNICZE","S32251",5902956134776,"IB-BiT LiYCY 300/300V","5x1,5",null,"BITNER","KMT",1,15520,"PLN",0.23,null,null,null,null,null,null,null,"n87E"]
[617,null,"STEROWNICZE","S32252",5902956134783,"IB-BiT LiYCY 300/300V","7x1,5",null,"BITNER","KMT",1,20370,"PLN",0.23,null,null,null,null,null,null,null,"n87E"]
[618,null,"STEROWNICZE","S32253",5902956134790,"IB-BiT LiYCY 300/300V","8x1,5",null,"BITNER","KMT",1,25770,"PLN",0.23,null,null,null,null,null,null,null,"n87E"]
[619,null,"STEROWNICZE","S32254",5902956134806,"IB-BiT LiYCY 300/300V","10x1,5",null,"BITNER","KMT",1,31330,"PLN",0.23,null,null,null,null,null,null,null,"n87E"]
[620,null,"STEROWNICZE","S32255",5902956134813,"IB-BiT LiYCY 300/300V","12x1,5",null,"BITNER","KMT",1,35020,"PLN",0.23,null,null,null,null,null,null,null,"n87E"]
[621,null,"STEROWNICZE","S32256",5902956134820,"IB-BiT LiYCY 300/300V","14x1,5",null,"BITNER","KMT",1,40080,"PLN",0.23,null,null,null,null,null,null,null,"n87E"]
[622,null,"STEROWNICZE","S32257",5902956134837,"IB-BiT LiYCY 300/300V","16x1,5",null,"BITNER","KMT",1,45120,"PLN",0.23,null,null,null,null,null,null,null,"n87E"]
[623,null,"STEROWNICZE","S32258",5902956134844,"IB-BiT LiYCY 300/300V","18x1,5",null,"BITNER","KMT",1,50400,"PLN",0.23,null,null,null,null,null,null,null,"n87E"]
[624,null,"STEROWNICZE","S32259",5902956134851,"IB-BiT LiYCY 300/300V","21x1,5",null,"BITNER","KMT",1,57630,"PLN",0.23,null,null,null,null,null,null,null,"n87E"]
[625,null,"STEROWNICZE","S32260",5902956134868,"IB-BiT LiYCY 300/300V","27x1,5",null,"BITNER","KMT",1,"oferta","PLN",0.23,null,null,null,null,null,null,null,"n87E"]
[626,null,"STEROWNICZE","S32261",5902956134875,"IB-BiT LiYCY 300/300V","30x1,5",null,"BITNER","KMT",1,83270,"PLN",0.23,null,null,null,null,null,null,null,"n87E"]
[627,null,"STEROWNICZE","S32262",5902956134882,"IB-BiT LiYCY 300/300V","2x2,5",null,"BITNER","KMT",1,11760,"PLN",0.23,null,null,null,null,null,null,null,"n87E"]
[628,null,"STEROWNICZE","S32263",5902956134899,"IB-BiT LiYCY 300/300V","3x2,5",null,"BITNER","KMT",1,17000,"PLN",0.23,null,null,null,null,null,null,null,"n87E"]
[629,null,"STEROWNICZE","S32264",5902956134905,"IB-BiT LiYCY 300/300V","4x2,5",null,"BITNER","KMT",1,19660,"PLN",0.23,null,null,null,null,null,null,null,"n87E"]
[630,null,"STEROWNICZE","S32265",5902956134912,"IB-BiT LiYCY 300/300V","5x2,5",null,"BITNER","KMT",1,26840,"PLN",0.23,null,null,null,null,null,null,null,"n87E"]
[631,null,"STEROWNICZE","S32266",5902956134929,"IB-BiT LiYCY 300/300V","7x2,5",null,"BITNER","KMT",1,33660,"PLN",0.23,null,null,null,null,null,null,null,"n87E"]
[632,null,"STEROWNICZE","S32267",5902956134936,"IB-BiT LiYCY 300/300V","8x2,5",null,"BITNER","KMT",1,38720,"PLN",0.23,null,null,null,null,null,null,null,"n87E"]
[633,null,"STEROWNICZE","S32268",5902956134943,"IB-BiT LiYCY 300/300V","10x2,5",null,"BITNER","KMT",1,47700,"PLN",0.23,null,null,null,null,null,null,null,"n87E"]
[634,null,"STEROWNICZE","S32269",5902956134950,"IB-BiT LiYCY 300/300V","12x2,5",null,"BITNER","KMT",1,55440,"PLN",0.23,null,null,null,null,null,null,null,"n87E"]
[635,null,"STEROWNICZE","S32270",5902956134967,"IB-BiT LiYCY 300/300V","14x2,5",null,"BITNER","KMT",1,66640,"PLN",0.23,null,null,null,null,null,null,null,"n87E"]
[636,null,"STEROWNICZE","S32271",5902956134974,"IB-BiT LiYCY 300/300V","16x2,5",null,"BITNER","KMT",1,75430,"PLN",0.23,null,null,null,null,null,null,null,"n87E"]
[637,null,"STEROWNICZE","S32272",5902956134981,"IB-BiT LiYCY 300/300V","18x2,5",null,"BITNER","KMT",1,84030,"PLN",0.23,null,null,null,null,null,null,null,"n87E"]
[638,null,"STEROWNICZE","S32273",5902956134998,"IB-BiT LiYCY 300/300V","21x2,5",null,"BITNER","KMT",1,95960,"PLN",0.23,null,null,null,null,null,null,null,"n87E"]
[639,null,"STEROWNICZE","S32300",5902956135001,"IB-BiT LiYCY 300/300V","2x2x0,5",null,"BITNER","KMT",1,7160,"PLN",0.23,null,null,null,null,null,null,null,"n87E"]
[640,null,"STEROWNICZE","S32301",5902956135018,"IB-BiT LiYCY 300/300V","3x2x0,5",null,"BITNER","KMT",1,10670,"PLN",0.23,null,null,null,null,null,null,null,"n87E"]
[641,null,"STEROWNICZE","S32302",5902956135025,"IB-BiT LiYCY 300/300V","4x2x0,5",null,"BITNER","KMT",1,12980,"PLN",0.23,null,null,null,null,null,null,null,"n87E"]
[642,null,"STEROWNICZE","S32303",5902956135032,"IB-BiT LiYCY 300/300V","6x2x0,5",null,"BITNER","KMT",1,18080,"PLN",0.23,null,null,null,null,null,null,null,"n87E"]
[643,null,"STEROWNICZE","S32304",5902956135049,"IB-BiT LiYCY 300/300V","8x2x0,5",null,"BITNER","KMT",1,22410,"PLN",0.23,null,null,null,null,null,null,null,"n87E"]
[644,null,"STEROWNICZE","S32305",5902956135056,"IB-BiT LiYCY 300/300V","10x2x0,5",null,"BITNER","KMT",1,26790,"PLN",0.23,null,null,null,null,null,null,null,"n87E"]
[645,null,"STEROWNICZE","S32306",5902956135063,"IB-BiT LiYCY 300/300V","12x2x0,5",null,"BITNER","KMT",1,31400,"PLN",0.23,null,null,null,null,null,null,null,"n87E"]
[646,null,"STEROWNICZE","S32307",5902956135070,"IB-BiT LiYCY 300/300V","14x2x0,5",null,"BITNER","KMT",1,34860,"PLN",0.23,null,null,null,null,null,null,null,"n87E"]
[647,null,"STEROWNICZE","S32308",5902956135087,"IB-BiT LiYCY 300/300V","16x2x0,5",null,"BITNER","KMT",1,39310,"PLN",0.23,null,null,null,null,null,null,null,"n87E"]
[648,null,"STEROWNICZE","S32309",5902956135094,"IB-BiT LiYCY 300/300V","18x2x0,5",null,"BITNER","KMT",1,43190,"PLN",0.23,null,null,null,null,null,null,null,"n87E"]
[649,null,"STEROWNICZE","S32310",5902956135100,"IB-BiT LiYCY 300/300V","20x2x0,5",null,"BITNER","KMT",1,50270,"PLN",0.23,null,null,null,null,null,null,null,"n87E"]
[650,null,"STEROWNICZE","S32311",5902956135117,"IB-BiT LiYCY 300/300V","24x2x0,5",null,"BITNER","KMT",1,54560,"PLN",0.23,null,null,null,null,null,null,null,"n87E"]
[651,null,"STEROWNICZE","S32312",5902956135124,"IB-BiT LiYCY 300/300V","2x2x0,75",null,"BITNER","KMT",1,9140,"PLN",0.23,null,null,null,null,null,null,null,"n87E"]
[652,null,"STEROWNICZE","S32313",5902956135131,"IB-BiT LiYCY 300/300V","3x2x0,75",null,"BITNER","KMT",1,13800,"PLN",0.23,null,null,null,null,null,null,null,"n87E"]
[653,null,"STEROWNICZE","S32314",5902956135148,"IB-BiT LiYCY 300/300V","4x2x0,75",null,"BITNER","KMT",1,16860,"PLN",0.23,null,null,null,null,null,null,null,"n87E"]
[654,null,"STEROWNICZE","S32315",5902956135155,"IB-BiT LiYCY 300/300V","7x2x0,75",null,"BITNER","KMT",1,26610,"PLN",0.23,null,null,null,null,null,null,null,"n87E"]
[655,null,"STEROWNICZE","S32316",5902956135162,"IB-BiT LiYCY 300/300V","10x2x0,75",null,"BITNER","KMT",1,35740,"PLN",0.23,null,null,null,null,null,null,null,"n87E"]
[656,null,"STEROWNICZE","S32317",5902956135179,"IB-BiT LiYCY 300/300V","12x2x0,75",null,"BITNER","KMT",1,41890,"PLN",0.23,null,null,null,null,null,null,null,"n87E"]
[657,null,"STEROWNICZE","S32318",5902956135186,"IB-BiT LiYCY 300/300V","14x2x0,75",null,"BITNER","KMT",1,47120,"PLN",0.23,null,null,null,null,null,null,null,"n87E"]
[658,null,"STEROWNICZE","S32319",5902956135193,"IB-BiT LiYCY 300/300V","16x2x0,75",null,"BITNER","KMT",1,53550,"PLN",0.23,null,null,null,null,null,null,null,"n87E"]
[659,null,"STEROWNICZE","S32320",5902956135209,"IB-BiT LiYCY 300/300V","18x2x0,75",null,"BITNER","KMT",1,59630,"PLN",0.23,null,null,null,null,null,null,null,"n87E"]
[660,null,"STEROWNICZE","S32321",5902956135216,"IB-BiT LiYCY 300/300V","2x2x1,0",null,"BITNER","KMT",1,13310,"PLN",0.23,null,null,null,null,null,null,null,"n87E"]
[661,null,"STEROWNICZE","S32322",5902956135223,"IB-BiT LiYCY 300/300V","3x2x1,0",null,"BITNER","KMT",1,18340,"PLN",0.23,null,null,null,null,null,null,null,"n87E"]
[662,null,"STEROWNICZE","S32323",5902956135230,"IB-BiT LiYCY 300/300V","4x2x1,0",null,"BITNER","KMT",1,22000,"PLN",0.23,null,null,null,null,null,null,null,"n87E"]
[663,null,"STEROWNICZE","S32324",5902956135247,"IB-BiT LiYCY 300/300V","10x2x1,0",null,"BITNER","KMT",1,46560,"PLN",0.23,null,null,null,null,null,null,null,"n87E"]
[664,null,"STEROWNICZE","S32325",5902956135254,"IB-BiT LiYCY 300/300V","12x2x1,0",null,"BITNER","KMT",1,54130,"PLN",0.23,null,null,null,null,null,null,null,"n87E"]
[665,null,"STEROWNICZE","S32326",5902956135261,"IB-BiT LiYCY 300/300V","2x2x1,5",null,"BITNER","KMT",1,16710,"PLN",0.23,null,null,null,null,null,null,null,"n87E"]
[666,null,"STEROWNICZE","S32327",5902956135278,"IB-BiT LiYCY 300/300V","3x2x1,5",null,"BITNER","KMT",1,22900,"PLN",0.23,null,null,null,null,null,null,null,"n87E"]
[667,null,"STEROWNICZE","S32328",5902956135285,"IB-BiT LiYCY 300/300V","4x2x1,5",null,"BITNER","KMT",1,27860,"PLN",0.23,null,null,null,null,null,null,null,"n87E"]
[668,null,"STEROWNICZE","S32329",5902956135292,"IB-BiT LiYCY 300/300V","7x2x1,5",null,"BITNER","KMT",1,44740,"PLN",0.23,null,null,null,null,null,null,null,"n87E"]
[669,null,"STEROWNICZE","S32330",5902956135308,"IB-BiT LiYCY 300/300V","10x2x1,5",null,"BITNER","KMT",1,60990,"PLN",0.23,null,null,null,null,null,null,null,"n87E"]
[670,null,"STEROWNICZE","S32331",5902956135315,"IB-BiT LiYCY 300/300V","12x2x1,5",null,"BITNER","KMT",1,71490,"PLN",0.23,null,null,null,null,null,null,null,"n87E"]
[671,null,"STEROWNICZE","S32332",5902956135322,"IB-BiT LiYCY 300/300V","14x2x1,5",null,"BITNER","KMT",1,82360,"PLN",0.23,null,null,null,null,null,null,null,"n87E"]
[672,null,"STEROWNICZE","S32333",5902956135339,"IB-BiT LiYCY 300/300V","16x2x1,5",null,"BITNER","KMT",1,93450,"PLN",0.23,null,null,null,null,null,null,null,"n87E"]
[673,null,"STEROWNICZE","S54400",5902956023063,"BiT 500®","2x0,5",null,"BITNER","KMT",1,1750,"PLN",0.23,null,null,null,null,null,null,null,"n91"]
[674,null,"STEROWNICZE","S54401",5902956023070,"BiT 500®","3G0,5",null,"BITNER","KMT",1,2410,"PLN",0.23,null,null,null,null,null,null,null,"n91"]
[675,null,"STEROWNICZE","S54402",5902956023087,"BiT 500®","3x0,5",null,"BITNER","KMT",1,2650,"PLN",0.23,null,null,null,null,null,null,null,"n91"]
[676,null,"STEROWNICZE","S54403",5902956023094,"BiT 500®","4G0,5",null,"BITNER","KMT",1,3090,"PLN",0.23,null,null,null,null,null,null,null,"n91"]
[677,null,"STEROWNICZE","S54404",5902956023100,"BiT 500®","4x0,5",null,"BITNER","KMT",1,3400,"PLN",0.23,null,null,null,null,null,null,null,"n91"]
[678,null,"STEROWNICZE","S54405",5902956023117,"BiT 500®","5G0,5",null,"BITNER","KMT",1,3830,"PLN",0.23,null,null,null,null,null,null,null,"n91"]
[679,null,"STEROWNICZE","S54406",5902956023124,"BiT 500®","5x0,5",null,"BITNER","KMT",1,4220,"PLN",0.23,null,null,null,null,null,null,null,"n91"]
[680,null,"STEROWNICZE","S54407",5902956023131,"BiT 500®","6G0,5",null,"BITNER","KMT",1,4600,"PLN",0.23,null,null,null,null,null,null,null,"n91"]
[681,null,"STEROWNICZE","S54408",5902956023148,"BiT 500®","7G0,5",null,"BITNER","KMT",1,5120,"PLN",0.23,null,null,null,null,null,null,null,"n91"]
[682,null,"STEROWNICZE","S54409",5902956023155,"BiT 500®","7x0,5",null,"BITNER","KMT",1,5630,"PLN",0.23,null,null,null,null,null,null,null,"n91"]
[683,null,"STEROWNICZE","S54410",5902956023162,"BiT 500®","8G0,5",null,"BITNER","KMT",1,6090,"PLN",0.23,null,null,null,null,null,null,null,"n91"]
[684,null,"STEROWNICZE","S54411",5902956023179,"BiT 500®","8x0,5",null,"BITNER","KMT",1,6700,"PLN",0.23,null,null,null,null,null,null,null,"n91"]
[685,null,"STEROWNICZE","S54412",5902956023186,"BiT 500®","10G0,5",null,"BITNER","KMT",1,7840,"PLN",0.23,null,null,null,null,null,null,null,"n91"]
[686,null,"STEROWNICZE","S54413",5902956023193,"BiT 500®","12G0,5",null,"BITNER","KMT",1,8970,"PLN",0.23,null,null,null,null,null,null,null,"n91"]
[687,null,"STEROWNICZE","S54414",5902956023209,"BiT 500®","12x0,5",null,"BITNER","KMT",1,9870,"PLN",0.23,null,null,null,null,null,null,null,"n91"]
[688,null,"STEROWNICZE","S54415",5902956023216,"BiT 500®","14G0,5",null,"BITNER","KMT",1,10300,"PLN",0.23,null,null,null,null,null,null,null,"n91"]
[689,null,"STEROWNICZE","S54416",5902956023223,"BiT 500®","16G0,5",null,"BITNER","KMT",1,11740,"PLN",0.23,null,null,null,null,null,null,null,"n91"]
[690,null,"STEROWNICZE","S54417",5902956023230,"BiT 500®","18G0,5",null,"BITNER","KMT",1,13130,"PLN",0.23,null,null,null,null,null,null,null,"n91"]
[691,null,"STEROWNICZE","S54418",5902956023247,"BiT 500®","19G0,5",null,"BITNER","KMT",1,13670,"PLN",0.23,null,null,null,null,null,null,null,"n91"]
[692,null,"STEROWNICZE","S54420",5902956023254,"BiT 500®","21G0,5",null,"BITNER","KMT",1,15180,"PLN",0.23,null,null,null,null,null,null,null,"n91"]
[693,null,"STEROWNICZE","S54505",5902956023261,"BiT 500®","25G0,5",null,"BITNER","KMT",1,18130,"PLN",0.23,null,null,null,null,null,null,null,"n91"]
[694,null,"STEROWNICZE","S54422",5902956023278,"BiT 500®","27G0,5",null,"BITNER","KMT",1,19270,"PLN",0.23,null,null,null,null,null,null,null,"n91"]
[695,null,"STEROWNICZE","S54423",5902956023285,"BiT 500®","30G0,5",null,"BITNER","KMT",1,21380,"PLN",0.23,null,null,null,null,null,null,null,"n91"]
[696,null,"STEROWNICZE","S54506",5902956023292,"BiT 500®","34G0,5",null,"BITNER","KMT",1,24350,"PLN",0.23,null,null,null,null,null,null,null,"n91"]
[697,null,"STEROWNICZE","S54424",5902956023308,"BiT 500®","37G0,5",null,"BITNER","KMT",1,26050,"PLN",0.23,null,null,null,null,null,null,null,"n91"]
[698,null,"STEROWNICZE","S54507",5902956023315,"BiT 500®","40G0,5",null,"BITNER","KMT",1,28110,"PLN",0.23,null,null,null,null,null,null,null,"n91"]
[699,null,"STEROWNICZE","S54508",5902956023322,"BiT 500®","42G0,5",null,"BITNER","KMT",1,30080,"PLN",0.23,null,null,null,null,null,null,null,"n91"]
[700,null,"STEROWNICZE","S54509",5902956023339,"BiT 500®","50G0,5",null,"BITNER","KMT",1,35330,"PLN",0.23,null,null,null,null,null,null,null,"n91"]
[701,null,"STEROWNICZE","S54510",5902956023346,"BiT 500®","56G0,5",null,"BITNER","KMT",1,39360,"PLN",0.23,null,null,null,null,null,null,null,"n91"]
[702,null,"STEROWNICZE","S54511",5902956023353,"BiT 500®","61G0,5",null,"BITNER","KMT",1,42610,"PLN",0.23,null,null,null,null,null,null,null,"n91"]
[703,null,"STEROWNICZE","S54425",5902956023360,"BiT 500®","2x0,75",null,"BITNER","KMT",1,2420,"PLN",0.23,null,null,null,null,null,null,null,"n91"]
[704,null,"STEROWNICZE","S54426",5902956023377,"BiT 500®","3G0,75",null,"BITNER","KMT",1,3370,"PLN",0.23,null,null,null,null,null,null,null,"n91"]
[705,null,"STEROWNICZE","S54427",5902956023384,"BiT 500®","3x0,75",null,"BITNER","KMT",1,3700,"PLN",0.23,null,null,null,null,null,null,null,"n91"]
[706,null,"STEROWNICZE","S54428",5902956023391,"BiT 500®","4G0,75",null,"BITNER","KMT",1,4350,"PLN",0.23,null,null,null,null,null,null,null,"n91"]
[707,null,"STEROWNICZE","S54429",5902956023407,"BiT 500®","4x0,75",null,"BITNER","KMT",1,4780,"PLN",0.23,null,null,null,null,null,null,null,"n91"]
[708,null,"STEROWNICZE","S54430",5902956023414,"BiT 500®","5G0,75",null,"BITNER","KMT",1,5400,"PLN",0.23,null,null,null,null,null,null,null,"n91"]
[709,null,"STEROWNICZE","S54431",5902956023421,"BiT 500®","5x0,75",null,"BITNER","KMT",1,5940,"PLN",0.23,null,null,null,null,null,null,null,"n91"]
[710,null,"STEROWNICZE","S54432",5902956023438,"BiT 500®","6G0,75",null,"BITNER","KMT",1,6430,"PLN",0.23,null,null,null,null,null,null,null,"n91"]
[711,null,"STEROWNICZE","S54433",5902956023445,"BiT 500®","6x0,75",null,"BITNER","KMT",1,7070,"PLN",0.23,null,null,null,null,null,null,null,"n91"]
[712,null,"STEROWNICZE","S54434",5902956023452,"BiT 500®","7G0,75",null,"BITNER","KMT",1,7280,"PLN",0.23,null,null,null,null,null,null,null,"n91"]
[713,null,"STEROWNICZE","S54435",5902956023469,"BiT 500®","7x0,75",null,"BITNER","KMT",1,8000,"PLN",0.23,null,null,null,null,null,null,null,"n91"]
[714,null,"STEROWNICZE","S54436",5902956023476,"BiT 500®","8G0,75",null,"BITNER","KMT",1,8350,"PLN",0.23,null,null,null,null,null,null,null,"n91"]
[715,null,"STEROWNICZE","S54437",5902956023483,"BiT 500®","8x0,75",null,"BITNER","KMT",1,9180,"PLN",0.23,null,null,null,null,null,null,null,"n91"]
[716,null,"STEROWNICZE","S54438",5902956023490,"BiT 500®","10G0,75",null,"BITNER","KMT",1,11020,"PLN",0.23,null,null,null,null,null,null,null,"n91"]
[717,null,"STEROWNICZE","S54439",5902956023506,"BiT 500®","12G0,75",null,"BITNER","KMT",1,12700,"PLN",0.23,null,null,null,null,null,null,null,"n91"]
[718,null,"STEROWNICZE","S54440",5902956023513,"BiT 500®","12x0,75",null,"BITNER","KMT",1,13980,"PLN",0.23,null,null,null,null,null,null,null,"n91"]
[719,null,"STEROWNICZE","S54441",5902956023520,"BiT 500®","14G0,75",null,"BITNER","KMT",1,14640,"PLN",0.23,null,null,null,null,null,null,null,"n91"]
[720,null,"STEROWNICZE","S54442",5902956023537,"BiT 500®","16G0,75",null,"BITNER","KMT",1,16770,"PLN",0.23,null,null,null,null,null,null,null,"n91"]
[721,null,"STEROWNICZE","S54443",5902956023544,"BiT 500®","18G0,75",null,"BITNER","KMT",1,18780,"PLN",0.23,null,null,null,null,null,null,null,"n91"]
[722,null,"STEROWNICZE","S54444",5902956023551,"BiT 500®","19G0,75",null,"BITNER","KMT",1,19630,"PLN",0.23,null,null,null,null,null,null,null,"n91"]
[723,null,"STEROWNICZE","S54446",5902956023568,"BiT 500®","21G0,75",null,"BITNER","KMT",1,21640,"PLN",0.23,null,null,null,null,null,null,null,"n91"]
[724,null,"STEROWNICZE","S54512",5902956023575,"BiT 500®","25G0,75",null,"BITNER","KMT",1,26000,"PLN",0.23,null,null,null,null,null,null,null,"n91"]
[725,null,"STEROWNICZE","S54513",5902956023582,"BiT 500®","27G0,75",null,"BITNER","KMT",1,27680,"PLN",0.23,null,null,null,null,null,null,null,"n91"]
[726,null,"STEROWNICZE","S54514",5902956023599,"BiT 500®","30G0,75",null,"BITNER","KMT",1,30590,"PLN",0.23,null,null,null,null,null,null,null,"n91"]
[727,null,"STEROWNICZE","S54515",5902956023605,"BiT 500®","34G0,75",null,"BITNER","KMT",1,35130,"PLN",0.23,null,null,null,null,null,null,null,"n91"]
[728,null,"STEROWNICZE","S54516",5902956023612,"BiT 500®","37G0,75",null,"BITNER","KMT",1,37660,"PLN",0.23,null,null,null,null,null,null,null,"n91"]
[729,null,"STEROWNICZE","S54517",5902956023629,"BiT 500®","40G0,75",null,"BITNER","KMT",1,40640,"PLN",0.23,null,null,null,null,null,null,null,"n91"]
[730,null,"STEROWNICZE","S54518",5902956023636,"BiT 500®","42G0,75",null,"BITNER","KMT",1,43160,"PLN",0.23,null,null,null,null,null,null,null,"n91"]
[731,null,"STEROWNICZE","S54519",5902956023643,"BiT 500®","50G0,75",null,"BITNER","KMT",1,50800,"PLN",0.23,null,null,null,null,null,null,null,"n91"]
[732,null,"STEROWNICZE","S54520",5902956023650,"BiT 500®","56G0,75",null,"BITNER","KMT",1,56440,"PLN",0.23,null,null,null,null,null,null,null,"n91"]
[733,null,"STEROWNICZE","S54521",5902956023667,"BiT 500®","61G0,75",null,"BITNER","KMT",1,61200,"PLN",0.23,null,null,null,null,null,null,null,"n91"]
[734,null,"STEROWNICZE","S54448",5902956023674,"BiT 500®","2x1,0",null,"BITNER","KMT",1,3070,"PLN",0.23,null,null,null,null,null,null,null,"n91"]
[735,null,"STEROWNICZE","S54449",5902956023681,"BiT 500®","3G1,0",null,"BITNER","KMT",1,4330,"PLN",0.23,null,null,null,null,null,null,null,"n91"]
[736,null,"STEROWNICZE","S54450",5902956023698,"BiT 500®","3x1,0",null,"BITNER","KMT",1,4760,"PLN",0.23,null,null,null,null,null,null,null,"n91"]
[737,null,"STEROWNICZE","S54451",5902956023704,"BiT 500®","4G1,0",null,"BITNER","KMT",1,5590,"PLN",0.23,null,null,null,null,null,null,null,"n91"]
[738,null,"STEROWNICZE","S54452",5902956023711,"BiT 500®","4x1,0",null,"BITNER","KMT",1,6160,"PLN",0.23,null,null,null,null,null,null,null,"n91"]
[739,null,"STEROWNICZE","S54453",5902956023728,"BiT 500®","5G1,0",null,"BITNER","KMT",1,6960,"PLN",0.23,null,null,null,null,null,null,null,"n91"]
[740,null,"STEROWNICZE","S54454",5902956023735,"BiT 500®","5x1,0",null,"BITNER","KMT",1,7650,"PLN",0.23,null,null,null,null,null,null,null,"n91"]
[741,null,"STEROWNICZE","S54455",5902956023742,"BiT 500®","6G1,0",null,"BITNER","KMT",1,8280,"PLN",0.23,null,null,null,null,null,null,null,"n91"]
[742,null,"STEROWNICZE","S54456",5902956023759,"BiT 500®","6x1,0",null,"BITNER","KMT",1,9120,"PLN",0.23,null,null,null,null,null,null,null,"n91"]
[743,null,"STEROWNICZE","S54457",5902956023766,"BiT 500®","7G1,0",null,"BITNER","KMT",1,9400,"PLN",0.23,null,null,null,null,null,null,null,"n91"]
[744,null,"STEROWNICZE","S54458",5902956023773,"BiT 500®","7x1,0",null,"BITNER","KMT",1,10340,"PLN",0.23,null,null,null,null,null,null,null,"n91"]
[745,null,"STEROWNICZE","S54459",5902956023780,"BiT 500®","8G1,0",null,"BITNER","KMT",1,11210,"PLN",0.23,null,null,null,null,null,null,null,"n91"]
[746,null,"STEROWNICZE","S54460",5902956023797,"BiT 500®","10G1,0",null,"BITNER","KMT",1,14100,"PLN",0.23,null,null,null,null,null,null,null,"n91"]
[747,null,"STEROWNICZE","S54461",5902956023803,"BiT 500®","10x1,0",null,"BITNER","KMT",1,15520,"PLN",0.23,null,null,null,null,null,null,null,"n91"]
[748,null,"STEROWNICZE","S54462",5902956023810,"BiT 500®","12G1,0",null,"BITNER","KMT",1,16350,"PLN",0.23,null,null,null,null,null,null,null,"n91"]
[749,null,"STEROWNICZE","S54463",5902956023827,"BiT 500®","12x1,0",null,"BITNER","KMT",1,17980,"PLN",0.23,null,null,null,null,null,null,null,"n91"]
[750,null,"STEROWNICZE","S54464",5902956023834,"BiT 500®","14G1,0",null,"BITNER","KMT",1,19010,"PLN",0.23,null,null,null,null,null,null,null,"n91"]
[751,null,"STEROWNICZE","S54465",5902956023841,"BiT 500®","16G1,0",null,"BITNER","KMT",1,21640,"PLN",0.23,null,null,null,null,null,null,null,"n91"]
[752,null,"STEROWNICZE","S54466",5902956023858,"BiT 500®","18G1,0",null,"BITNER","KMT",1,24260,"PLN",0.23,null,null,null,null,null,null,null,"n91"]
[753,null,"STEROWNICZE","S54467",5902956023865,"BiT 500®","18x1,0",null,"BITNER","KMT",1,26690,"PLN",0.23,null,null,null,null,null,null,null,"n91"]
[754,null,"STEROWNICZE","S54468",5902956023872,"BiT 500®","19G1,0",null,"BITNER","KMT",1,25380,"PLN",0.23,null,null,null,null,null,null,null,"n91"]
[755,null,"STEROWNICZE","S54471",5902956023889,"BiT 500®","21G1,0",null,"BITNER","KMT",1,28120,"PLN",0.23,null,null,null,null,null,null,null,"n91"]
[756,null,"STEROWNICZE","S54522",5902956023896,"BiT 500®","25G1,0",null,"BITNER","KMT",1,33580,"PLN",0.23,null,null,null,null,null,null,null,"n91"]
[757,null,"STEROWNICZE","S54523",5902956023902,"BiT 500®","27G1,0",null,"BITNER","KMT",1,35820,"PLN",0.23,null,null,null,null,null,null,null,"n91"]
[758,null,"STEROWNICZE","S54524",5902956023919,"BiT 500®","30G1,0",null,"BITNER","KMT",1,39920,"PLN",0.23,null,null,null,null,null,null,null,"n91"]
[759,null,"STEROWNICZE","S54525",5902956023926,"BiT 500®","34G1,0",null,"BITNER","KMT",1,45420,"PLN",0.23,null,null,null,null,null,null,null,"n91"]
[760,null,"STEROWNICZE","S54526",5902956023933,"BiT 500®","37G1,0",null,"BITNER","KMT",1,48810,"PLN",0.23,null,null,null,null,null,null,null,"n91"]
[761,null,"STEROWNICZE","S54527",5902956023940,"BiT 500®","40G1,0",null,"BITNER","KMT",1,52900,"PLN",0.23,null,null,null,null,null,null,null,"n91"]
[762,null,"STEROWNICZE","S54528",5902956023957,"BiT 500®","42G1,0",null,"BITNER","KMT",1,55850,"PLN",0.23,null,null,null,null,null,null,null,"n91"]
[763,null,"STEROWNICZE","S54529",5902956023964,"BiT 500®","50G1,0",null,"BITNER","KMT",1,65850,"PLN",0.23,null,null,null,null,null,null,null,"n91"]
[764,null,"STEROWNICZE","S54530",5902956023971,"BiT 500®","56G1,0",null,"BITNER","KMT",1,73460,"PLN",0.23,null,null,null,null,null,null,null,"n91"]
[765,null,"STEROWNICZE","S54531",5902956023988,"BiT 500®","61G1,0",null,"BITNER","KMT",1,79690,"PLN",0.23,null,null,null,null,null,null,null,"n91"]
[766,null,"STEROWNICZE","S54473",5902956023995,"BiT 500®","2x1,5",null,"BITNER","KMT",1,4340,"PLN",0.23,null,null,null,null,null,null,null,"n91"]
[767,null,"STEROWNICZE","S54474",5902956024008,"BiT 500®","3G1,5",null,"BITNER","KMT",1,6070,"PLN",0.23,null,null,null,null,null,null,null,"n91"]
[768,null,"STEROWNICZE","S54475",5902956024015,"BiT 500®","3x1,5",null,"BITNER","KMT",1,6670,"PLN",0.23,null,null,null,null,null,null,null,"n91"]
[769,null,"STEROWNICZE","S54476",5902956024022,"BiT 500®","4G1,5",null,"BITNER","KMT",1,7950,"PLN",0.23,null,null,null,null,null,null,null,"n91"]
[770,null,"STEROWNICZE","S54477",5902956024039,"BiT 500®","4x1,5",null,"BITNER","KMT",1,8750,"PLN",0.23,null,null,null,null,null,null,null,"n91"]
[771,null,"STEROWNICZE","S54478",5902956024046,"BiT 500®","5G1,5",null,"BITNER","KMT",1,9810,"PLN",0.23,null,null,null,null,null,null,null,"n91"]
[772,null,"STEROWNICZE","S54479",5902956024053,"BiT 500®","5x1,5",null,"BITNER","KMT",1,10790,"PLN",0.23,null,null,null,null,null,null,null,"n91"]
[773,null,"STEROWNICZE","S54480",5902956024060,"BiT 500®","6G1,5",null,"BITNER","KMT",1,11860,"PLN",0.23,null,null,null,null,null,null,null,"n91"]
[774,null,"STEROWNICZE","S54532",5902956024077,"BiT 500®","6x1,5",null,"BITNER","KMT",1,13050,"PLN",0.23,null,null,null,null,null,null,null,"n91"]
[775,null,"STEROWNICZE","S54481",5902956024084,"BiT 500®","7G1,5",null,"BITNER","KMT",1,13510,"PLN",0.23,null,null,null,null,null,null,null,"n91"]
[776,null,"STEROWNICZE","S54482",5902956024091,"BiT 500®","7x1,5",null,"BITNER","KMT",1,14860,"PLN",0.23,null,null,null,null,null,null,null,"n91"]
[777,null,"STEROWNICZE","S54483",5902956024107,"BiT 500®","8G1,5",null,"BITNER","KMT",1,15490,"PLN",0.23,null,null,null,null,null,null,null,"n91"]
[778,null,"STEROWNICZE","S54484",5902956024114,"BiT 500®","10G1,5",null,"BITNER","KMT",1,19960,"PLN",0.23,null,null,null,null,null,null,null,"n91"]
[779,null,"STEROWNICZE","S54533",5902956024121,"BiT 500®","10x1,5",null,"BITNER","KMT",1,21960,"PLN",0.23,null,null,null,null,null,null,null,"n91"]
[780,null,"STEROWNICZE","S54485",5902956024138,"BiT 500®","12G1,5",null,"BITNER","KMT",1,23230,"PLN",0.23,null,null,null,null,null,null,null,"n91"]
[781,null,"STEROWNICZE","S54486",5902956024145,"BiT 500®","12x1,5",null,"BITNER","KMT",1,25550,"PLN",0.23,null,null,null,null,null,null,null,"n91"]
[782,null,"STEROWNICZE","S54534",5902956024152,"BiT 500®","14G1,5",null,"BITNER","KMT",1,26990,"PLN",0.23,null,null,null,null,null,null,null,"n91"]
[783,null,"STEROWNICZE","S54535",5902956024169,"BiT 500®","16G1,5",null,"BITNER","KMT",1,30770,"PLN",0.23,null,null,null,null,null,null,null,"n91"]
[784,null,"STEROWNICZE","S54536",5902956024176,"BiT 500®","18G1,5",null,"BITNER","KMT",1,34460,"PLN",0.23,null,null,null,null,null,null,null,"n91"]
[785,null,"STEROWNICZE","S54537",5902956024183,"BiT 500®","19G1,5",null,"BITNER","KMT",1,36100,"PLN",0.23,null,null,null,null,null,null,null,"n91"]
[786,null,"STEROWNICZE","S54538",5902956024190,"BiT 500®","21G1,5",null,"BITNER","KMT",1,40150,"PLN",0.23,null,null,null,null,null,null,null,"n91"]
[787,null,"STEROWNICZE","S54539",5902956024206,"BiT 500®","25G1,5",null,"BITNER","KMT",1,48060,"PLN",0.23,null,null,null,null,null,null,null,"n91"]
[788,null,"STEROWNICZE","S54540",5902956024213,"BiT 500®","27G1,5",null,"BITNER","KMT",1,51340,"PLN",0.23,null,null,null,null,null,null,null,"n91"]
[789,null,"STEROWNICZE","S54541",5902956024220,"BiT 500®","30G1,5",null,"BITNER","KMT",1,56780,"PLN",0.23,null,null,null,null,null,null,null,"n91"]
[790,null,"STEROWNICZE","S54542",5902956024237,"BiT 500®","34G1,5",null,"BITNER","KMT",1,64550,"PLN",0.23,null,null,null,null,null,null,null,"n91"]
[791,null,"STEROWNICZE","S54543",5902956024244,"BiT 500®","37G1,5",null,"BITNER","KMT",1,69480,"PLN",0.23,null,null,null,null,null,null,null,"n91"]
[792,null,"STEROWNICZE","S54544",5902956024251,"BiT 500®","40G1,5",null,"BITNER","KMT",1,75230,"PLN",0.23,null,null,null,null,null,null,null,"n91"]
[793,null,"STEROWNICZE","S54545",5902956024268,"BiT 500®","42G1,5",null,"BITNER","KMT",1,79410,"PLN",0.23,null,null,null,null,null,null,null,"n91"]
[794,null,"STEROWNICZE","S54546",5902956024275,"BiT 500®","50G1,5",null,"BITNER","KMT",1,94210,"PLN",0.23,null,null,null,null,null,null,null,"n91"]
[795,null,"STEROWNICZE","S54547",5902956024282,"BiT 500®","56G1,5",null,"BITNER","KMT",1,104860,"PLN",0.23,null,null,null,null,null,null,null,"n91"]
[796,null,"STEROWNICZE","S54548",5902956024299,"BiT 500®","61G1,5",null,"BITNER","KMT",1,113800,"PLN",0.23,null,null,null,null,null,null,null,"n91"]
[797,null,"STEROWNICZE","S54487",5902956024305,"BiT 500®","2x2,5",null,"BITNER","KMT",1,6790,"PLN",0.23,null,null,null,null,null,null,null,"n91"]
[798,null,"STEROWNICZE","S54488",5902956024312,"BiT 500®","3G2,5",null,"BITNER","KMT",1,9700,"PLN",0.23,null,null,null,null,null,null,null,"n91"]
[799,null,"STEROWNICZE","S54489",5902956024329,"BiT 500®","3x2,5",null,"BITNER","KMT",1,10670,"PLN",0.23,null,null,null,null,null,null,null,"n91"]
[800,null,"STEROWNICZE","S54490",5902956024336,"BiT 500®","4G2,5",null,"BITNER","KMT",1,12900,"PLN",0.23,null,null,null,null,null,null,null,"n91"]
[801,null,"STEROWNICZE","S54491",5902956024343,"BiT 500®","4x2,5",null,"BITNER","KMT",1,14180,"PLN",0.23,null,null,null,null,null,null,null,"n91"]
[802,null,"STEROWNICZE","S54492",5902956024350,"BiT 500®","5G2,5",null,"BITNER","KMT",1,15940,"PLN",0.23,null,null,null,null,null,null,null,"n91"]
[803,null,"STEROWNICZE","S54493",5902956024367,"BiT 500®","5x2,5",null,"BITNER","KMT",1,17540,"PLN",0.23,null,null,null,null,null,null,null,"n91"]
[804,null,"STEROWNICZE","S54495",5902956024398,"BiT 500®","7G2,5",null,"BITNER","KMT",1,21860,"PLN",0.23,null,null,null,null,null,null,null,"n91"]
[805,null,"STEROWNICZE","S54496",5902956024404,"BiT 500®","7x2,5",null,"BITNER","KMT",1,24040,"PLN",0.23,null,null,null,null,null,null,null,"n91"]
[806,null,"STEROWNICZE","S54498",5902956024411,"BiT 500®","10G2,5",null,"BITNER","KMT",1,32140,"PLN",0.23,null,null,null,null,null,null,null,"n91"]
[807,null,"STEROWNICZE","S54499",5902956024428,"BiT 500®","12G2,5",null,"BITNER","KMT",1,37560,"PLN",0.23,null,null,null,null,null,null,null,"n91"]
[808,null,"STEROWNICZE","S54500",5902956024435,"BiT 500®","12x2,5",null,"BITNER","KMT",1,41320,"PLN",0.23,null,null,null,null,null,null,null,"n91"]
[809,null,"STEROWNICZE","S54550",5902956024442,"BiT 500®","14G2,5",null,"BITNER","KMT",1,43780,"PLN",0.23,null,null,null,null,null,null,null,"n91"]
[810,null,"STEROWNICZE","S54551",5902956024459,"BiT 500®","16G2,5",null,"BITNER","KMT",1,49900,"PLN",0.23,null,null,null,null,null,null,null,"n91"]
[811,null,"STEROWNICZE","S54552",5902956024466,"BiT 500®","18G2,5",null,"BITNER","KMT",1,56160,"PLN",0.23,null,null,null,null,null,null,null,"n91"]
[812,null,"STEROWNICZE","S54553",5902956024473,"BiT 500®","21G2,5",null,"BITNER","KMT",1,65010,"PLN",0.23,null,null,null,null,null,null,null,"n91"]
[813,null,"STEROWNICZE","S54554",5902956024480,"BiT 500®","25G2,5",null,"BITNER","KMT",1,77750,"PLN",0.23,null,null,null,null,null,null,null,"n91"]
[814,null,"STEROWNICZE","S54555",5902956024497,"BiT 500®","30G2,5",null,"BITNER","KMT",1,92060,"PLN",0.23,null,null,null,null,null,null,null,"n91"]
[815,null,"STEROWNICZE","S54556",5902956024503,"BiT 500®","34G2,5",null,"BITNER","KMT",1,105160,"PLN",0.23,null,null,null,null,null,null,null,"n91"]
[816,null,"STEROWNICZE","S54557",5902956024510,"BiT 500®","37G2,5",null,"BITNER","KMT",1,113290,"PLN",0.23,null,null,null,null,null,null,null,"n91"]
[817,null,"STEROWNICZE","S54558",5902956024527,"BiT 500®","42G2,5",null,"BITNER","KMT",1,129100,"PLN",0.23,null,null,null,null,null,null,null,"n91"]
[818,null,"STEROWNICZE","S54559",5902956024534,"BiT 500®","50G2,5",null,"BITNER","KMT",1,152690,"PLN",0.23,null,null,null,null,null,null,null,"n91"]
[819,null,"STEROWNICZE","S54560",5902956024541,"BiT 500®","2x4,0",null,"BITNER","KMT",1,11260,"PLN",0.23,null,null,null,null,null,null,null,"n91"]
[820,null,"STEROWNICZE","S54561",5902956024558,"BiT 500®","3G4,0",null,"BITNER","KMT",1,16190,"PLN",0.23,null,null,null,null,null,null,null,"n91"]
[821,null,"STEROWNICZE","S54562",5902956024565,"BiT 500®","3x4,0",null,"BITNER","KMT",1,17810,"PLN",0.23,null,null,null,null,null,null,null,"n91"]
[822,null,"STEROWNICZE","S54563",5902956024572,"BiT 500®","4G4,0",null,"BITNER","KMT",1,21320,"PLN",0.23,null,null,null,null,null,null,null,"n91"]
[823,null,"STEROWNICZE","S54564",5902956024589,"BiT 500®","5G4,0",null,"BITNER","KMT",1,26430,"PLN",0.23,null,null,null,null,null,null,null,"n91"]
[824,null,"STEROWNICZE","S54565",5902956024596,"BiT 500®","7G4,0",null,"BITNER","KMT",1,36560,"PLN",0.23,null,null,null,null,null,null,null,"n91"]
[825,null,"STEROWNICZE","S54566",5902956024602,"BiT 500®","10G4,0",null,"BITNER","KMT",1,53820,"PLN",0.23,null,null,null,null,null,null,null,"n91"]
[826,null,"STEROWNICZE","S54567",5902956024619,"BiT 500®","12G4,0",null,"BITNER","KMT",1,63180,"PLN",0.23,null,null,null,null,null,null,null,"n91"]
[827,null,"STEROWNICZE","S54568",5902956024626,"BiT 500®","2x2x0,5",null,"BITNER","KMT",1,3390,"PLN",0.23,null,null,null,null,null,null,null,"n91"]
[828,null,"STEROWNICZE","S54569",5902956024633,"BiT 500®","3x2x0,5",null,"BITNER","KMT",1,4630,"PLN",0.23,null,null,null,null,null,null,null,"n91"]
[829,null,"STEROWNICZE","S54570",5902956024640,"BiT 500®","4x2x0,5",null,"BITNER","KMT",1,6120,"PLN",0.23,null,null,null,null,null,null,null,"n91"]
[830,null,"STEROWNICZE","S54571",5902956024657,"BiT 500®","5x2x0,5",null,"BITNER","KMT",1,7660,"PLN",0.23,null,null,null,null,null,null,null,"n91"]
[831,null,"STEROWNICZE","S54572",5902956024664,"BiT 500®","6x2x0,5",null,"BITNER","KMT",1,8880,"PLN",0.23,null,null,null,null,null,null,null,"n91"]
[832,null,"STEROWNICZE","S54573",5902956024671,"BiT 500®","7x2x0,5",null,"BITNER","KMT",1,10440,"PLN",0.23,null,null,null,null,null,null,null,"n91"]
[833,null,"STEROWNICZE","S54574",5902956024688,"BiT 500®","8x2x0,5",null,"BITNER","KMT",1,11830,"PLN",0.23,null,null,null,null,null,null,null,"n91"]
[834,null,"STEROWNICZE","S54575",5902956024695,"BiT 500®","10x2x0,5",null,"BITNER","KMT",1,14270,"PLN",0.23,null,null,null,null,null,null,null,"n91"]
[835,null,"STEROWNICZE","S54576",5902956024701,"BiT 500®","12x2x0,5",null,"BITNER","KMT",1,17070,"PLN",0.23,null,null,null,null,null,null,null,"n91"]
[836,null,"STEROWNICZE","S54577",5902956024718,"BiT 500®","14x2x0,5",null,"BITNER","KMT",1,19500,"PLN",0.23,null,null,null,null,null,null,null,"n91"]
[837,null,"STEROWNICZE","S54578",5902956024725,"BiT 500®","16x2x0,5",null,"BITNER","KMT",1,22590,"PLN",0.23,null,null,null,null,null,null,null,"n91"]
[838,null,"STEROWNICZE","S54579",5902956024732,"BiT 500®","18x2x0,5",null,"BITNER","KMT",1,25120,"PLN",0.23,null,null,null,null,null,null,null,"n91"]
[839,null,"STEROWNICZE","S54580",5902956024749,"BiT 500®","20x2x0,5",null,"BITNER","KMT",1,27750,"PLN",0.23,null,null,null,null,null,null,null,"n91"]
[840,null,"STEROWNICZE","S54581",5902956024756,"BiT 500®","24x2x0,5",null,"BITNER","KMT",1,33100,"PLN",0.23,null,null,null,null,null,null,null,"n91"]
[841,null,"STEROWNICZE","S54582",5902956024763,"BiT 500®","2x2x0,75",null,"BITNER","KMT",1,4670,"PLN",0.23,null,null,null,null,null,null,null,"n91"]
[842,null,"STEROWNICZE","S54583",5902956024770,"BiT 500®","3x2x0,75",null,"BITNER","KMT",1,6630,"PLN",0.23,null,null,null,null,null,null,null,"n91"]
[843,null,"STEROWNICZE","S54584",5902956024787,"BiT 500®","4x2x0,75",null,"BITNER","KMT",1,8650,"PLN",0.23,null,null,null,null,null,null,null,"n91"]
[844,null,"STEROWNICZE","S54585",5902956024794,"BiT 500®","5x2x0,75",null,"BITNER","KMT",1,10830,"PLN",0.23,null,null,null,null,null,null,null,"n91"]
[845,null,"STEROWNICZE","S54586",5902956024800,"BiT 500®","6x2x0,75",null,"BITNER","KMT",1,12480,"PLN",0.23,null,null,null,null,null,null,null,"n91"]
[846,null,"STEROWNICZE","S54587",5902956024817,"BiT 500®","7x2x0,75",null,"BITNER","KMT",1,14530,"PLN",0.23,null,null,null,null,null,null,null,"n91"]
[847,null,"STEROWNICZE","S54588",5902956024824,"BiT 500®","8x2x0,75",null,"BITNER","KMT",1,16610,"PLN",0.23,null,null,null,null,null,null,null,"n91"]
[848,null,"STEROWNICZE","S54589",5902956024831,"BiT 500®","10x2x0,75",null,"BITNER","KMT",1,20220,"PLN",0.23,null,null,null,null,null,null,null,"n91"]
[849,null,"STEROWNICZE","S54590",5902956024848,"BiT 500®","12x2x0,75",null,"BITNER","KMT",1,24340,"PLN",0.23,null,null,null,null,null,null,null,"n91"]
[850,null,"STEROWNICZE","S54591",5902956024855,"BiT 500®","14x2x0,75",null,"BITNER","KMT",1,28220,"PLN",0.23,null,null,null,null,null,null,null,"n91"]
[851,null,"STEROWNICZE","S54592",5902956024862,"BiT 500®","16x2x0,75",null,"BITNER","KMT",1,32430,"PLN",0.23,null,null,null,null,null,null,null,"n91"]
[852,null,"STEROWNICZE","S54593",5902956024879,"BiT 500®","18x2x0,75",null,"BITNER","KMT",1,36130,"PLN",0.23,null,null,null,null,null,null,null,"n91"]
[853,null,"STEROWNICZE","S54594",5902956024886,"BiT 500®","20x2x0,75",null,"BITNER","KMT",1,39950,"PLN",0.23,null,null,null,null,null,null,null,"n91"]
[854,null,"STEROWNICZE","S54595",5902956024893,"BiT 500®","24x2x0,75",null,"BITNER","KMT",1,47520,"PLN",0.23,null,null,null,null,null,null,null,"n91"]
[855,null,"STEROWNICZE","S54596",5902956024909,"BiT 500®","2x2x1,0",null,"BITNER","KMT",1,5960,"PLN",0.23,null,null,null,null,null,null,null,"n91"]
[856,null,"STEROWNICZE","S54597",5902956024916,"BiT 500®","3x2x1,0",null,"BITNER","KMT",1,8520,"PLN",0.23,null,null,null,null,null,null,null,"n91"]
[857,null,"STEROWNICZE","S54598",5902956024923,"BiT 500®","4x2x1,0",null,"BITNER","KMT",1,11150,"PLN",0.23,null,null,null,null,null,null,null,"n91"]
[858,null,"STEROWNICZE","S54599",5902956024930,"BiT 500®","5x2x1,0",null,"BITNER","KMT",1,13750,"PLN",0.23,null,null,null,null,null,null,null,"n91"]
[859,null,"STEROWNICZE","S54600",5902956024947,"BiT 500®","6x2x1,0",null,"BITNER","KMT",1,16120,"PLN",0.23,null,null,null,null,null,null,null,"n91"]
[860,null,"STEROWNICZE","S54601",5902956024954,"BiT 500®","7x2x1,0",null,"BITNER","KMT",1,18890,"PLN",0.23,null,null,null,null,null,null,null,"n91"]
[861,null,"STEROWNICZE","S54602",5902956024961,"BiT 500®","8x2x1,0",null,"BITNER","KMT",1,21150,"PLN",0.23,null,null,null,null,null,null,null,"n91"]
[862,null,"STEROWNICZE","S54603",5902956024978,"BiT 500®","10x2x1,0",null,"BITNER","KMT",1,26180,"PLN",0.23,null,null,null,null,null,null,null,"n91"]
[863,null,"STEROWNICZE","S54604",5902956024985,"BiT 500®","12x2x1,0",null,"BITNER","KMT",1,31500,"PLN",0.23,null,null,null,null,null,null,null,"n91"]
[864,null,"STEROWNICZE","S54605",5902956024992,"BiT 500®","14x2x1,0",null,"BITNER","KMT",1,36720,"PLN",0.23,null,null,null,null,null,null,null,"n91"]
[865,null,"STEROWNICZE","S54606",5902956025005,"BiT 500®","16x2x1,0",null,"BITNER","KMT",1,41970,"PLN",0.23,null,null,null,null,null,null,null,"n91"]
[866,null,"STEROWNICZE","S54607",5902956025012,"BiT 500®","18x2x1,0",null,"BITNER","KMT",1,46840,"PLN",0.23,null,null,null,null,null,null,null,"n91"]
[867,null,"STEROWNICZE","S54608",5902956025029,"BiT 500®","20x2x1,0",null,"BITNER","KMT",1,51840,"PLN",0.23,null,null,null,null,null,null,null,"n91"]
[868,null,"STEROWNICZE","S54609",5902956025036,"BiT 500®","24x2x1,0",null,"BITNER","KMT",1,61940,"PLN",0.23,null,null,null,null,null,null,null,"n91"]
[869,null,"STEROWNICZE","S54610",5902956025043,"BiT 500®","2x2x1,5",null,"BITNER","KMT",1,8550,"PLN",0.23,null,null,null,null,null,null,null,"n91"]
[870,null,"STEROWNICZE","S54611",5902956025050,"BiT 500®","3x2x1,5",null,"BITNER","KMT",1,12120,"PLN",0.23,null,null,null,null,null,null,null,"n91"]
[871,null,"STEROWNICZE","S54612",5902956025067,"BiT 500®","4x2x1,5",null,"BITNER","KMT",1,15560,"PLN",0.23,null,null,null,null,null,null,null,"n91"]
[872,null,"STEROWNICZE","S54613",5902956025074,"BiT 500®","5x2x1,5",null,"BITNER","KMT",1,19620,"PLN",0.23,null,null,null,null,null,null,null,"n91"]
[873,null,"STEROWNICZE","S54614",5902956025081,"BiT 500®","6x2x1,5",null,"BITNER","KMT",1,22690,"PLN",0.23,null,null,null,null,null,null,null,"n91"]
[874,null,"STEROWNICZE","S54615",5902956025098,"BiT 500®","7x2x1,5",null,"BITNER","KMT",1,26710,"PLN",0.23,null,null,null,null,null,null,null,"n91"]
[875,null,"STEROWNICZE","S54616",5902956025104,"BiT 500®","8x2x1,5",null,"BITNER","KMT",1,30350,"PLN",0.23,null,null,null,null,null,null,null,"n91"]
[876,null,"STEROWNICZE","S54617",5902956025111,"BiT 500®","10x2x1,5",null,"BITNER","KMT",1,37740,"PLN",0.23,null,null,null,null,null,null,null,"n91"]
[877,null,"STEROWNICZE","S54618",5902956025128,"BiT 500®","12x2x1,5",null,"BITNER","KMT",1,44990,"PLN",0.23,null,null,null,null,null,null,null,"n91"]
[878,null,"STEROWNICZE","S54619",5902956025135,"BiT 500®","14x2x1,5",null,"BITNER","KMT",1,52240,"PLN",0.23,null,null,null,null,null,null,null,"n91"]
[879,null,"STEROWNICZE","S54620",5902956025142,"BiT 500®","16x2x1,5",null,"BITNER","KMT",1,59950,"PLN",0.23,null,null,null,null,null,null,null,"n91"]
[880,null,"STEROWNICZE","S54621",5902956025159,"BiT 500®","18x2x1,5",null,"BITNER","KMT",1,66940,"PLN",0.23,null,null,null,null,null,null,null,"n91"]
[881,null,"STEROWNICZE","S54622",5902956025166,"BiT 500®","20x2x1,5",null,"BITNER","KMT",1,74560,"PLN",0.23,null,null,null,null,null,null,null,"n91"]
[882,null,"STEROWNICZE","S54623",5902956025173,"BiT 500®","24x2x1,5",null,"BITNER","KMT",1,88830,"PLN",0.23,null,null,null,null,null,null,null,"n91"]
[883,null,"STEROWNICZE","S54624",5902956025180,"BiT 500®","2x2x2,5",null,"BITNER","KMT",1,13390,"PLN",0.23,null,null,null,null,null,null,null,"n91"]
[884,null,"STEROWNICZE","S54625",5902956025197,"BiT 500®","3x2x2,5",null,"BITNER","KMT",1,19170,"PLN",0.23,null,null,null,null,null,null,null,"n91"]
[885,null,"STEROWNICZE","S54626",5902956025203,"BiT 500®","4x2x2,5",null,"BITNER","KMT",1,24860,"PLN",0.23,null,null,null,null,null,null,null,"n91"]
[886,null,"STEROWNICZE","S54627",5902956025210,"BiT 500®","5x2x2,5",null,"BITNER","KMT",1,31440,"PLN",0.23,null,null,null,null,null,null,null,"n91"]
[887,null,"STEROWNICZE","S54628",5902956025227,"BiT 500®","6x2x2,5",null,"BITNER","KMT",1,37010,"PLN",0.23,null,null,null,null,null,null,null,"n91"]
[888,null,"STEROWNICZE","S54629",5902956025234,"BiT 500®","7x2x2,5",null,"BITNER","KMT",1,43290,"PLN",0.23,null,null,null,null,null,null,null,"n91"]
[889,null,"STEROWNICZE","S54630",5902956025241,"BiT 500®","8x2x2,5",null,"BITNER","KMT",1,49240,"PLN",0.23,null,null,null,null,null,null,null,"n91"]
[890,null,"STEROWNICZE","S54631",5902956025258,"BiT 500®","10x2x2,5",null,"BITNER","KMT",1,61290,"PLN",0.23,null,null,null,null,null,null,null,"n91"]
[891,null,"STEROWNICZE","S54632",5902956025265,"BiT 500®","12x2x2,5",null,"BITNER","KMT",1,73170,"PLN",0.23,null,null,null,null,null,null,null,"n91"]
[892,null,"STEROWNICZE","S54633",5902956025272,"BiT 500®","14x2x2,5",null,"BITNER","KMT",1,85490,"PLN",0.23,null,null,null,null,null,null,null,"n91"]
[893,null,"STEROWNICZE","S54634",5902956025289,"BiT 500®","16x2x2,5",null,"BITNER","KMT",1,97770,"PLN",0.23,null,null,null,null,null,null,null,"n91"]
[894,null,"STEROWNICZE","SB4020",5902956025296,"BiT 500®C","2x0,5",null,"BITNER","KMT",1,3340,"PLN",0.23,null,null,null,null,null,null,null,"n91"]
[895,null,"STEROWNICZE","SB4021",5902956025302,"BiT 500®C","3G0,5",null,"BITNER","KMT",1,3990,"PLN",0.23,null,null,null,null,null,null,null,"n91"]
[896,null,"STEROWNICZE","SB4022",5902956025319,"BiT 500®C","3x0,5",null,"BITNER","KMT",1,4380,"PLN",0.23,null,null,null,null,null,null,null,"n91"]
[897,null,"STEROWNICZE","SB4023",5902956025326,"BiT 500®C","4G0,5",null,"BITNER","KMT",1,4800,"PLN",0.23,null,null,null,null,null,null,null,"n91"]
[898,null,"STEROWNICZE","SB4024",5902956025333,"BiT 500®C","4x0,5",null,"BITNER","KMT",1,5270,"PLN",0.23,null,null,null,null,null,null,null,"n91"]
[899,null,"STEROWNICZE","SB4025",5902956025340,"BiT 500®C","5G0,5",null,"BITNER","KMT",1,5810,"PLN",0.23,null,null,null,null,null,null,null,"n91"]
[900,null,"STEROWNICZE","SB4026",5902956025357,"BiT 500®C","5x0,5",null,"BITNER","KMT",1,6390,"PLN",0.23,null,null,null,null,null,null,null,"n91"]
[901,null,"STEROWNICZE","SB4027",5902956025364,"BiT 500®C","6G0,5",null,"BITNER","KMT",1,6790,"PLN",0.23,null,null,null,null,null,null,null,"n91"]
[902,null,"STEROWNICZE","SB4028",5902956025371,"BiT 500®C","7G0,5",null,"BITNER","KMT",1,7440,"PLN",0.23,null,null,null,null,null,null,null,"n91"]
[903,null,"STEROWNICZE","SB4029",5902956025388,"BiT 500®C","7x0,5",null,"BITNER","KMT",1,8190,"PLN",0.23,null,null,null,null,null,null,null,"n91"]
[904,null,"STEROWNICZE","SB4030",5902956025395,"BiT 500®C","8G0,5",null,"BITNER","KMT",1,9760,"PLN",0.23,null,null,null,null,null,null,null,"n91"]
[905,null,"STEROWNICZE","SB4031",5902956025401,"BiT 500®C","8x0,5",null,"BITNER","KMT",1,10740,"PLN",0.23,null,null,null,null,null,null,null,"n91"]
[906,null,"STEROWNICZE","SB4032",5902956025418,"BiT 500®C","10G0,5",null,"BITNER","KMT",1,12160,"PLN",0.23,null,null,null,null,null,null,null,"n91"]
[907,null,"STEROWNICZE","SB4033",5902956025425,"BiT 500®C","12G0,5",null,"BITNER","KMT",1,13250,"PLN",0.23,null,null,null,null,null,null,null,"n91"]
[908,null,"STEROWNICZE","SB4034",5902956025432,"BiT 500®C","12x0,5",null,"BITNER","KMT",1,14580,"PLN",0.23,null,null,null,null,null,null,null,"n91"]
[909,null,"STEROWNICZE","SB4035",5902956025449,"BiT 500®C","14G0,5",null,"BITNER","KMT",1,14890,"PLN",0.23,null,null,null,null,null,null,null,"n91"]
[910,null,"STEROWNICZE","SB4036",5902956025456,"BiT 500®C","16G0,5",null,"BITNER","KMT",1,16630,"PLN",0.23,null,null,null,null,null,null,null,"n91"]
[911,null,"STEROWNICZE","SB4037",5902956025463,"BiT 500®C","18G0,5",null,"BITNER","KMT",1,18620,"PLN",0.23,null,null,null,null,null,null,null,"n91"]
[912,null,"STEROWNICZE","SB4038",5902956025470,"BiT 500®C","19G0,5",null,"BITNER","KMT",1,19220,"PLN",0.23,null,null,null,null,null,null,null,"n91"]
[913,null,"STEROWNICZE","SB4039",5902956025487,"BiT 500®C","21G0,5",null,"BITNER","KMT",1,20540,"PLN",0.23,null,null,null,null,null,null,null,"n91"]
[914,null,"STEROWNICZE","SB4040",5902956025494,"BiT 500®C","25G0,5",null,"BITNER","KMT",1,24410,"PLN",0.23,null,null,null,null,null,null,null,"n91"]
[915,null,"STEROWNICZE","SB4041",5902956025500,"BiT 500®C","27G0,5",null,"BITNER","KMT",1,25640,"PLN",0.23,null,null,null,null,null,null,null,"n91"]
[916,null,"STEROWNICZE","SB4042",5902956025517,"BiT 500®C","30G0,5",null,"BITNER","KMT",1,27920,"PLN",0.23,null,null,null,null,null,null,null,"n91"]
[917,null,"STEROWNICZE","SB4043",5902956025524,"BiT 500®C","34G0,5",null,"BITNER","KMT",1,31490,"PLN",0.23,null,null,null,null,null,null,null,"n91"]
[918,null,"STEROWNICZE","SB4044",5902956025531,"BiT 500®C","37G0,5",null,"BITNER","KMT",1,33340,"PLN",0.23,null,null,null,null,null,null,null,"n91"]
[919,null,"STEROWNICZE","SB4045",5902956025548,"BiT 500®C","40G0,5",null,"BITNER","KMT",1,36010,"PLN",0.23,null,null,null,null,null,null,null,"n91"]
[920,null,"STEROWNICZE","SB4046",5902956025555,"BiT 500®C","42G0,5",null,"BITNER","KMT",1,38310,"PLN",0.23,null,null,null,null,null,null,null,"n91"]
[921,null,"STEROWNICZE","SB4047",5902956025562,"BiT 500®C","50G0,5",null,"BITNER","KMT",1,44300,"PLN",0.23,null,null,null,null,null,null,null,"n91"]
[922,null,"STEROWNICZE","SB4048",5902956025579,"BiT 500®C","56G0,5",null,"BITNER","KMT",1,48620,"PLN",0.23,null,null,null,null,null,null,null,"n91"]
[923,null,"STEROWNICZE","SB4049",5902956025586,"BiT 500®C","61G0,5",null,"BITNER","KMT",1,52430,"PLN",0.23,null,null,null,null,null,null,null,"n91"]
[924,null,"STEROWNICZE","SB4050",5902956025593,"BiT 500®C","2x0,75",null,"BITNER","KMT",1,4020,"PLN",0.23,null,null,null,null,null,null,null,"n91"]
[925,null,"STEROWNICZE","SB4051",5902956025609,"BiT 500®C","3G0,75",null,"BITNER","KMT",1,5050,"PLN",0.23,null,null,null,null,null,null,null,"n91"]
[926,null,"STEROWNICZE","SB4052",5902956025616,"BiT 500®C","3x0,75",null,"BITNER","KMT",1,5560,"PLN",0.23,null,null,null,null,null,null,null,"n91"]
[927,null,"STEROWNICZE","SB4053",5902956025623,"BiT 500®C","4G0,75",null,"BITNER","KMT",1,6350,"PLN",0.23,null,null,null,null,null,null,null,"n91"]
[928,null,"STEROWNICZE","SB4054",5902956025630,"BiT 500®C","4x0,75",null,"BITNER","KMT",1,6990,"PLN",0.23,null,null,null,null,null,null,null,"n91"]
[929,null,"STEROWNICZE","SB4055",5902956025647,"BiT 500®C","5G0,75",null,"BITNER","KMT",1,7690,"PLN",0.23,null,null,null,null,null,null,null,"n91"]
[930,null,"STEROWNICZE","SB4056",5902956025654,"BiT 500®C","5x0,75",null,"BITNER","KMT",1,8460,"PLN",0.23,null,null,null,null,null,null,null,"n91"]
[931,null,"STEROWNICZE","SB4057",5902956025661,"BiT 500®C","6G0,75",null,"BITNER","KMT",1,10250,"PLN",0.23,null,null,null,null,null,null,null,"n91"]
[932,null,"STEROWNICZE","SB4058",5902956025678,"BiT 500®C","6x0,75",null,"BITNER","KMT",1,11280,"PLN",0.23,null,null,null,null,null,null,null,"n91"]
[933,null,"STEROWNICZE","SB4059",5902956025685,"BiT 500®C","7G0,75",null,"BITNER","KMT",1,11180,"PLN",0.23,null,null,null,null,null,null,null,"n91"]
[934,null,"STEROWNICZE","SB4060",5902956025692,"BiT 500®C","7x0,75",null,"BITNER","KMT",1,12300,"PLN",0.23,null,null,null,null,null,null,null,"n91"]
[935,null,"STEROWNICZE","SB4061",5902956025708,"BiT 500®C","8G0,75",null,"BITNER","KMT",1,12820,"PLN",0.23,null,null,null,null,null,null,null,"n91"]
[936,null,"STEROWNICZE","SB4062",5902956025715,"BiT 500®C","8x0,75",null,"BITNER","KMT",1,14100,"PLN",0.23,null,null,null,null,null,null,null,"n91"]
[937,null,"STEROWNICZE","SB4063",5902956025722,"BiT 500®C","10G0,75",null,"BITNER","KMT",1,15750,"PLN",0.23,null,null,null,null,null,null,null,"n91"]
[938,null,"STEROWNICZE","SB4064",5902956025739,"BiT 500®C","12G0,75",null,"BITNER","KMT",1,17580,"PLN",0.23,null,null,null,null,null,null,null,"n91"]
[939,null,"STEROWNICZE","SB4065",5902956025746,"BiT 500®C","12x0,75",null,"BITNER","KMT",1,19340,"PLN",0.23,null,null,null,null,null,null,null,"n91"]
[940,null,"STEROWNICZE","SB4066",5902956025753,"BiT 500®C","14G0,75",null,"BITNER","KMT",1,21610,"PLN",0.23,null,null,null,null,null,null,null,"n91"]
[941,null,"STEROWNICZE","SB4067",5902956025760,"BiT 500®C","16G0,75",null,"BITNER","KMT",1,22040,"PLN",0.23,null,null,null,null,null,null,null,"n91"]
[942,null,"STEROWNICZE","SB4068",5902956025777,"BiT 500®C","18G0,75",null,"BITNER","KMT",1,24460,"PLN",0.23,null,null,null,null,null,null,null,"n91"]
[943,null,"STEROWNICZE","SB4069",5902956025784,"BiT 500®C","19G0,75",null,"BITNER","KMT",1,25360,"PLN",0.23,null,null,null,null,null,null,null,"n91"]
[944,null,"STEROWNICZE","SB4070",5902956025791,"BiT 500®C","21G0,75",null,"BITNER","KMT",1,27750,"PLN",0.23,null,null,null,null,null,null,null,"n91"]
[945,null,"STEROWNICZE","SB4071",5902956025807,"BiT 500®C","25G0,75",null,"BITNER","KMT",1,32900,"PLN",0.23,null,null,null,null,null,null,null,"n91"]
[946,null,"STEROWNICZE","SB4072",5902956025814,"BiT 500®C","27G0,75",null,"BITNER","KMT",1,34770,"PLN",0.23,null,null,null,null,null,null,null,"n91"]
[947,null,"STEROWNICZE","SB4073",5902956025821,"BiT 500®C","30G0,75",null,"BITNER","KMT",1,38340,"PLN",0.23,null,null,null,null,null,null,null,"n91"]
[948,null,"STEROWNICZE","SB4074",5902956025838,"BiT 500®C","34G0,75",null,"BITNER","KMT",1,43370,"PLN",0.23,null,null,null,null,null,null,null,"n91"]
[949,null,"STEROWNICZE","SB4075",5902956025845,"BiT 500®C","37G0,75",null,"BITNER","KMT",1,46170,"PLN",0.23,null,null,null,null,null,null,null,"n91"]
[950,null,"STEROWNICZE","SB4076",5902956025852,"BiT 500®C","40G0,75",null,"BITNER","KMT",1,49450,"PLN",0.23,null,null,null,null,null,null,null,"n91"]
[951,null,"STEROWNICZE","SB4077",5902956025869,"BiT 500®C","42G0,75",null,"BITNER","KMT",1,52680,"PLN",0.23,null,null,null,null,null,null,null,"n91"]
[952,null,"STEROWNICZE","SB4078",5902956025876,"BiT 500®C","50G0,75",null,"BITNER","KMT",1,61070,"PLN",0.23,null,null,null,null,null,null,null,"n91"]
[953,null,"STEROWNICZE","SB4079",5902956025883,"BiT 500®C","56G0,75",null,"BITNER","KMT",1,67350,"PLN",0.23,null,null,null,null,null,null,null,"n91"]
[954,null,"STEROWNICZE","SB4080",5902956025890,"BiT 500®C","61G0,75",null,"BITNER","KMT",1,72820,"PLN",0.23,null,null,null,null,null,null,null,"n91"]
[955,null,"STEROWNICZE","SB4081",5902956025906,"BiT 500®C","2x1,0",null,"BITNER","KMT",1,4760,"PLN",0.23,null,null,null,null,null,null,null,"n91"]
[956,null,"STEROWNICZE","SB4082",5902956025913,"BiT 500®C","3G1,0",null,"BITNER","KMT",1,6180,"PLN",0.23,null,null,null,null,null,null,null,"n91"]
[957,null,"STEROWNICZE","SB4083",5902956025920,"BiT 500®C","3x1,0",null,"BITNER","KMT",1,6790,"PLN",0.23,null,null,null,null,null,null,null,"n91"]
[958,null,"STEROWNICZE","SB4084",5902956025937,"BiT 500®C","4G1,0",null,"BITNER","KMT",1,7810,"PLN",0.23,null,null,null,null,null,null,null,"n91"]
[959,null,"STEROWNICZE","SB4085",5902956025944,"BiT 500®C","4x1,0",null,"BITNER","KMT",1,8590,"PLN",0.23,null,null,null,null,null,null,null,"n91"]
[960,null,"STEROWNICZE","SB4086",5902956025951,"BiT 500®C","5G1,0",null,"BITNER","KMT",1,10590,"PLN",0.23,null,null,null,null,null,null,null,"n91"]
[961,null,"STEROWNICZE","SB4087",5902956025968,"BiT 500®C","5x1,0",null,"BITNER","KMT",1,11650,"PLN",0.23,null,null,null,null,null,null,null,"n91"]
[962,null,"STEROWNICZE","SB4088",5902956025975,"BiT 500®C","6G1,0",null,"BITNER","KMT",1,12380,"PLN",0.23,null,null,null,null,null,null,null,"n91"]
[963,null,"STEROWNICZE","SB4089",5902956025982,"BiT 500®C","6x1,0",null,"BITNER","KMT",1,13620,"PLN",0.23,null,null,null,null,null,null,null,"n91"]
[964,null,"STEROWNICZE","SB4090",5902956025999,"BiT 500®C","7G1,0",null,"BITNER","KMT",1,13420,"PLN",0.23,null,null,null,null,null,null,null,"n91"]
[965,null,"STEROWNICZE","SB4091",5902956026002,"BiT 500®C","7x1,0",null,"BITNER","KMT",1,14760,"PLN",0.23,null,null,null,null,null,null,null,"n91"]
[966,null,"STEROWNICZE","SB4092",5902956026019,"BiT 500®C","8G1,0",null,"BITNER","KMT",1,15480,"PLN",0.23,null,null,null,null,null,null,null,"n91"]
[967,null,"STEROWNICZE","SB4093",5902956026026,"BiT 500®C","10G1,0",null,"BITNER","KMT",1,19460,"PLN",0.23,null,null,null,null,null,null,null,"n91"]
[968,null,"STEROWNICZE","SB4094",5902956026033,"BiT 500®C","10x1,0",null,"BITNER","KMT",1,21410,"PLN",0.23,null,null,null,null,null,null,null,"n91"]
[969,null,"STEROWNICZE","SB4095",5902956026040,"BiT 500®C","12G1,0",null,"BITNER","KMT",1,21460,"PLN",0.23,null,null,null,null,null,null,null,"n91"]
[970,null,"STEROWNICZE","SB4096",5902956026057,"BiT 500®C","12x1,0",null,"BITNER","KMT",1,23610,"PLN",0.23,null,null,null,null,null,null,null,"n91"]
[971,null,"STEROWNICZE","SB4097",5902956026064,"BiT 500®C","14G1,0",null,"BITNER","KMT",1,24350,"PLN",0.23,null,null,null,null,null,null,null,"n91"]
[972,null,"STEROWNICZE","SB4098",5902956026071,"BiT 500®C","16G1,0",null,"BITNER","KMT",1,27460,"PLN",0.23,null,null,null,null,null,null,null,"n91"]
[973,null,"STEROWNICZE","SB4099",5902956026088,"BiT 500®C","18G1,0",null,"BITNER","KMT",1,30600,"PLN",0.23,null,null,null,null,null,null,null,"n91"]
[974,null,"STEROWNICZE","SB4100",5902956026095,"BiT 500®C","18x1,0",null,"BITNER","KMT",1,33650,"PLN",0.23,null,null,null,null,null,null,null,"n91"]
[975,null,"STEROWNICZE","SB4101",5902956026101,"BiT 500®C","19G1,0",null,"BITNER","KMT",1,31780,"PLN",0.23,null,null,null,null,null,null,null,"n91"]
[976,null,"STEROWNICZE","SB4102",5902956026118,"BiT 500®C","21G1,0",null,"BITNER","KMT",1,34880,"PLN",0.23,null,null,null,null,null,null,null,"n91"]
[977,null,"STEROWNICZE","SB4103",5902956026125,"BiT 500®C","25G1,0",null,"BITNER","KMT",1,41590,"PLN",0.23,null,null,null,null,null,null,null,"n91"]
[978,null,"STEROWNICZE","SB4104",5902956026132,"BiT 500®C","27G1,0",null,"BITNER","KMT",1,43990,"PLN",0.23,null,null,null,null,null,null,null,"n91"]
[979,null,"STEROWNICZE","SB4105",5902956026149,"BiT 500®C","30G1,0",null,"BITNER","KMT",1,48330,"PLN",0.23,null,null,null,null,null,null,null,"n91"]
[980,null,"STEROWNICZE","SB4106",5902956026156,"BiT 500®C","34G1,0",null,"BITNER","KMT",1,54780,"PLN",0.23,null,null,null,null,null,null,null,"n91"]
[981,null,"STEROWNICZE","SB4107",5902956026163,"BiT 500®C","37G1,0",null,"BITNER","KMT",1,58350,"PLN",0.23,null,null,null,null,null,null,null,"n91"]
[982,null,"STEROWNICZE","SB4108",5902956026170,"BiT 500®C","40G1,0",null,"BITNER","KMT",1,62750,"PLN",0.23,null,null,null,null,null,null,null,"n91"]
[983,null,"STEROWNICZE","SB4109",5902956026187,"BiT 500®C","42G1,0",null,"BITNER","KMT",1,66460,"PLN",0.23,null,null,null,null,null,null,null,"n91"]
[984,null,"STEROWNICZE","SB4110",5902956026194,"BiT 500®C","50G1,0",null,"BITNER","KMT",1,77610,"PLN",0.23,null,null,null,null,null,null,null,"n91"]
[985,null,"STEROWNICZE","SB4111",5902956026200,"BiT 500®C","56G1,0",null,"BITNER","KMT",1,85700,"PLN",0.23,null,null,null,null,null,null,null,"n91"]
[986,null,"STEROWNICZE","SB4112",5902956026217,"BiT 500®C","61G1,0",null,"BITNER","KMT",1,92560,"PLN",0.23,null,null,null,null,null,null,null,"n91"]
[987,null,"STEROWNICZE","SB4113",5902956026224,"BiT 500®C","2x1,5",null,"BITNER","KMT",1,6400,"PLN",0.23,null,null,null,null,null,null,null,"n91"]
[988,null,"STEROWNICZE","SB4114",5902956026231,"BiT 500®C","3G1,5",null,"BITNER","KMT",1,8390,"PLN",0.23,null,null,null,null,null,null,null,"n91"]
[989,null,"STEROWNICZE","SB4115",5902956026248,"BiT 500®C","3x1,5",null,"BITNER","KMT",1,9230,"PLN",0.23,null,null,null,null,null,null,null,"n91"]
[990,null,"STEROWNICZE","SB4116",5902956026255,"BiT 500®C","4G1,5",null,"BITNER","KMT",1,11850,"PLN",0.23,null,null,null,null,null,null,null,"n91"]
[991,null,"STEROWNICZE","SB4117",5902956026262,"BiT 500®C","4x1,5",null,"BITNER","KMT",1,13040,"PLN",0.23,null,null,null,null,null,null,null,"n91"]
[992,null,"STEROWNICZE","SB4118",5902956026279,"BiT 500®C","5G1,5",null,"BITNER","KMT",1,14260,"PLN",0.23,null,null,null,null,null,null,null,"n91"]
[993,null,"STEROWNICZE","SB4119",5902956026286,"BiT 500®C","5x1,5",null,"BITNER","KMT",1,15680,"PLN",0.23,null,null,null,null,null,null,null,"n91"]
[994,null,"STEROWNICZE","SB4120",5902956026293,"BiT 500®C","6G1,5",null,"BITNER","KMT",1,16700,"PLN",0.23,null,null,null,null,null,null,null,"n91"]
[995,null,"STEROWNICZE","SB4121",5902956026309,"BiT 500®C","6x1,5",null,"BITNER","KMT",1,18370,"PLN",0.23,null,null,null,null,null,null,null,"n91"]
[996,null,"STEROWNICZE","SB4122",5902956026316,"BiT 500®C","7G1,5",null,"BITNER","KMT",1,18460,"PLN",0.23,null,null,null,null,null,null,null,"n91"]
[997,null,"STEROWNICZE","SB4123",5902956026323,"BiT 500®C","7x1,5",null,"BITNER","KMT",1,20300,"PLN",0.23,null,null,null,null,null,null,null,"n91"]
[998,null,"STEROWNICZE","SB4124",5902956026330,"BiT 500®C","8G1,5",null,"BITNER","KMT",1,20670,"PLN",0.23,null,null,null,null,null,null,null,"n91"]
[999,null,"STEROWNICZE","SB4125",5902956026347,"BiT 500®C","10G1,5",null,"BITNER","KMT",1,25910,"PLN",0.23,null,null,null,null,null,null,null,"n91"]
[1000,null,"STEROWNICZE","SB4126",5902956026354,"BiT 500®C","10x1,5",null,"BITNER","KMT",1,28500,"PLN",0.23,null,null,null,null,null,null,null,"n91"]
[1001,null,"STEROWNICZE","SB4127",5902956026361,"BiT 500®C","12G1,5",null,"BITNER","KMT",1,29390,"PLN",0.23,null,null,null,null,null,null,null,"n91"]
[1002,null,"STEROWNICZE","SB4128",5902956026378,"BiT 500®C","12x1,5",null,"BITNER","KMT",1,32320,"PLN",0.23,null,null,null,null,null,null,null,"n91"]
[1003,null,"STEROWNICZE","SB4129",5902956026385,"BiT 500®C","14G1,5",null,"BITNER","KMT",1,33640,"PLN",0.23,null,null,null,null,null,null,null,"n91"]
[1004,null,"STEROWNICZE","SB4130",5902956026392,"BiT 500®C","16G1,5",null,"BITNER","KMT",1,37920,"PLN",0.23,null,null,null,null,null,null,null,"n91"]
[1005,null,"STEROWNICZE","SB4131",5902956026408,"BiT 500®C","18G1,5",null,"BITNER","KMT",1,42430,"PLN",0.23,null,null,null,null,null,null,null,"n91"]
[1006,null,"STEROWNICZE","SB4132",5902956026415,"BiT 500®C","19G1,5",null,"BITNER","KMT",1,44160,"PLN",0.23,null,null,null,null,null,null,null,"n91"]
[1007,null,"STEROWNICZE","SB4133",5902956026422,"BiT 500®C","21G1,5",null,"BITNER","KMT",1,48580,"PLN",0.23,null,null,null,null,null,null,null,"n91"]
[1008,null,"STEROWNICZE","SB4134",5902956026439,"BiT 500®C","25G1,5",null,"BITNER","KMT",1,57790,"PLN",0.23,null,null,null,null,null,null,null,"n91"]
[1009,null,"STEROWNICZE","SB4135",5902956026446,"BiT 500®C","27G1,5",null,"BITNER","KMT",1,61250,"PLN",0.23,null,null,null,null,null,null,null,"n91"]
[1010,null,"STEROWNICZE","SB4136",5902956026453,"BiT 500®C","30G1,5",null,"BITNER","KMT",1,67260,"PLN",0.23,null,null,null,null,null,null,null,"n91"]
[1011,null,"STEROWNICZE","SB4137",5902956026460,"BiT 500®C","34G1,5",null,"BITNER","KMT",1,76390,"PLN",0.23,null,null,null,null,null,null,null,"n91"]
[1012,null,"STEROWNICZE","SB4138",5902956026477,"BiT 500®C","37G1,5",null,"BITNER","KMT",1,81580,"PLN",0.23,null,null,null,null,null,null,null,"n91"]
[1013,null,"STEROWNICZE","SB4139",5902956026484,"BiT 500®C","40G1,5",null,"BITNER","KMT",1,87770,"PLN",0.23,null,null,null,null,null,null,null,"n91"]
[1014,null,"STEROWNICZE","SB4140",5902956026491,"BiT 500®C","42G1,5",null,"BITNER","KMT",1,92860,"PLN",0.23,null,null,null,null,null,null,null,"n91"]
[1015,null,"STEROWNICZE","SB4141",5902956026507,"BiT 500®C","50G1,5",null,"BITNER","KMT",1,108940,"PLN",0.23,null,null,null,null,null,null,null,"n91"]
[1016,null,"STEROWNICZE","SB4142",5902956026514,"BiT 500®C","56G1,5",null,"BITNER","KMT",1,120580,"PLN",0.23,null,null,null,null,null,null,null,"n91"]
[1017,null,"STEROWNICZE","SB4143",5902956026521,"BiT 500®C","61G1,5",null,"BITNER","KMT",1,130240,"PLN",0.23,null,null,null,null,null,null,null,"n91"]
[1018,null,"STEROWNICZE","SB4144",5902956026538,"BiT 500®C","2x2,5",null,"BITNER","KMT",1,10580,"PLN",0.23,null,null,null,null,null,null,null,"n91"]
[1019,null,"STEROWNICZE","SB4145",5902956026545,"BiT 500®C","3G2,5",null,"BITNER","KMT",1,13930,"PLN",0.23,null,null,null,null,null,null,null,"n91"]
[1020,null,"STEROWNICZE","SB4146",5902956026552,"BiT 500®C","3x2,5",null,"BITNER","KMT",1,15330,"PLN",0.23,null,null,null,null,null,null,null,"n91"]
[1021,null,"STEROWNICZE","SB4147",5902956026569,"BiT 500®C","4G2,5",null,"BITNER","KMT",1,17630,"PLN",0.23,null,null,null,null,null,null,null,"n91"]
[1022,null,"STEROWNICZE","SB4148",5902956026576,"BiT 500®C","4x2,5",null,"BITNER","KMT",1,19390,"PLN",0.23,null,null,null,null,null,null,null,"n91"]
[1023,null,"STEROWNICZE","SB4149",5902956026583,"BiT 500®C","5G2,5",null,"BITNER","KMT",1,20900,"PLN",0.23,null,null,null,null,null,null,null,"n91"]
[1024,null,"STEROWNICZE","SB4150",5902956026590,"BiT 500®C","5x2,5",null,"BITNER","KMT",1,22990,"PLN",0.23,null,null,null,null,null,null,null,"n91"]
[1025,null,"STEROWNICZE","SB4153",5902956026620,"BiT 500®C","7G2,5",null,"BITNER","KMT",1,27700,"PLN",0.23,null,null,null,null,null,null,null,"n91"]
[1026,null,"STEROWNICZE","SB4154",5902956026637,"BiT 500®C","7x2,5",null,"BITNER","KMT",1,30480,"PLN",0.23,null,null,null,null,null,null,null,"n91"]
[1027,null,"STEROWNICZE","SB4155",5902956026644,"BiT 500®C","10G2,5",null,"BITNER","KMT",1,40010,"PLN",0.23,null,null,null,null,null,null,null,"n91"]
[1028,null,"STEROWNICZE","SB4156",5902956026651,"BiT 500®C","12G2,5",null,"BITNER","KMT",1,45750,"PLN",0.23,null,null,null,null,null,null,null,"n91"]
[1029,null,"STEROWNICZE","SB4157",5902956026668,"BiT 500®C","12x2,5",null,"BITNER","KMT",1,50330,"PLN",0.23,null,null,null,null,null,null,null,"n91"]
[1030,null,"STEROWNICZE","SB4158",5902956026675,"BiT 500®C","14G2,5",null,"BITNER","KMT",1,52400,"PLN",0.23,null,null,null,null,null,null,null,"n91"]
[1031,null,"STEROWNICZE","SB4159",5902956026682,"BiT 500®C","16G2,5",null,"BITNER","KMT",1,59240,"PLN",0.23,null,null,null,null,null,null,null,"n91"]
[1032,null,"STEROWNICZE","SB4160",5902956026699,"BiT 500®C","18G2,5",null,"BITNER","KMT",1,66340,"PLN",0.23,null,null,null,null,null,null,null,"n91"]
[1033,null,"STEROWNICZE","SB4161",5902956026705,"BiT 500®C","21G2,5",null,"BITNER","KMT",1,76110,"PLN",0.23,null,null,null,null,null,null,null,"n91"]
[1034,null,"STEROWNICZE","SB4162",5902956026712,"BiT 500®C","25G2,5",null,"BITNER","KMT",1,90690,"PLN",0.23,null,null,null,null,null,null,null,"n91"]
[1035,null,"STEROWNICZE","SB4163",5902956026729,"BiT 500®C","30G2,5",null,"BITNER","KMT",1,106170,"PLN",0.23,null,null,null,null,null,null,null,"n91"]
[1036,null,"STEROWNICZE","SB4164",5902956026736,"BiT 500®C","34G2,5",null,"BITNER","KMT",1,120680,"PLN",0.23,null,null,null,null,null,null,null,"n91"]
[1037,null,"STEROWNICZE","SB4165",5902956026743,"BiT 500®C","37G2,5",null,"BITNER","KMT",1,129270,"PLN",0.23,null,null,null,null,null,null,null,"n91"]
[1038,null,"STEROWNICZE","SB4166",5902956026750,"BiT 500®C","42G2,5",null,"BITNER","KMT",1,150780,"PLN",0.23,null,null,null,null,null,null,null,"n91"]
[1039,null,"STEROWNICZE","SB4167",5902956026767,"BiT 500®C","50G2,5",null,"BITNER","KMT",1,176340,"PLN",0.23,null,null,null,null,null,null,null,"n91"]
[1040,null,"STEROWNICZE","SB4168",5902956026774,"BiT 500®C","2x4,0",null,"BITNER","KMT",1,15880,"PLN",0.23,null,null,null,null,null,null,null,"n91"]
[1041,null,"STEROWNICZE","SB4169",5902956026781,"BiT 500®C","3G4,0",null,"BITNER","KMT",1,20740,"PLN",0.23,null,null,null,null,null,null,null,"n91"]
[1042,null,"STEROWNICZE","SB4170",5902956026798,"BiT 500®C","3x4,0",null,"BITNER","KMT",1,22810,"PLN",0.23,null,null,null,null,null,null,null,"n91"]
[1043,null,"STEROWNICZE","SB4171",5902956026804,"BiT 500®C","4G4,0",null,"BITNER","KMT",1,26880,"PLN",0.23,null,null,null,null,null,null,null,"n91"]
[1044,null,"STEROWNICZE","SB4172",5902956026811,"BiT 500®C","5G4,0",null,"BITNER","KMT",1,32850,"PLN",0.23,null,null,null,null,null,null,null,"n91"]
[1045,null,"STEROWNICZE","SB4173",5902956026828,"BiT 500®C","7G4,0",null,"BITNER","KMT",1,43830,"PLN",0.23,null,null,null,null,null,null,null,"n91"]
[1046,null,"STEROWNICZE","SB4174",5902956026835,"BiT 500®C","10G4,0",null,"BITNER","KMT",1,63240,"PLN",0.23,null,null,null,null,null,null,null,"n91"]
[1047,null,"STEROWNICZE","SB4175",5902956026842,"BiT 500®C","12G4,0",null,"BITNER","KMT",1,73040,"PLN",0.23,null,null,null,null,null,null,null,"n91"]
[1048,null,"STEROWNICZE","SB4176",5902956026859,"BiT 500®C","2x2x0,5",null,"BITNER","KMT",1,5710,"PLN",0.23,null,null,null,null,null,null,null,"n91"]
[1049,null,"STEROWNICZE","SB4177",5902956026866,"BiT 500®C","3x2x0,5",null,"BITNER","KMT",1,8850,"PLN",0.23,null,null,null,null,null,null,null,"n91"]
[1050,null,"STEROWNICZE","SB4178",5902956026873,"BiT 500®C","4x2x0,5",null,"BITNER","KMT",1,10690,"PLN",0.23,null,null,null,null,null,null,null,"n91"]
[1051,null,"STEROWNICZE","SB4179",5902956026880,"BiT 500®C","5x2x0,5",null,"BITNER","KMT",1,12690,"PLN",0.23,null,null,null,null,null,null,null,"n91"]
[1052,null,"STEROWNICZE","SB4180",5902956026897,"BiT 500®C","6x2x0,5",null,"BITNER","KMT",1,14010,"PLN",0.23,null,null,null,null,null,null,null,"n91"]
[1053,null,"STEROWNICZE","SB4181",5902956026903,"BiT 500®C","7x2x0,5",null,"BITNER","KMT",1,16330,"PLN",0.23,null,null,null,null,null,null,null,"n91"]
[1054,null,"STEROWNICZE","SB4182",5902956026910,"BiT 500®C","8x2x0,5",null,"BITNER","KMT",1,18120,"PLN",0.23,null,null,null,null,null,null,null,"n91"]
[1055,null,"STEROWNICZE","SB4183",5902956026927,"BiT 500®C","10x2x0,5",null,"BITNER","KMT",1,21370,"PLN",0.23,null,null,null,null,null,null,null,"n91"]
[1056,null,"STEROWNICZE","SB4184",5902956026934,"BiT 500®C","12x2x0,5",null,"BITNER","KMT",1,24610,"PLN",0.23,null,null,null,null,null,null,null,"n91"]
[1057,null,"STEROWNICZE","SB4185",5902956026941,"BiT 500®C","14x2x0,5",null,"BITNER","KMT",1,28260,"PLN",0.23,null,null,null,null,null,null,null,"n91"]
[1058,null,"STEROWNICZE","SB4186",5902956026958,"BiT 500®C","16x2x0,5",null,"BITNER","KMT",1,31940,"PLN",0.23,null,null,null,null,null,null,null,"n91"]
[1059,null,"STEROWNICZE","SB4187",5902956026965,"BiT 500®C","18x2x0,5",null,"BITNER","KMT",1,35010,"PLN",0.23,null,null,null,null,null,null,null,"n91"]
[1060,null,"STEROWNICZE","SB4188",5902956026972,"BiT 500®C","20x2x0,5",null,"BITNER","KMT",1,38310,"PLN",0.23,null,null,null,null,null,null,null,"n91"]
[1061,null,"STEROWNICZE","SB4189",5902956026989,"BiT 500®C","24x2x0,5",null,"BITNER","KMT",1,44160,"PLN",0.23,null,null,null,null,null,null,null,"n91"]
[1062,null,"STEROWNICZE","SB4190",5902956026996,"BiT 500®C","2x2x0,75",null,"BITNER","KMT",1,8580,"PLN",0.23,null,null,null,null,null,null,null,"n91"]
[1063,null,"STEROWNICZE","SB4191",5902956027009,"BiT 500®C","3x2x0,75",null,"BITNER","KMT",1,11240,"PLN",0.23,null,null,null,null,null,null,null,"n91"]
[1064,null,"STEROWNICZE","SB4192",5902956027016,"BiT 500®C","4x2x0,75",null,"BITNER","KMT",1,13620,"PLN",0.23,null,null,null,null,null,null,null,"n91"]
[1065,null,"STEROWNICZE","SB4193",5902956027023,"BiT 500®C","5x2x0,75",null,"BITNER","KMT",1,16590,"PLN",0.23,null,null,null,null,null,null,null,"n91"]
[1066,null,"STEROWNICZE","SB4194",5902956027030,"BiT 500®C","6x2x0,75",null,"BITNER","KMT",1,18630,"PLN",0.23,null,null,null,null,null,null,null,"n91"]
[1067,null,"STEROWNICZE","SB4195",5902956027047,"BiT 500®C","7x2x0,75",null,"BITNER","KMT",1,21390,"PLN",0.23,null,null,null,null,null,null,null,"n91"]
[1068,null,"STEROWNICZE","SB4196",5902956027054,"BiT 500®C","8x2x0,75",null,"BITNER","KMT",1,23810,"PLN",0.23,null,null,null,null,null,null,null,"n91"]
[1069,null,"STEROWNICZE","SB4197",5902956027061,"BiT 500®C","10x2x0,75",null,"BITNER","KMT",1,28490,"PLN",0.23,null,null,null,null,null,null,null,"n91"]
[1070,null,"STEROWNICZE","SB4198",5902956027078,"BiT 500®C","12x2x0,75",null,"BITNER","KMT",1,33440,"PLN",0.23,null,null,null,null,null,null,null,"n91"]
[1071,null,"STEROWNICZE","SB4199",5902956027085,"BiT 500®C","14x2x0,75",null,"BITNER","KMT",1,38160,"PLN",0.23,null,null,null,null,null,null,null,"n91"]
[1072,null,"STEROWNICZE","SB4200",5902956027092,"BiT 500®C","16x2x0,75",null,"BITNER","KMT",1,43320,"PLN",0.23,null,null,null,null,null,null,null,"n91"]
[1073,null,"STEROWNICZE","SB4201",5902956027108,"BiT 500®C","18x2x0,75",null,"BITNER","KMT",1,47680,"PLN",0.23,null,null,null,null,null,null,null,"n91"]
[1074,null,"STEROWNICZE","SB4202",5902956027115,"BiT 500®C","20x2x0,75",null,"BITNER","KMT",1,52210,"PLN",0.23,null,null,null,null,null,null,null,"n91"]
[1075,null,"STEROWNICZE","SB4203",5902956027122,"BiT 500®C","24x2x0,75",null,"BITNER","KMT",1,60620,"PLN",0.23,null,null,null,null,null,null,null,"n91"]
[1076,null,"STEROWNICZE","SB4204",5902956027139,"BiT 500®C","2x2x1,0",null,"BITNER","KMT",1,10410,"PLN",0.23,null,null,null,null,null,null,null,"n91"]
[1077,null,"STEROWNICZE","SB4205",5902956027146,"BiT 500®C","3x2x1,0",null,"BITNER","KMT",1,13410,"PLN",0.23,null,null,null,null,null,null,null,"n91"]
[1078,null,"STEROWNICZE","SB4206",5902956027153,"BiT 500®C","4x2x1,0",null,"BITNER","KMT",1,16800,"PLN",0.23,null,null,null,null,null,null,null,"n91"]
[1079,null,"STEROWNICZE","SB4207",5902956027160,"BiT 500®C","5x2x1,0",null,"BITNER","KMT",1,20110,"PLN",0.23,null,null,null,null,null,null,null,"n91"]
[1080,null,"STEROWNICZE","SB4208",5902956027177,"BiT 500®C","6x2x1,0",null,"BITNER","KMT",1,22600,"PLN",0.23,null,null,null,null,null,null,null,"n91"]
[1081,null,"STEROWNICZE","SB4209",5902956027184,"BiT 500®C","7x2x1,0",null,"BITNER","KMT",1,26360,"PLN",0.23,null,null,null,null,null,null,null,"n91"]
[1082,null,"STEROWNICZE","SB4210",5902956027191,"BiT 500®C","8x2x1,0",null,"BITNER","KMT",1,29400,"PLN",0.23,null,null,null,null,null,null,null,"n91"]
[1083,null,"STEROWNICZE","SB4211",5902956027207,"BiT 500®C","10x2x1,0",null,"BITNER","KMT",1,35670,"PLN",0.23,null,null,null,null,null,null,null,"n91"]
[1084,null,"STEROWNICZE","SB4212",5902956027214,"BiT 500®C","12x2x1,0",null,"BITNER","KMT",1,41750,"PLN",0.23,null,null,null,null,null,null,null,"n91"]
[1085,null,"STEROWNICZE","SB4213",5902956027221,"BiT 500®C","14x2x1,0",null,"BITNER","KMT",1,47880,"PLN",0.23,null,null,null,null,null,null,null,"n91"]
[1086,null,"STEROWNICZE","SB4214",5902956027238,"BiT 500®C","16x2x1,0",null,"BITNER","KMT",1,54210,"PLN",0.23,null,null,null,null,null,null,null,"n91"]
[1087,null,"STEROWNICZE","SB4215",5902956027245,"BiT 500®C","18x2x1,0",null,"BITNER","KMT",1,59890,"PLN",0.23,null,null,null,null,null,null,null,"n91"]
[1088,null,"STEROWNICZE","SB4216",5902956027252,"BiT 500®C","20x2x1,0",null,"BITNER","KMT",1,65820,"PLN",0.23,null,null,null,null,null,null,null,"n91"]
[1089,null,"STEROWNICZE","SB4217",5902956027269,"BiT 500®C","24x2x1,0",null,"BITNER","KMT",1,76800,"PLN",0.23,null,null,null,null,null,null,null,"n91"]
[1090,null,"STEROWNICZE","SB4218",5902956027276,"BiT 500®C","2x2x1,5",null,"BITNER","KMT",1,13520,"PLN",0.23,null,null,null,null,null,null,null,"n91"]
[1091,null,"STEROWNICZE","SB4219",5902956027283,"BiT 500®C","3x2x1,5",null,"BITNER","KMT",1,18070,"PLN",0.23,null,null,null,null,null,null,null,"n91"]
[1092,null,"STEROWNICZE","SB4220",5902956027290,"BiT 500®C","4x2x1,5",null,"BITNER","KMT",1,22270,"PLN",0.23,null,null,null,null,null,null,null,"n91"]
[1093,null,"STEROWNICZE","SB4221",5902956027306,"BiT 500®C","5x2x1,5",null,"BITNER","KMT",1,27140,"PLN",0.23,null,null,null,null,null,null,null,"n91"]
[1094,null,"STEROWNICZE","SB4222",5902956027313,"BiT 500®C","6x2x1,5",null,"BITNER","KMT",1,30960,"PLN",0.23,null,null,null,null,null,null,null,"n91"]
[1095,null,"STEROWNICZE","SB4223",5902956027320,"BiT 500®C","7x2x1,5",null,"BITNER","KMT",1,36230,"PLN",0.23,null,null,null,null,null,null,null,"n91"]
[1096,null,"STEROWNICZE","SB4224",5902956027337,"BiT 500®C","8x2x1,5",null,"BITNER","KMT",1,40600,"PLN",0.23,null,null,null,null,null,null,null,"n91"]
[1097,null,"STEROWNICZE","SB4225",5902956027344,"BiT 500®C","10x2x1,5",null,"BITNER","KMT",1,49160,"PLN",0.23,null,null,null,null,null,null,null,"n91"]
[1098,null,"STEROWNICZE","SB4226",5902956027351,"BiT 500®C","12x2x1,5",null,"BITNER","KMT",1,57670,"PLN",0.23,null,null,null,null,null,null,null,"n91"]
[1099,null,"STEROWNICZE","SB4227",5902956027368,"BiT 500®C","14x2x1,5",null,"BITNER","KMT",1,66420,"PLN",0.23,null,null,null,null,null,null,null,"n91"]
[1100,null,"STEROWNICZE","SB4228",5902956027375,"BiT 500®C","16x2x1,5",null,"BITNER","KMT",1,75340,"PLN",0.23,null,null,null,null,null,null,null,"n91"]
[1101,null,"STEROWNICZE","SB4229",5902956027382,"BiT 500®C","18x2x1,5",null,"BITNER","KMT",1,83860,"PLN",0.23,null,null,null,null,null,null,null,"n91"]
[1102,null,"STEROWNICZE","SB4230",5902956027399,"BiT 500®C","20x2x1,5",null,"BITNER","KMT",1,91910,"PLN",0.23,null,null,null,null,null,null,null,"n91"]
[1103,null,"STEROWNICZE","SB4231",5902956027405,"BiT 500®C","24x2x1,5",null,"BITNER","KMT",1,107710,"PLN",0.23,null,null,null,null,null,null,null,"n91"]
[1104,null,"STEROWNICZE","SB4232",5902956027412,"BiT 500®C","2x2x2,5",null,"BITNER","KMT",1,19980,"PLN",0.23,null,null,null,null,null,null,null,"n91"]
[1105,null,"STEROWNICZE","SB4233",5902956027429,"BiT 500®C","3x2x2,5",null,"BITNER","KMT",1,26670,"PLN",0.23,null,null,null,null,null,null,null,"n91"]
[1106,null,"STEROWNICZE","SB4234",5902956027436,"BiT 500®C","4x2x2,5",null,"BITNER","KMT",1,33940,"PLN",0.23,null,null,null,null,null,null,null,"n91"]
[1107,null,"STEROWNICZE","SB4235",5902956027443,"BiT 500®C","5x2x2,5",null,"BITNER","KMT",1,41420,"PLN",0.23,null,null,null,null,null,null,null,"n91"]
[1108,null,"STEROWNICZE","SB4236",5902956027450,"BiT 500®C","6x2x2,5",null,"BITNER","KMT",1,47760,"PLN",0.23,null,null,null,null,null,null,null,"n91"]
[1109,null,"STEROWNICZE","SB4237",5902956027467,"BiT 500®C","7x2x2,5",null,"BITNER","KMT",1,55650,"PLN",0.23,null,null,null,null,null,null,null,"n91"]
[1110,null,"STEROWNICZE","SB4238",5902956027474,"BiT 500®C","8x2x2,5",null,"BITNER","KMT",1,62530,"PLN",0.23,null,null,null,null,null,null,null,"n91"]
[1111,null,"STEROWNICZE","SB4239",5902956027481,"BiT 500®C","10x2x2,5",null,"BITNER","KMT",1,76400,"PLN",0.23,null,null,null,null,null,null,null,"n91"]
[1112,null,"STEROWNICZE","SB4240",5902956027498,"BiT 500®C","12x2x2,5",null,"BITNER","KMT",1,89860,"PLN",0.23,null,null,null,null,null,null,null,"n91"]
[1113,null,"STEROWNICZE","SB4241",5902956027504,"BiT 500®C","14x2x2,5",null,"BITNER","KMT",1,104130,"PLN",0.23,null,null,null,null,null,null,null,"n91"]
[1114,null,"STEROWNICZE","SB4242",5902956027511,"BiT 500®C","16x2x2,5",null,"BITNER","KMT",1,118310,"PLN",0.23,null,null,null,null,null,null,null,"n91"]
[1115,null,"STEROWNICZE","S54300",5902956027528,"BiT 500®CY","2x0,5",null,"BITNER","KMT",1,4240,"PLN",0.23,null,null,null,null,null,null,null,"n91"]
[1116,null,"STEROWNICZE","S54301",5902956027535,"BiT 500®CY","3G0,5",null,"BITNER","KMT",1,5090,"PLN",0.23,null,null,null,null,null,null,null,"n91"]
[1117,null,"STEROWNICZE","S54302",5902956027542,"BiT 500®CY","4G0,5",null,"BITNER","KMT",1,6040,"PLN",0.23,null,null,null,null,null,null,null,"n91"]
[1118,null,"STEROWNICZE","S54303",5902956027559,"BiT 500®CY","5G0,5",null,"BITNER","KMT",1,8150,"PLN",0.23,null,null,null,null,null,null,null,"n91"]
[1119,null,"STEROWNICZE","S54304",5902956027566,"BiT 500®CY","6G0,5",null,"BITNER","KMT",1,9570,"PLN",0.23,null,null,null,null,null,null,null,"n91"]
[1120,null,"STEROWNICZE","S54305",5902956027573,"BiT 500®CY","7G0,5",null,"BITNER","KMT",1,10180,"PLN",0.23,null,null,null,null,null,null,null,"n91"]
[1121,null,"STEROWNICZE","S54306",5902956027580,"BiT 500®CY","8G0,5",null,"BITNER","KMT",1,11760,"PLN",0.23,null,null,null,null,null,null,null,"n91"]
[1122,null,"STEROWNICZE","S54307",5902956027597,"BiT 500®CY","10G0,5",null,"BITNER","KMT",1,14200,"PLN",0.23,null,null,null,null,null,null,null,"n91"]
[1123,null,"STEROWNICZE","S54308",5902956027603,"BiT 500®CY","12G0,5",null,"BITNER","KMT",1,15390,"PLN",0.23,null,null,null,null,null,null,null,"n91"]
[1124,null,"STEROWNICZE","S54309",5902956027610,"BiT 500®CY","14G0,5",null,"BITNER","KMT",1,17070,"PLN",0.23,null,null,null,null,null,null,null,"n91"]
[1125,null,"STEROWNICZE","S54310",5902956027627,"BiT 500®CY","16G0,5",null,"BITNER","KMT",1,18920,"PLN",0.23,null,null,null,null,null,null,null,"n91"]
[1126,null,"STEROWNICZE","S54311",5902956027634,"BiT 500®CY","18G0,5",null,"BITNER","KMT",1,20870,"PLN",0.23,null,null,null,null,null,null,null,"n91"]
[1127,null,"STEROWNICZE","S54312",5902956027641,"BiT 500®CY","19G0,5",null,"BITNER","KMT",1,21380,"PLN",0.23,null,null,null,null,null,null,null,"n91"]
[1128,null,"STEROWNICZE","S54314",5902956027658,"BiT 500®CY","21G0,5",null,"BITNER","KMT",1,23330,"PLN",0.23,null,null,null,null,null,null,null,"n91"]
[1129,null,"STEROWNICZE","S54260",5902956027665,"BiT 500®CY","25G0,5",null,"BITNER","KMT",1,27430,"PLN",0.23,null,null,null,null,null,null,null,"n91"]
[1130,null,"STEROWNICZE","S54316",5902956027672,"BiT 500®CY","27G0,5",null,"BITNER","KMT",1,28860,"PLN",0.23,null,null,null,null,null,null,null,"n91"]
[1131,null,"STEROWNICZE","S54317",5902956027689,"BiT 500®CY","30G0,5",null,"BITNER","KMT",1,31460,"PLN",0.23,null,null,null,null,null,null,null,"n91"]
[1132,null,"STEROWNICZE","S54318",5902956027696,"BiT 500®CY","37G0,5",null,"BITNER","KMT",1,37240,"PLN",0.23,null,null,null,null,null,null,null,"n91"]
[1133,null,"STEROWNICZE","S54319",5902956027702,"BiT 500®CY","2x0,75",null,"BITNER","KMT",1,5140,"PLN",0.23,null,null,null,null,null,null,null,"n91"]
[1134,null,"STEROWNICZE","S54320",5902956027719,"BiT 500®CY","3G0,75",null,"BITNER","KMT",1,6300,"PLN",0.23,null,null,null,null,null,null,null,"n91"]
[1135,null,"STEROWNICZE","S54321",5902956027726,"BiT 500®CY","4G0,75",null,"BITNER","KMT",1,8690,"PLN",0.23,null,null,null,null,null,null,null,"n91"]
[1136,null,"STEROWNICZE","S54322",5902956027733,"BiT 500®CY","5G0,75",null,"BITNER","KMT",1,10490,"PLN",0.23,null,null,null,null,null,null,null,"n91"]
[1137,null,"STEROWNICZE","S54323",5902956027740,"BiT 500®CY","6G0,75",null,"BITNER","KMT",1,11990,"PLN",0.23,null,null,null,null,null,null,null,"n91"]
[1138,null,"STEROWNICZE","S54324",5902956027757,"BiT 500®CY","7G0,75",null,"BITNER","KMT",1,12900,"PLN",0.23,null,null,null,null,null,null,null,"n91"]
[1139,null,"STEROWNICZE","S54325",5902956027764,"BiT 500®CY","8G0,75",null,"BITNER","KMT",1,14310,"PLN",0.23,null,null,null,null,null,null,null,"n91"]
[1140,null,"STEROWNICZE","S54326",5902956027771,"BiT 500®CY","10G0,75",null,"BITNER","KMT",1,18100,"PLN",0.23,null,null,null,null,null,null,null,"n91"]
[1141,null,"STEROWNICZE","S54327",5902956027788,"BiT 500®CY","12G0,75",null,"BITNER","KMT",1,19820,"PLN",0.23,null,null,null,null,null,null,null,"n91"]
[1142,null,"STEROWNICZE","S54328",5902956027795,"BiT 500®CY","14G0,75",null,"BITNER","KMT",1,22240,"PLN",0.23,null,null,null,null,null,null,null,"n91"]
[1143,null,"STEROWNICZE","S54329",5902956027801,"BiT 500®CY","16G0,75",null,"BITNER","KMT",1,24950,"PLN",0.23,null,null,null,null,null,null,null,"n91"]
[1144,null,"STEROWNICZE","S54330",5902956027818,"BiT 500®CY","18G0,75",null,"BITNER","KMT",1,27480,"PLN",0.23,null,null,null,null,null,null,null,"n91"]
[1145,null,"STEROWNICZE","S54331",5902956027825,"BiT 500®CY","19G0,75",null,"BITNER","KMT",1,28370,"PLN",0.23,null,null,null,null,null,null,null,"n91"]
[1146,null,"STEROWNICZE","S54333",5902956027832,"BiT 500®CY","21G0,75",null,"BITNER","KMT",1,30840,"PLN",0.23,null,null,null,null,null,null,null,"n91"]
[1147,null,"STEROWNICZE","S54275",5902956027849,"BiT 500®CY","25G0,75",null,"BITNER","KMT",1,38910,"PLN",0.23,null,null,null,null,null,null,null,"n91"]
[1148,null,"STEROWNICZE","S54335",5902956027856,"BiT 500®CY","2x1,0",null,"BITNER","KMT",1,5950,"PLN",0.23,null,null,null,null,null,null,null,"n91"]
[1149,null,"STEROWNICZE","S54336",5902956027863,"BiT 500®CY","3G1,0",null,"BITNER","KMT",1,8630,"PLN",0.23,null,null,null,null,null,null,null,"n91"]
[1150,null,"STEROWNICZE","S54337",5902956027870,"BiT 500®CY","4G1,0",null,"BITNER","KMT",1,10570,"PLN",0.23,null,null,null,null,null,null,null,"n91"]
[1151,null,"STEROWNICZE","S54338",5902956027887,"BiT 500®CY","5G1,0",null,"BITNER","KMT",1,12420,"PLN",0.23,null,null,null,null,null,null,null,"n91"]
[1152,null,"STEROWNICZE","S54339",5902956027894,"BiT 500®CY","6G1,0",null,"BITNER","KMT",1,14030,"PLN",0.23,null,null,null,null,null,null,null,"n91"]
[1153,null,"STEROWNICZE","S54340",5902956027900,"BiT 500®CY","7G1,0",null,"BITNER","KMT",1,15220,"PLN",0.23,null,null,null,null,null,null,null,"n91"]
[1154,null,"STEROWNICZE","S54341",5902956027917,"BiT 500®CY","8G1,0",null,"BITNER","KMT",1,17670,"PLN",0.23,null,null,null,null,null,null,null,"n91"]
[1155,null,"STEROWNICZE","S54342",5902956027924,"BiT 500®CY","10G1,0",null,"BITNER","KMT",1,22690,"PLN",0.23,null,null,null,null,null,null,null,"n91"]
[1156,null,"STEROWNICZE","S54343",5902956027931,"BiT 500®CY","12G1,0",null,"BITNER","KMT",1,24140,"PLN",0.23,null,null,null,null,null,null,null,"n91"]
[1157,null,"STEROWNICZE","S54344",5902956027948,"BiT 500®CY","14G1,0",null,"BITNER","KMT",1,27300,"PLN",0.23,null,null,null,null,null,null,null,"n91"]
[1158,null,"STEROWNICZE","S54345",5902956027955,"BiT 500®CY","16G1,0",null,"BITNER","KMT",1,30540,"PLN",0.23,null,null,null,null,null,null,null,"n91"]
[1159,null,"STEROWNICZE","S54346",5902956027962,"BiT 500®CY","18G1,0",null,"BITNER","KMT",1,33740,"PLN",0.23,null,null,null,null,null,null,null,"n91"]
[1160,null,"STEROWNICZE","S54347",5902956027979,"BiT 500®CY","19G1,0",null,"BITNER","KMT",1,34930,"PLN",0.23,null,null,null,null,null,null,null,"n91"]
[1161,null,"STEROWNICZE","S54349",5902956027986,"BiT 500®CY","21G1,0",null,"BITNER","KMT",1,38450,"PLN",0.23,null,null,null,null,null,null,null,"n91"]
[1162,null,"STEROWNICZE","S54290",5902956027993,"BiT 500®CY","25G1,0",null,"BITNER","KMT",1,46280,"PLN",0.23,null,null,null,null,null,null,null,"n91"]
[1163,null,"STEROWNICZE","S54351",5902956028006,"BiT 500®CY","2x1,5",null,"BITNER","KMT",1,8880,"PLN",0.23,null,null,null,null,null,null,null,"n91"]
[1164,null,"STEROWNICZE","S54352",5902956028013,"BiT 500®CY","3G1,5",null,"BITNER","KMT",1,11240,"PLN",0.23,null,null,null,null,null,null,null,"n91"]
[1165,null,"STEROWNICZE","S54353",5902956028020,"BiT 500®CY","4G1,5",null,"BITNER","KMT",1,13540,"PLN",0.23,null,null,null,null,null,null,null,"n91"]
[1166,null,"STEROWNICZE","S54354",5902956028037,"BiT 500®CY","5G1,5",null,"BITNER","KMT",1,15960,"PLN",0.23,null,null,null,null,null,null,null,"n91"]
[1167,null,"STEROWNICZE","S54355",5902956028044,"BiT 500®CY","6G1,5",null,"BITNER","KMT",1,18550,"PLN",0.23,null,null,null,null,null,null,null,"n91"]
[1168,null,"STEROWNICZE","S54356",5902956028051,"BiT 500®CY","7G1,5",null,"BITNER","KMT",1,20260,"PLN",0.23,null,null,null,null,null,null,null,"n91"]
[1169,null,"STEROWNICZE","S54357",5902956028068,"BiT 500®CY","8G1,5",null,"BITNER","KMT",1,23110,"PLN",0.23,null,null,null,null,null,null,null,"n91"]
[1170,null,"STEROWNICZE","S54358",5902956028075,"BiT 500®CY","10G1,5",null,"BITNER","KMT",1,29060,"PLN",0.23,null,null,null,null,null,null,null,"n91"]
[1171,null,"STEROWNICZE","S54359",5902956028082,"BiT 500®CY","12G1,5",null,"BITNER","KMT",1,32530,"PLN",0.23,null,null,null,null,null,null,null,"n91"]
[1172,null,"STEROWNICZE","S54360",5902956028099,"BiT 500®CY","2x2,5",null,"BITNER","KMT",1,12460,"PLN",0.23,null,null,null,null,null,null,null,"n91"]
[1173,null,"STEROWNICZE","S54361",5902956028105,"BiT 500®CY","3G2,5",null,"BITNER","KMT",1,15700,"PLN",0.23,null,null,null,null,null,null,null,"n91"]
[1174,null,"STEROWNICZE","S54362",5902956028112,"BiT 500®CY","4G2,5",null,"BITNER","KMT",1,19550,"PLN",0.23,null,null,null,null,null,null,null,"n91"]
[1175,null,"STEROWNICZE","S54363",5902956028129,"BiT 500®CY","5G2,5",null,"BITNER","KMT",1,23380,"PLN",0.23,null,null,null,null,null,null,null,"n91"]
[1176,null,"STEROWNICZE","S54365",5902956028143,"BiT 500®CY","7G2,5",null,"BITNER","KMT",1,30320,"PLN",0.23,null,null,null,null,null,null,null,"n91"]
[1177,null,"STEROWNICZE","S54367",5902956028150,"BiT 500®CY","10G2,5",null,"BITNER","KMT",1,43730,"PLN",0.23,null,null,null,null,null,null,null,"n91"]
[1178,null,"STEROWNICZE","S54368",5902956028167,"BiT 500®CY","12G2,5",null,"BITNER","KMT",1,49460,"PLN",0.23,null,null,null,null,null,null,null,"n91"]
[1179,null,"STEROWNICZE","SB0250",5902956028815,"BiT 500®(St)","2x0,5",null,"BITNER","KMT",1,2560,"PLN",0.23,null,null,null,null,null,null,null,"n91"]
[1180,null,"STEROWNICZE","SB0251",5902956028822,"BiT 500®(St)","3G0,5",null,"BITNER","KMT",1,3200,"PLN",0.23,null,null,null,null,null,null,null,"n91"]
[1181,null,"STEROWNICZE","SB0252",5902956028839,"BiT 500®(St)","3x0,5",null,"BITNER","KMT",1,3520,"PLN",0.23,null,null,null,null,null,null,null,"n91"]
[1182,null,"STEROWNICZE","SB0253",5902956028846,"BiT 500®(St)","4G0,5",null,"BITNER","KMT",1,3930,"PLN",0.23,null,null,null,null,null,null,null,"n91"]
[1183,null,"STEROWNICZE","SB0254",5902956028853,"BiT 500®(St)","4x0,5",null,"BITNER","KMT",1,4320,"PLN",0.23,null,null,null,null,null,null,null,"n91"]
[1184,null,"STEROWNICZE","SB0255",5902956028860,"BiT 500®(St)","5G0,5",null,"BITNER","KMT",1,4730,"PLN",0.23,null,null,null,null,null,null,null,"n91"]
[1185,null,"STEROWNICZE","SB0256",5902956028877,"BiT 500®(St)","5x0,5",null,"BITNER","KMT",1,5210,"PLN",0.23,null,null,null,null,null,null,null,"n91"]
[1186,null,"STEROWNICZE","SB0257",5902956028884,"BiT 500®(St)","6G0,5",null,"BITNER","KMT",1,5540,"PLN",0.23,null,null,null,null,null,null,null,"n91"]
[1187,null,"STEROWNICZE","SB0258",5902956028891,"BiT 500®(St)","7G0,5",null,"BITNER","KMT",1,6150,"PLN",0.23,null,null,null,null,null,null,null,"n91"]
[1188,null,"STEROWNICZE","SB0259",5902956028907,"BiT 500®(St)","7x0,5",null,"BITNER","KMT",1,6760,"PLN",0.23,null,null,null,null,null,null,null,"n91"]
[1189,null,"STEROWNICZE","SB0260",5902956028914,"BiT 500®(St)","8G0,5",null,"BITNER","KMT",1,6980,"PLN",0.23,null,null,null,null,null,null,null,"n91"]
[1190,null,"STEROWNICZE","SB0261",5902956028921,"BiT 500®(St)","8x0,5",null,"BITNER","KMT",1,7680,"PLN",0.23,null,null,null,null,null,null,null,"n91"]
[1191,null,"STEROWNICZE","SB0262",5902956028938,"BiT 500®(St)","10G0,5",null,"BITNER","KMT",1,8790,"PLN",0.23,null,null,null,null,null,null,null,"n91"]
[1192,null,"STEROWNICZE","SB0263",5902956028945,"BiT 500®(St)","12G0,5",null,"BITNER","KMT",1,9990,"PLN",0.23,null,null,null,null,null,null,null,"n91"]
[1193,null,"STEROWNICZE","SB0264",5902956028952,"BiT 500®(St)","12x0,5",null,"BITNER","KMT",1,10990,"PLN",0.23,null,null,null,null,null,null,null,"n91"]
[1194,null,"STEROWNICZE","SB0265",5902956028969,"BiT 500®(St)","14G0,5",null,"BITNER","KMT",1,11400,"PLN",0.23,null,null,null,null,null,null,null,"n91"]
[1195,null,"STEROWNICZE","SB0266",5902956028976,"BiT 500®(St)","16G0,5",null,"BITNER","KMT",1,12910,"PLN",0.23,null,null,null,null,null,null,null,"n91"]
[1196,null,"STEROWNICZE","SB0267",5902956028983,"BiT 500®(St)","18G0,5",null,"BITNER","KMT",1,14570,"PLN",0.23,null,null,null,null,null,null,null,"n91"]
[1197,null,"STEROWNICZE","SB0268",5902956028990,"BiT 500®(St)","19G0,5",null,"BITNER","KMT",1,15100,"PLN",0.23,null,null,null,null,null,null,null,"n91"]
[1198,null,"STEROWNICZE","SB0269",5902956029003,"BiT 500®(St)","21G0,5",null,"BITNER","KMT",1,16580,"PLN",0.23,null,null,null,null,null,null,null,"n91"]
[1199,null,"STEROWNICZE","SB0270",5902956029010,"BiT 500®(St)","25G0,5",null,"BITNER","KMT",1,19770,"PLN",0.23,null,null,null,null,null,null,null,"n91"]
[1200,null,"STEROWNICZE","SB0271",5902956029027,"BiT 500®(St)","27G0,5",null,"BITNER","KMT",1,20950,"PLN",0.23,null,null,null,null,null,null,null,"n91"]
[1201,null,"STEROWNICZE","SB0272",5902956029034,"BiT 500®(St)","30G0,5",null,"BITNER","KMT",1,23090,"PLN",0.23,null,null,null,null,null,null,null,"n91"]
[1202,null,"STEROWNICZE","SB0273",5902956029041,"BiT 500®(St)","34G0,5",null,"BITNER","KMT",1,26220,"PLN",0.23,null,null,null,null,null,null,null,"n91"]
[1203,null,"STEROWNICZE","SB0274",5902956029058,"BiT 500®(St)","37G0,5",null,"BITNER","KMT",1,28020,"PLN",0.23,null,null,null,null,null,null,null,"n91"]
[1204,null,"STEROWNICZE","SB0275",5902956029065,"BiT 500®(St)","40G0,5",null,"BITNER","KMT",1,30490,"PLN",0.23,null,null,null,null,null,null,null,"n91"]
[1205,null,"STEROWNICZE","SB0276",5902956029072,"BiT 500®(St)","42G0,5",null,"BITNER","KMT",1,32190,"PLN",0.23,null,null,null,null,null,null,null,"n91"]
[1206,null,"STEROWNICZE","SB0277",5902956029089,"BiT 500®(St)","50G0,5",null,"BITNER","KMT",1,37940,"PLN",0.23,null,null,null,null,null,null,null,"n91"]
[1207,null,"STEROWNICZE","SB0278",5902956029096,"BiT 500®(St)","56G0,5",null,"BITNER","KMT",1,42020,"PLN",0.23,null,null,null,null,null,null,null,"n91"]
[1208,null,"STEROWNICZE","SB0279",5902956029102,"BiT 500®(St)","61G0,5",null,"BITNER","KMT",1,45460,"PLN",0.23,null,null,null,null,null,null,null,"n91"]
[1209,null,"STEROWNICZE","SB0280",5902956029119,"BiT 500®(St)","2x0,75",null,"BITNER","KMT",1,3240,"PLN",0.23,null,null,null,null,null,null,null,"n91"]
[1210,null,"STEROWNICZE","SB0281",5902956029126,"BiT 500®(St)","3G0,75",null,"BITNER","KMT",1,4200,"PLN",0.23,null,null,null,null,null,null,null,"n91"]
[1211,null,"STEROWNICZE","SB0282",5902956029133,"BiT 500®(St)","3x0,75",null,"BITNER","KMT",1,4620,"PLN",0.23,null,null,null,null,null,null,null,"n91"]
[1212,null,"STEROWNICZE","SB0283",5902956029140,"BiT 500®(St)","4G0,75",null,"BITNER","KMT",1,5250,"PLN",0.23,null,null,null,null,null,null,null,"n91"]
[1213,null,"STEROWNICZE","SB0284",5902956029157,"BiT 500®(St)","4x0,75",null,"BITNER","KMT",1,5780,"PLN",0.23,null,null,null,null,null,null,null,"n91"]
[1214,null,"STEROWNICZE","SB0285",5902956029164,"BiT 500®(St)","5G0,75",null,"BITNER","KMT",1,6430,"PLN",0.23,null,null,null,null,null,null,null,"n91"]
[1215,null,"STEROWNICZE","SB0286",5902956029171,"BiT 500®(St)","5x0,75",null,"BITNER","KMT",1,7070,"PLN",0.23,null,null,null,null,null,null,null,"n91"]
[1216,null,"STEROWNICZE","SB0287",5902956029188,"BiT 500®(St)","6G0,75",null,"BITNER","KMT",1,7540,"PLN",0.23,null,null,null,null,null,null,null,"n91"]
[1217,null,"STEROWNICZE","SB0288",5902956029195,"BiT 500®(St)","6x0,75",null,"BITNER","KMT",1,8290,"PLN",0.23,null,null,null,null,null,null,null,"n91"]
[1218,null,"STEROWNICZE","SB0289",5902956029201,"BiT 500®(St)","7G0,75",null,"BITNER","KMT",1,8420,"PLN",0.23,null,null,null,null,null,null,null,"n91"]
[1219,null,"STEROWNICZE","SB0290",5902956029218,"BiT 500®(St)","7x0,75",null,"BITNER","KMT",1,9270,"PLN",0.23,null,null,null,null,null,null,null,"n91"]
[1220,null,"STEROWNICZE","SB0291",5902956029225,"BiT 500®(St)","8G0,75",null,"BITNER","KMT",1,9750,"PLN",0.23,null,null,null,null,null,null,null,"n91"]
[1221,null,"STEROWNICZE","SB0292",5902956029232,"BiT 500®(St)","8x0,75",null,"BITNER","KMT",1,10720,"PLN",0.23,null,null,null,null,null,null,null,"n91"]
[1222,null,"STEROWNICZE","SB0293",5902956029249,"BiT 500®(St)","10G0,75",null,"BITNER","KMT",1,12100,"PLN",0.23,null,null,null,null,null,null,null,"n91"]
[1223,null,"STEROWNICZE","SB0294",5902956029256,"BiT 500®(St)","12G0,75",null,"BITNER","KMT",1,13890,"PLN",0.23,null,null,null,null,null,null,null,"n91"]
[1224,null,"STEROWNICZE","SB0295",5902956029263,"BiT 500®(St)","12x0,75",null,"BITNER","KMT",1,15280,"PLN",0.23,null,null,null,null,null,null,null,"n91"]
[1225,null,"STEROWNICZE","SB0296",5902956029270,"BiT 500®(St)","14G0,75",null,"BITNER","KMT",1,16080,"PLN",0.23,null,null,null,null,null,null,null,"n91"]
[1226,null,"STEROWNICZE","SB0297",5902956029287,"BiT 500®(St)","16G0,75",null,"BITNER","KMT",1,18220,"PLN",0.23,null,null,null,null,null,null,null,"n91"]
[1227,null,"STEROWNICZE","SB0298",5902956029294,"BiT 500®(St)","18G0,75",null,"BITNER","KMT",1,20350,"PLN",0.23,null,null,null,null,null,null,null,"n91"]
[1228,null,"STEROWNICZE","SB0299",5902956029300,"BiT 500®(St)","19G0,75",null,"BITNER","KMT",1,21240,"PLN",0.23,null,null,null,null,null,null,null,"n91"]
[1229,null,"STEROWNICZE","SB0300",5902956029317,"BiT 500®(St)","21G0,75",null,"BITNER","KMT",1,23370,"PLN",0.23,null,null,null,null,null,null,null,"n91"]
[1230,null,"STEROWNICZE","SB0301",5902956029324,"BiT 500®(St)","25G0,75",null,"BITNER","KMT",1,27900,"PLN",0.23,null,null,null,null,null,null,null,"n91"]
[1231,null,"STEROWNICZE","SB0302",5902956029331,"BiT 500®(St)","27G0,75",null,"BITNER","KMT",1,29690,"PLN",0.23,null,null,null,null,null,null,null,"n91"]
[1232,null,"STEROWNICZE","SB0303",5902956029348,"BiT 500®(St)","30G0,75",null,"BITNER","KMT",1,32750,"PLN",0.23,null,null,null,null,null,null,null,"n91"]
[1233,null,"STEROWNICZE","SB0304",5902956029355,"BiT 500®(St)","34G0,75",null,"BITNER","KMT",1,37560,"PLN",0.23,null,null,null,null,null,null,null,"n91"]
[1234,null,"STEROWNICZE","SB0305",5902956029362,"BiT 500®(St)","37G0,75",null,"BITNER","KMT",1,40230,"PLN",0.23,null,null,null,null,null,null,null,"n91"]
[1235,null,"STEROWNICZE","SB0306",5902956029379,"BiT 500®(St)","40G0,75",null,"BITNER","KMT",1,43380,"PLN",0.23,null,null,null,null,null,null,null,"n91"]
[1236,null,"STEROWNICZE","SB0307",5902956029386,"BiT 500®(St)","42G0,75",null,"BITNER","KMT",1,45960,"PLN",0.23,null,null,null,null,null,null,null,"n91"]
[1237,null,"STEROWNICZE","SB0308",5902956029393,"BiT 500®(St)","50G0,75",null,"BITNER","KMT",1,54080,"PLN",0.23,null,null,null,null,null,null,null,"n91"]
[1238,null,"STEROWNICZE","SB0309",5902956029409,"BiT 500®(St)","56G0,75",null,"BITNER","KMT",1,60030,"PLN",0.23,null,null,null,null,null,null,null,"n91"]
[1239,null,"STEROWNICZE","SB0310",5902956029416,"BiT 500®(St)","61G0,75",null,"BITNER","KMT",1,65060,"PLN",0.23,null,null,null,null,null,null,null,"n91"]
[1240,null,"STEROWNICZE","SB0311",5902956029423,"BiT 500®(St)","2x1,0",null,"BITNER","KMT",1,4230,"PLN",0.23,null,null,null,null,null,null,null,"n91"]
[1241,null,"STEROWNICZE","SB0312",5902956029430,"BiT 500®(St)","3G1,0",null,"BITNER","KMT",1,5500,"PLN",0.23,null,null,null,null,null,null,null,"n91"]
[1242,null,"STEROWNICZE","SB0313",5902956029447,"BiT 500®(St)","3x1,0",null,"BITNER","KMT",1,6050,"PLN",0.23,null,null,null,null,null,null,null,"n91"]
[1243,null,"STEROWNICZE","SB0314",5902956029454,"BiT 500®(St)","4G1,0",null,"BITNER","KMT",1,6940,"PLN",0.23,null,null,null,null,null,null,null,"n91"]
[1244,null,"STEROWNICZE","SB0315",5902956029461,"BiT 500®(St)","4x1,0",null,"BITNER","KMT",1,7640,"PLN",0.23,null,null,null,null,null,null,null,"n91"]
[1245,null,"STEROWNICZE","SB0316",5902956029478,"BiT 500®(St)","5G1,0",null,"BITNER","KMT",1,8380,"PLN",0.23,null,null,null,null,null,null,null,"n91"]
[1246,null,"STEROWNICZE","SB0317",5902956029485,"BiT 500®(St)","5x1,0",null,"BITNER","KMT",1,9220,"PLN",0.23,null,null,null,null,null,null,null,"n91"]
[1247,null,"STEROWNICZE","SB0318",5902956029492,"BiT 500®(St)","6G1,0",null,"BITNER","KMT",1,9820,"PLN",0.23,null,null,null,null,null,null,null,"n91"]
[1248,null,"STEROWNICZE","SB0319",5902956029508,"BiT 500®(St)","6x1,0",null,"BITNER","KMT",1,10800,"PLN",0.23,null,null,null,null,null,null,null,"n91"]
[1249,null,"STEROWNICZE","SB0320",5902956029515,"BiT 500®(St)","7G1,0",null,"BITNER","KMT",1,11010,"PLN",0.23,null,null,null,null,null,null,null,"n91"]
[1250,null,"STEROWNICZE","SB0321",5902956029522,"BiT 500®(St)","7x1,0",null,"BITNER","KMT",1,12110,"PLN",0.23,null,null,null,null,null,null,null,"n91"]
[1251,null,"STEROWNICZE","SB0322",5902956029539,"BiT 500®(St)","8G1,0",null,"BITNER","KMT",1,12690,"PLN",0.23,null,null,null,null,null,null,null,"n91"]
[1252,null,"STEROWNICZE","SB0323",5902956029546,"BiT 500®(St)","10G1,0",null,"BITNER","KMT",1,15800,"PLN",0.23,null,null,null,null,null,null,null,"n91"]
[1253,null,"STEROWNICZE","SB0324",5902956029553,"BiT 500®(St)","10x1,0",null,"BITNER","KMT",1,17380,"PLN",0.23,null,null,null,null,null,null,null,"n91"]
[1254,null,"STEROWNICZE","SB0325",5902956029560,"BiT 500®(St)","12G1,0",null,"BITNER","KMT",1,18230,"PLN",0.23,null,null,null,null,null,null,null,"n91"]
[1255,null,"STEROWNICZE","SB0326",5902956029577,"BiT 500®(St)","12x1,0",null,"BITNER","KMT",1,20060,"PLN",0.23,null,null,null,null,null,null,null,"n91"]
[1256,null,"STEROWNICZE","SB0327",5902956029584,"BiT 500®(St)","14G1,0",null,"BITNER","KMT",1,20930,"PLN",0.23,null,null,null,null,null,null,null,"n91"]
[1257,null,"STEROWNICZE","SB0328",5902956029591,"BiT 500®(St)","16G1,0",null,"BITNER","KMT",1,23730,"PLN",0.23,null,null,null,null,null,null,null,"n91"]
[1258,null,"STEROWNICZE","SB0329",5902956029607,"BiT 500®(St)","18G1,0",null,"BITNER","KMT",1,26490,"PLN",0.23,null,null,null,null,null,null,null,"n91"]
[1259,null,"STEROWNICZE","SB0330",5902956029614,"BiT 500®(St)","18x1,0",null,"BITNER","KMT",1,29140,"PLN",0.23,null,null,null,null,null,null,null,"n91"]
[1260,null,"STEROWNICZE","SB0331",5902956029621,"BiT 500®(St)","19G1,0",null,"BITNER","KMT",1,27700,"PLN",0.23,null,null,null,null,null,null,null,"n91"]
[1261,null,"STEROWNICZE","SB0332",5902956029638,"BiT 500®(St)","21G1,0",null,"BITNER","KMT",1,30620,"PLN",0.23,null,null,null,null,null,null,null,"n91"]
[1262,null,"STEROWNICZE","SB0333",5902956029645,"BiT 500®(St)","25G1,0",null,"BITNER","KMT",1,36590,"PLN",0.23,null,null,null,null,null,null,null,"n91"]
[1263,null,"STEROWNICZE","SB0334",5902956029652,"BiT 500®(St)","27G1,0",null,"BITNER","KMT",1,39020,"PLN",0.23,null,null,null,null,null,null,null,"n91"]
[1264,null,"STEROWNICZE","SB0335",5902956029669,"BiT 500®(St)","30G1,0",null,"BITNER","KMT",1,43070,"PLN",0.23,null,null,null,null,null,null,null,"n91"]
[1265,null,"STEROWNICZE","SB0336",5902956029676,"BiT 500®(St)","34G1,0",null,"BITNER","KMT",1,49020,"PLN",0.23,null,null,null,null,null,null,null,"n91"]
[1266,null,"STEROWNICZE","SB0337",5902956029683,"BiT 500®(St)","37G1,0",null,"BITNER","KMT",1,52660,"PLN",0.23,null,null,null,null,null,null,null,"n91"]
[1267,null,"STEROWNICZE","SB0338",5902956029690,"BiT 500®(St)","40G1,0",null,"BITNER","KMT",1,56790,"PLN",0.23,null,null,null,null,null,null,null,"n91"]
[1268,null,"STEROWNICZE","SB0339",5902956029706,"BiT 500®(St)","42G1,0",null,"BITNER","KMT",1,59830,"PLN",0.23,null,null,null,null,null,null,null,"n91"]
[1269,null,"STEROWNICZE","SB0340",5902956029713,"BiT 500®(St)","50G1,0",null,"BITNER","KMT",1,70510,"PLN",0.23,null,null,null,null,null,null,null,"n91"]
[1270,null,"STEROWNICZE","SB0341",5902956029720,"BiT 500®(St)","56G1,0",null,"BITNER","KMT",1,78590,"PLN",0.23,null,null,null,null,null,null,null,"n91"]
[1271,null,"STEROWNICZE","SB0342",5902956029737,"BiT 500®(St)","61G1,0",null,"BITNER","KMT",1,85230,"PLN",0.23,null,null,null,null,null,null,null,"n91"]
[1272,null,"STEROWNICZE","SB0343",5902956029744,"BiT 500®(St)","2x1,5",null,"BITNER","KMT",1,5640,"PLN",0.23,null,null,null,null,null,null,null,"n91"]
[1273,null,"STEROWNICZE","SB0344",5902956029751,"BiT 500®(St)","3G1,5",null,"BITNER","KMT",1,7390,"PLN",0.23,null,null,null,null,null,null,null,"n91"]
[1274,null,"STEROWNICZE","SB0345",5902956029768,"BiT 500®(St)","3x1,5",null,"BITNER","KMT",1,8120,"PLN",0.23,null,null,null,null,null,null,null,"n91"]
[1275,null,"STEROWNICZE","SB0346",5902956029775,"BiT 500®(St)","4G1,5",null,"BITNER","KMT",1,9390,"PLN",0.23,null,null,null,null,null,null,null,"n91"]
[1276,null,"STEROWNICZE","SB0347",5902956029782,"BiT 500®(St)","4x1,5",null,"BITNER","KMT",1,10320,"PLN",0.23,null,null,null,null,null,null,null,"n91"]
[1277,null,"STEROWNICZE","SB0348",5902956029799,"BiT 500®(St)","5G1,5",null,"BITNER","KMT",1,11550,"PLN",0.23,null,null,null,null,null,null,null,"n91"]
[1278,null,"STEROWNICZE","SB0349",5902956029805,"BiT 500®(St)","5x1,5",null,"BITNER","KMT",1,12700,"PLN",0.23,null,null,null,null,null,null,null,"n91"]
[1279,null,"STEROWNICZE","SB0350",5902956029812,"BiT 500®(St)","6G1,5",null,"BITNER","KMT",1,13610,"PLN",0.23,null,null,null,null,null,null,null,"n91"]
[1280,null,"STEROWNICZE","SB0351",5902956029829,"BiT 500®(St)","6x1,5",null,"BITNER","KMT",1,14970,"PLN",0.23,null,null,null,null,null,null,null,"n91"]
[1281,null,"STEROWNICZE","SB0352",5902956029836,"BiT 500®(St)","7G1,5",null,"BITNER","KMT",1,15370,"PLN",0.23,null,null,null,null,null,null,null,"n91"]
[1282,null,"STEROWNICZE","SB0353",5902956029843,"BiT 500®(St)","7x1,5",null,"BITNER","KMT",1,16900,"PLN",0.23,null,null,null,null,null,null,null,"n91"]
[1283,null,"STEROWNICZE","SB0354",5902956029850,"BiT 500®(St)","8G1,5",null,"BITNER","KMT",1,17540,"PLN",0.23,null,null,null,null,null,null,null,"n91"]
[1284,null,"STEROWNICZE","SB0355",5902956029867,"BiT 500®(St)","10G1,5",null,"BITNER","KMT",1,21890,"PLN",0.23,null,null,null,null,null,null,null,"n91"]
[1285,null,"STEROWNICZE","SB0356",5902956029874,"BiT 500®(St)","10x1,5",null,"BITNER","KMT",1,24080,"PLN",0.23,null,null,null,null,null,null,null,"n91"]
[1286,null,"STEROWNICZE","SB0357",5902956029881,"BiT 500®(St)","12G1,5",null,"BITNER","KMT",1,25410,"PLN",0.23,null,null,null,null,null,null,null,"n91"]
[1287,null,"STEROWNICZE","SB0358",5902956029898,"BiT 500®(St)","12x1,5",null,"BITNER","KMT",1,27950,"PLN",0.23,null,null,null,null,null,null,null,"n91"]
[1288,null,"STEROWNICZE","SB0359",5902956029904,"BiT 500®(St)","14G1,5",null,"BITNER","KMT",1,29420,"PLN",0.23,null,null,null,null,null,null,null,"n91"]
[1289,null,"STEROWNICZE","SB0360",5902956029911,"BiT 500®(St)","16G1,5",null,"BITNER","KMT",1,33400,"PLN",0.23,null,null,null,null,null,null,null,"n91"]
[1290,null,"STEROWNICZE","SB0361",5902956029928,"BiT 500®(St)","18G1,5",null,"BITNER","KMT",1,37370,"PLN",0.23,null,null,null,null,null,null,null,"n91"]
[1291,null,"STEROWNICZE","SB0362",5902956029935,"BiT 500®(St)","19G1,5",null,"BITNER","KMT",1,39130,"PLN",0.23,null,null,null,null,null,null,null,"n91"]
[1292,null,"STEROWNICZE","SB0363",5902956029942,"BiT 500®(St)","21G1,5",null,"BITNER","KMT",1,43420,"PLN",0.23,null,null,null,null,null,null,null,"n91"]
[1293,null,"STEROWNICZE","SB0364",5902956029959,"BiT 500®(St)","25G1,5",null,"BITNER","KMT",1,51720,"PLN",0.23,null,null,null,null,null,null,null,"n91"]
[1294,null,"STEROWNICZE","SB0365",5902956029966,"BiT 500®(St)","27G1,5",null,"BITNER","KMT",1,55250,"PLN",0.23,null,null,null,null,null,null,null,"n91"]
[1295,null,"STEROWNICZE","SB0366",5902956029973,"BiT 500®(St)","30G1,5",null,"BITNER","KMT",1,61050,"PLN",0.23,null,null,null,null,null,null,null,"n91"]
[1296,null,"STEROWNICZE","SB0367",5902956029980,"BiT 500®(St)","34G1,5",null,"BITNER","KMT",1,69300,"PLN",0.23,null,null,null,null,null,null,null,"n91"]
[1297,null,"STEROWNICZE","SB0368",5902956029997,"BiT 500®(St)","37G1,5",null,"BITNER","KMT",1,74580,"PLN",0.23,null,null,null,null,null,null,null,"n91"]
[1298,null,"STEROWNICZE","SB0369",5902956030009,"BiT 500®(St)","40G1,5",null,"BITNER","KMT",1,80710,"PLN",0.23,null,null,null,null,null,null,null,"n91"]
[1299,null,"STEROWNICZE","SB0370",5902956030016,"BiT 500®(St)","42G1,5",null,"BITNER","KMT",1,85010,"PLN",0.23,null,null,null,null,null,null,null,"n91"]
[1300,null,"STEROWNICZE","SB0371",5902956030023,"BiT 500®(St)","50G1,5",null,"BITNER","KMT",1,100830,"PLN",0.23,null,null,null,null,null,null,null,"n91"]
[1301,null,"STEROWNICZE","SB0372",5902956030030,"BiT 500®(St)","56G1,5",null,"BITNER","KMT",1,112180,"PLN",0.23,null,null,null,null,null,null,null,"n91"]
[1302,null,"STEROWNICZE","SB0373",5902956030047,"BiT 500®(St)","61G1,5",null,"BITNER","KMT",1,121730,"PLN",0.23,null,null,null,null,null,null,null,"n91"]
[1303,null,"STEROWNICZE","SB0374",5902956030054,"BiT 500®(St)","2x2,5",null,"BITNER","KMT",1,8130,"PLN",0.23,null,null,null,null,null,null,null,"n91"]
[1304,null,"STEROWNICZE","SB0375",5902956030061,"BiT 500®(St)","3G2,5",null,"BITNER","KMT",1,11170,"PLN",0.23,null,null,null,null,null,null,null,"n91"]
[1305,null,"STEROWNICZE","SB0376",5902956030078,"BiT 500®(St)","3x2,5",null,"BITNER","KMT",1,12280,"PLN",0.23,null,null,null,null,null,null,null,"n91"]
[1306,null,"STEROWNICZE","SB0377",5902956030085,"BiT 500®(St)","4G2,5",null,"BITNER","KMT",1,14610,"PLN",0.23,null,null,null,null,null,null,null,"n91"]
[1307,null,"STEROWNICZE","SB0378",5902956030092,"BiT 500®(St)","4x2,5",null,"BITNER","KMT",1,16070,"PLN",0.23,null,null,null,null,null,null,null,"n91"]
[1308,null,"STEROWNICZE","SB0379",5902956030108,"BiT 500®(St)","5G2,5",null,"BITNER","KMT",1,17880,"PLN",0.23,null,null,null,null,null,null,null,"n91"]
[1309,null,"STEROWNICZE","SB0380",5902956030115,"BiT 500®(St)","5x2,5",null,"BITNER","KMT",1,19680,"PLN",0.23,null,null,null,null,null,null,null,"n91"]
[1310,null,"STEROWNICZE","SB0383",5902956030146,"BiT 500®(St)","7G2,5",null,"BITNER","KMT",1,24340,"PLN",0.23,null,null,null,null,null,null,null,"n91"]
[1311,null,"STEROWNICZE","SB0384",5902956030153,"BiT 500®(St)","7x2,5",null,"BITNER","KMT",1,26770,"PLN",0.23,null,null,null,null,null,null,null,"n91"]
[1312,null,"STEROWNICZE","SB0385",5902956030160,"BiT 500®(St)","10G2,5",null,"BITNER","KMT",1,35070,"PLN",0.23,null,null,null,null,null,null,null,"n91"]
[1313,null,"STEROWNICZE","SB0386",5902956030177,"BiT 500®(St)","12G2,5",null,"BITNER","KMT",1,40890,"PLN",0.23,null,null,null,null,null,null,null,"n91"]
[1314,null,"STEROWNICZE","SB0387",5902956030184,"BiT 500®(St)","12x2,5",null,"BITNER","KMT",1,44980,"PLN",0.23,null,null,null,null,null,null,null,"n91"]
[1315,null,"STEROWNICZE","SB0388",5902956030191,"BiT 500®(St)","14G2,5",null,"BITNER","KMT",1,47260,"PLN",0.23,null,null,null,null,null,null,null,"n91"]
[1316,null,"STEROWNICZE","SB0389",5902956030207,"BiT 500®(St)","16G2,5",null,"BITNER","KMT",1,53770,"PLN",0.23,null,null,null,null,null,null,null,"n91"]
[1317,null,"STEROWNICZE","SB0390",5902956030214,"BiT 500®(St)","18G2,5",null,"BITNER","KMT",1,60460,"PLN",0.23,null,null,null,null,null,null,null,"n91"]
[1318,null,"STEROWNICZE","SB0391",5902956030221,"BiT 500®(St)","21G2,5",null,"BITNER","KMT",1,69910,"PLN",0.23,null,null,null,null,null,null,null,"n91"]
[1319,null,"STEROWNICZE","SB0392",5902956030238,"BiT 500®(St)","25G2,5",null,"BITNER","KMT",1,83370,"PLN",0.23,null,null,null,null,null,null,null,"n91"]
[1320,null,"STEROWNICZE","SB0393",5902956030245,"BiT 500®(St)","30G2,5",null,"BITNER","KMT",1,98700,"PLN",0.23,null,null,null,null,null,null,null,"n91"]
[1321,null,"STEROWNICZE","SB0394",5902956030252,"BiT 500®(St)","34G2,5",null,"BITNER","KMT",1,112630,"PLN",0.23,null,null,null,null,null,null,null,"n91"]
[1322,null,"STEROWNICZE","SB0395",5902956030269,"BiT 500®(St)","37G2,5",null,"BITNER","KMT",1,121370,"PLN",0.23,null,null,null,null,null,null,null,"n91"]
[1323,null,"STEROWNICZE","SB0396",5902956030276,"BiT 500®(St)","42G2,5",null,"BITNER","KMT",1,138030,"PLN",0.23,null,null,null,null,null,null,null,"n91"]
[1324,null,"STEROWNICZE","SB0397",5902956030283,"BiT 500®(St)","50G2,5",null,"BITNER","KMT",1,163270,"PLN",0.23,null,null,null,null,null,null,null,"n91"]
[1325,null,"STEROWNICZE","SB0398",5902956030290,"BiT 500®(St)","2x4,0",null,"BITNER","KMT",1,12790,"PLN",0.23,null,null,null,null,null,null,null,"n91"]
[1326,null,"STEROWNICZE","SB0399",5902956030306,"BiT 500®(St)","3G4,0",null,"BITNER","KMT",1,17900,"PLN",0.23,null,null,null,null,null,null,null,"n91"]
[1327,null,"STEROWNICZE","SB0400",5902956030313,"BiT 500®(St)","3x4,0",null,"BITNER","KMT",1,19690,"PLN",0.23,null,null,null,null,null,null,null,"n91"]
[1328,null,"STEROWNICZE","SB0401",5902956030320,"BiT 500®(St)","4G4,0",null,"BITNER","KMT",1,23440,"PLN",0.23,null,null,null,null,null,null,null,"n91"]
[1329,null,"STEROWNICZE","SB0402",5902956030337,"BiT 500®(St)","5G4,0",null,"BITNER","KMT",1,28920,"PLN",0.23,null,null,null,null,null,null,null,"n91"]
[1330,null,"STEROWNICZE","SB0403",5902956030344,"BiT 500®(St)","7G4,0",null,"BITNER","KMT",1,39600,"PLN",0.23,null,null,null,null,null,null,null,"n91"]
[1331,null,"STEROWNICZE","SB0404",5902956030351,"BiT 500®(St)","10G4,0",null,"BITNER","KMT",1,57100,"PLN",0.23,null,null,null,null,null,null,null,"n91"]
[1332,null,"STEROWNICZE","SB0405",5902956030368,"BiT 500®(St)","12G4,0",null,"BITNER","KMT",1,66980,"PLN",0.23,null,null,null,null,null,null,null,"n91"]
[1333,null,"STEROWNICZE","SB0406",5902956030375,"BiT 500®(St)","2x2x0,5",null,"BITNER","KMT",1,4430,"PLN",0.23,null,null,null,null,null,null,null,"n91"]
[1334,null,"STEROWNICZE","SB0407",5902956030382,"BiT 500®(St)","3x2x0,5",null,"BITNER","KMT",1,5760,"PLN",0.23,null,null,null,null,null,null,null,"n91"]
[1335,null,"STEROWNICZE","SB0408",5902956030399,"BiT 500®(St)","4x2x0,5",null,"BITNER","KMT",1,7430,"PLN",0.23,null,null,null,null,null,null,null,"n91"]
[1336,null,"STEROWNICZE","SB0409",5902956030405,"BiT 500®(St)","5x2x0,5",null,"BITNER","KMT",1,9070,"PLN",0.23,null,null,null,null,null,null,null,"n91"]
[1337,null,"STEROWNICZE","SB0410",5902956030412,"BiT 500®(St)","6x2x0,5",null,"BITNER","KMT",1,10390,"PLN",0.23,null,null,null,null,null,null,null,"n91"]
[1338,null,"STEROWNICZE","SB0411",5902956030429,"BiT 500®(St)","7x2x0,5",null,"BITNER","KMT",1,12110,"PLN",0.23,null,null,null,null,null,null,null,"n91"]
[1339,null,"STEROWNICZE","SB0412",5902956030436,"BiT 500®(St)","8x2x0,5",null,"BITNER","KMT",1,13230,"PLN",0.23,null,null,null,null,null,null,null,"n91"]
[1340,null,"STEROWNICZE","SB0413",5902956030443,"BiT 500®(St)","10x2x0,5",null,"BITNER","KMT",1,16240,"PLN",0.23,null,null,null,null,null,null,null,"n91"]
[1341,null,"STEROWNICZE","SB0414",5902956030450,"BiT 500®(St)","12x2x0,5",null,"BITNER","KMT",1,19110,"PLN",0.23,null,null,null,null,null,null,null,"n91"]
[1342,null,"STEROWNICZE","SB0415",5902956030467,"BiT 500®(St)","14x2x0,5",null,"BITNER","KMT",1,21990,"PLN",0.23,null,null,null,null,null,null,null,"n91"]
[1343,null,"STEROWNICZE","SB0416",5902956030474,"BiT 500®(St)","16x2x0,5",null,"BITNER","KMT",1,25350,"PLN",0.23,null,null,null,null,null,null,null,"n91"]
[1344,null,"STEROWNICZE","SB0417",5902956030481,"BiT 500®(St)","18x2x0,5",null,"BITNER","KMT",1,28070,"PLN",0.23,null,null,null,null,null,null,null,"n91"]
[1345,null,"STEROWNICZE","SB0418",5902956030498,"BiT 500®(St)","20x2x0,5",null,"BITNER","KMT",1,31070,"PLN",0.23,null,null,null,null,null,null,null,"n91"]
[1346,null,"STEROWNICZE","SB0419",5902956030504,"BiT 500®(St)","24x2x0,5",null,"BITNER","KMT",1,36550,"PLN",0.23,null,null,null,null,null,null,null,"n91"]
[1347,null,"STEROWNICZE","SB0420",5902956030511,"BiT 500®(St)","2x2x0,75",null,"BITNER","KMT",1,5840,"PLN",0.23,null,null,null,null,null,null,null,"n91"]
[1348,null,"STEROWNICZE","SB0421",5902956030528,"BiT 500®(St)","3x2x0,75",null,"BITNER","KMT",1,7970,"PLN",0.23,null,null,null,null,null,null,null,"n91"]
[1349,null,"STEROWNICZE","SB0422",5902956030535,"BiT 500®(St)","4x2x0,75",null,"BITNER","KMT",1,10140,"PLN",0.23,null,null,null,null,null,null,null,"n91"]
[1350,null,"STEROWNICZE","SB0423",5902956030542,"BiT 500®(St)","5x2x0,75",null,"BITNER","KMT",1,12630,"PLN",0.23,null,null,null,null,null,null,null,"n91"]
[1351,null,"STEROWNICZE","SB0424",5902956030559,"BiT 500®(St)","6x2x0,75",null,"BITNER","KMT",1,14180,"PLN",0.23,null,null,null,null,null,null,null,"n91"]
[1352,null,"STEROWNICZE","SB0425",5902956030566,"BiT 500®(St)","7x2x0,75",null,"BITNER","KMT",1,16370,"PLN",0.23,null,null,null,null,null,null,null,"n91"]
[1353,null,"STEROWNICZE","SB0426",5902956030573,"BiT 500®(St)","8x2x0,75",null,"BITNER","KMT",1,18600,"PLN",0.23,null,null,null,null,null,null,null,"n91"]
[1354,null,"STEROWNICZE","SB0427",5902956030580,"BiT 500®(St)","10x2x0,75",null,"BITNER","KMT",1,22740,"PLN",0.23,null,null,null,null,null,null,null,"n91"]
[1355,null,"STEROWNICZE","SB0428",5902956030597,"BiT 500®(St)","12x2x0,75",null,"BITNER","KMT",1,27220,"PLN",0.23,null,null,null,null,null,null,null,"n91"]
[1356,null,"STEROWNICZE","SB0429",5902956030603,"BiT 500®(St)","14x2x0,75",null,"BITNER","KMT",1,31380,"PLN",0.23,null,null,null,null,null,null,null,"n91"]
[1357,null,"STEROWNICZE","SB0430",5902956030610,"BiT 500®(St)","16x2x0,75",null,"BITNER","KMT",1,35950,"PLN",0.23,null,null,null,null,null,null,null,"n91"]
[1358,null,"STEROWNICZE","SB0431",5902956030627,"BiT 500®(St)","18x2x0,75",null,"BITNER","KMT",1,39930,"PLN",0.23,null,null,null,null,null,null,null,"n91"]
[1359,null,"STEROWNICZE","SB0432",5902956030634,"BiT 500®(St)","20x2x0,75",null,"BITNER","KMT",1,44040,"PLN",0.23,null,null,null,null,null,null,null,"n91"]
[1360,null,"STEROWNICZE","SB0433",5902956030641,"BiT 500®(St)","24x2x0,75",null,"BITNER","KMT",1,52170,"PLN",0.23,null,null,null,null,null,null,null,"n91"]
[1361,null,"STEROWNICZE","SB0434",5902956030658,"BiT 500®(St)","2x2x1,0",null,"BITNER","KMT",1,7790,"PLN",0.23,null,null,null,null,null,null,null,"n91"]
[1362,null,"STEROWNICZE","SB0435",5902956030665,"BiT 500®(St)","3x2x1,0",null,"BITNER","KMT",1,10320,"PLN",0.23,null,null,null,null,null,null,null,"n91"]
[1363,null,"STEROWNICZE","SB0436",5902956030672,"BiT 500®(St)","4x2x1,0",null,"BITNER","KMT",1,13170,"PLN",0.23,null,null,null,null,null,null,null,"n91"]
[1364,null,"STEROWNICZE","SB0437",5902956030689,"BiT 500®(St)","5x2x1,0",null,"BITNER","KMT",1,15840,"PLN",0.23,null,null,null,null,null,null,null,"n91"]
[1365,null,"STEROWNICZE","SB0438",5902956030696,"BiT 500®(St)","6x2x1,0",null,"BITNER","KMT",1,18350,"PLN",0.23,null,null,null,null,null,null,null,"n91"]
[1366,null,"STEROWNICZE","SB0439",5902956030702,"BiT 500®(St)","7x2x1,0",null,"BITNER","KMT",1,21340,"PLN",0.23,null,null,null,null,null,null,null,"n91"]
[1367,null,"STEROWNICZE","SB0440",5902956030719,"BiT 500®(St)","8x2x1,0",null,"BITNER","KMT",1,24070,"PLN",0.23,null,null,null,null,null,null,null,"n91"]
[1368,null,"STEROWNICZE","SB0441",5902956030726,"BiT 500®(St)","10x2x1,0",null,"BITNER","KMT",1,29800,"PLN",0.23,null,null,null,null,null,null,null,"n91"]
[1369,null,"STEROWNICZE","SB0442",5902956030733,"BiT 500®(St)","12x2x1,0",null,"BITNER","KMT",1,35180,"PLN",0.23,null,null,null,null,null,null,null,"n91"]
[1370,null,"STEROWNICZE","SB0443",5902956030740,"BiT 500®(St)","14x2x1,0",null,"BITNER","KMT",1,40860,"PLN",0.23,null,null,null,null,null,null,null,"n91"]
[1371,null,"STEROWNICZE","SB0444",5902956030757,"BiT 500®(St)","16x2x1,0",null,"BITNER","KMT",1,46530,"PLN",0.23,null,null,null,null,null,null,null,"n91"]
[1372,null,"STEROWNICZE","SB0445",5902956030764,"BiT 500®(St)","18x2x1,0",null,"BITNER","KMT",1,51780,"PLN",0.23,null,null,null,null,null,null,null,"n91"]
[1373,null,"STEROWNICZE","SB0446",5902956030771,"BiT 500®(St)","20x2x1,0",null,"BITNER","KMT",1,57360,"PLN",0.23,null,null,null,null,null,null,null,"n91"]
[1374,null,"STEROWNICZE","SB0447",5902956030788,"BiT 500®(St)","24x2x1,0",null,"BITNER","KMT",1,67790,"PLN",0.23,null,null,null,null,null,null,null,"n91"]
[1375,null,"STEROWNICZE","SB0448",5902956030795,"BiT 500®(St)","2x2x1,5",null,"BITNER","KMT",1,10380,"PLN",0.23,null,null,null,null,null,null,null,"n91"]
[1376,null,"STEROWNICZE","SB0449",5902956030801,"BiT 500®(St)","3x2x1,5",null,"BITNER","KMT",1,13860,"PLN",0.23,null,null,null,null,null,null,null,"n91"]
[1377,null,"STEROWNICZE","SB0450",5902956030818,"BiT 500®(St)","4x2x1,5",null,"BITNER","KMT",1,17790,"PLN",0.23,null,null,null,null,null,null,null,"n91"]
[1378,null,"STEROWNICZE","SB0451",5902956030825,"BiT 500®(St)","5x2x1,5",null,"BITNER","KMT",1,22020,"PLN",0.23,null,null,null,null,null,null,null,"n91"]
[1379,null,"STEROWNICZE","SB0452",5902956030832,"BiT 500®(St)","6x2x1,5",null,"BITNER","KMT",1,25710,"PLN",0.23,null,null,null,null,null,null,null,"n91"]
[1380,null,"STEROWNICZE","SB0453",5902956030849,"BiT 500®(St)","7x2x1,5",null,"BITNER","KMT",1,30090,"PLN",0.23,null,null,null,null,null,null,null,"n91"]
[1381,null,"STEROWNICZE","SB0454",5902956030856,"BiT 500®(St)","8x2x1,5",null,"BITNER","KMT",1,33830,"PLN",0.23,null,null,null,null,null,null,null,"n91"]
[1382,null,"STEROWNICZE","SB0455",5902956030863,"BiT 500®(St)","10x2x1,5",null,"BITNER","KMT",1,41740,"PLN",0.23,null,null,null,null,null,null,null,"n91"]
[1383,null,"STEROWNICZE","SB0456",5902956030870,"BiT 500®(St)","12x2x1,5",null,"BITNER","KMT",1,49490,"PLN",0.23,null,null,null,null,null,null,null,"n91"]
[1384,null,"STEROWNICZE","SB0457",5902956030887,"BiT 500®(St)","14x2x1,5",null,"BITNER","KMT",1,57790,"PLN",0.23,null,null,null,null,null,null,null,"n91"]
[1385,null,"STEROWNICZE","SB0458",5902956030894,"BiT 500®(St)","16x2x1,5",null,"BITNER","KMT",1,65910,"PLN",0.23,null,null,null,null,null,null,null,"n91"]
[1386,null,"STEROWNICZE","SB0459",5902956030900,"BiT 500®(St)","18x2x1,5",null,"BITNER","KMT",1,73430,"PLN",0.23,null,null,null,null,null,null,null,"n91"]
[1387,null,"STEROWNICZE","SB0460",5902956030917,"BiT 500®(St)","20x2x1,5",null,"BITNER","KMT",1,81630,"PLN",0.23,null,null,null,null,null,null,null,"n91"]
[1388,null,"STEROWNICZE","SB0461",5902956030924,"BiT 500®(St)","24x2x1,5",null,"BITNER","KMT",1,96940,"PLN",0.23,null,null,null,null,null,null,null,"n91"]
[1389,null,"STEROWNICZE","SB0462",5902956030931,"BiT 500®(St)","2x2x2,5",null,"BITNER","KMT",1,15550,"PLN",0.23,null,null,null,null,null,null,null,"n91"]
[1390,null,"STEROWNICZE","SB0463",5902956030948,"BiT 500®(St)","3x2x2,5",null,"BITNER","KMT",1,21630,"PLN",0.23,null,null,null,null,null,null,null,"n91"]
[1391,null,"STEROWNICZE","SB0464",5902956030955,"BiT 500®(St)","4x2x2,5",null,"BITNER","KMT",1,28070,"PLN",0.23,null,null,null,null,null,null,null,"n91"]
[1392,null,"STEROWNICZE","SB0465",5902956030962,"BiT 500®(St)","5x2x2,5",null,"BITNER","KMT",1,35150,"PLN",0.23,null,null,null,null,null,null,null,"n91"]
[1393,null,"STEROWNICZE","SB0466",5902956030979,"BiT 500®(St)","6x2x2,5",null,"BITNER","KMT",1,41150,"PLN",0.23,null,null,null,null,null,null,null,"n91"]
[1394,null,"STEROWNICZE","SB0467",5902956030986,"BiT 500®(St)","7x2x2,5",null,"BITNER","KMT",1,47940,"PLN",0.23,null,null,null,null,null,null,null,"n91"]
[1395,null,"STEROWNICZE","SB0468",5902956030993,"BiT 500®(St)","8x2x2,5",null,"BITNER","KMT",1,54360,"PLN",0.23,null,null,null,null,null,null,null,"n91"]
[1396,null,"STEROWNICZE","SB0469",5902956031006,"BiT 500®(St)","10x2x2,5",null,"BITNER","KMT",1,67330,"PLN",0.23,null,null,null,null,null,null,null,"n91"]
[1397,null,"STEROWNICZE","SB0470",5902956031013,"BiT 500®(St)","12x2x2,5",null,"BITNER","KMT",1,79370,"PLN",0.23,null,null,null,null,null,null,null,"n91"]
[1398,null,"STEROWNICZE","SB0471",5902956031020,"BiT 500®(St)","14x2x2,5",null,"BITNER","KMT",1,93370,"PLN",0.23,null,null,null,null,null,null,null,"n91"]
[1399,null,"STEROWNICZE","SB0472",5902956031037,"BiT 500®(St)","16x2x2,5",null,"BITNER","KMT",1,106590,"PLN",0.23,null,null,null,null,null,null,null,"n91"]
[1400,null,"STEROWNICZE","SB0500",5902956031044,"BiT 500®2(St)","2x2x0,5",null,"BITNER","KMT",1,6070,"PLN",0.23,null,null,null,null,null,null,null,"n91"]
[1401,null,"STEROWNICZE","SB0501",5902956031051,"BiT 500®2(St)","3x2x0,5",null,"BITNER","KMT",1,8220,"PLN",0.23,null,null,null,null,null,null,null,"n91"]
[1402,null,"STEROWNICZE","SB0502",5902956031068,"BiT 500®2(St)","4x2x0,5",null,"BITNER","KMT",1,10710,"PLN",0.23,null,null,null,null,null,null,null,"n91"]
[1403,null,"STEROWNICZE","SB0503",5902956031075,"BiT 500®2(St)","5x2x0,5",null,"BITNER","KMT",1,13180,"PLN",0.23,null,null,null,null,null,null,null,"n91"]
[1404,null,"STEROWNICZE","SB0504",5902956031082,"BiT 500®2(St)","6x2x0,5",null,"BITNER","KMT",1,15120,"PLN",0.23,null,null,null,null,null,null,null,"n91"]
[1405,null,"STEROWNICZE","SB0505",5902956031099,"BiT 500®2(St)","7x2x0,5",null,"BITNER","KMT",1,17630,"PLN",0.23,null,null,null,null,null,null,null,"n91"]
[1406,null,"STEROWNICZE","SB0506",5902956031105,"BiT 500®2(St)","8x2x0,5",null,"BITNER","KMT",1,19900,"PLN",0.23,null,null,null,null,null,null,null,"n91"]
[1407,null,"STEROWNICZE","SB0507",5902956031112,"BiT 500®2(St)","10x2x0,5",null,"BITNER","KMT",1,24240,"PLN",0.23,null,null,null,null,null,null,null,"n91"]
[1408,null,"STEROWNICZE","SB0508",5902956031129,"BiT 500®2(St)","12x2x0,5",null,"BITNER","KMT",1,28710,"PLN",0.23,null,null,null,null,null,null,null,"n91"]
[1409,null,"STEROWNICZE","SB0509",5902956031136,"BiT 500®2(St)","14x2x0,5",null,"BITNER","KMT",1,33180,"PLN",0.23,null,null,null,null,null,null,null,"n91"]
[1410,null,"STEROWNICZE","SB0510",5902956031143,"BiT 500®2(St)","16x2x0,5",null,"BITNER","KMT",1,38130,"PLN",0.23,null,null,null,null,null,null,null,"n91"]
[1411,null,"STEROWNICZE","SB0511",5902956031150,"BiT 500®2(St)","18x2x0,5",null,"BITNER","KMT",1,42450,"PLN",0.23,null,null,null,null,null,null,null,"n91"]
[1412,null,"STEROWNICZE","SB0512",5902956031167,"BiT 500®2(St)","20x2x0,5",null,"BITNER","KMT",1,47070,"PLN",0.23,null,null,null,null,null,null,null,"n91"]
[1413,null,"STEROWNICZE","SB0513",5902956031174,"BiT 500®2(St)","24x2x0,5",null,"BITNER","KMT",1,55850,"PLN",0.23,null,null,null,null,null,null,null,"n91"]
[1414,null,"STEROWNICZE","SB0514",5902956031181,"BiT 500®2(St)","2x2x0,75",null,"BITNER","KMT",1,7320,"PLN",0.23,null,null,null,null,null,null,null,"n91"]
[1415,null,"STEROWNICZE","SB0515",5902956031198,"BiT 500®2(St)","3x2x0,75",null,"BITNER","KMT",1,10510,"PLN",0.23,null,null,null,null,null,null,null,"n91"]
[1416,null,"STEROWNICZE","SB0516",5902956031204,"BiT 500®2(St)","4x2x0,75",null,"BITNER","KMT",1,13350,"PLN",0.23,null,null,null,null,null,null,null,"n91"]
[1417,null,"STEROWNICZE","SB0517",5902956031211,"BiT 500®2(St)","5x2x0,75",null,"BITNER","KMT",1,16620,"PLN",0.23,null,null,null,null,null,null,null,"n91"]
[1418,null,"STEROWNICZE","SB0518",5902956031228,"BiT 500®2(St)","6x2x0,75",null,"BITNER","KMT",1,19360,"PLN",0.23,null,null,null,null,null,null,null,"n91"]
[1419,null,"STEROWNICZE","SB0519",5902956031235,"BiT 500®2(St)","7x2x0,75",null,"BITNER","KMT",1,22140,"PLN",0.23,null,null,null,null,null,null,null,"n91"]
[1420,null,"STEROWNICZE","SB0520",5902956031242,"BiT 500®2(St)","8x2x0,75",null,"BITNER","KMT",1,25170,"PLN",0.23,null,null,null,null,null,null,null,"n91"]
[1421,null,"STEROWNICZE","SB0521",5902956031259,"BiT 500®2(St)","10x2x0,75",null,"BITNER","KMT",1,30990,"PLN",0.23,null,null,null,null,null,null,null,"n91"]
[1422,null,"STEROWNICZE","SB0522",5902956031266,"BiT 500®2(St)","12x2x0,75",null,"BITNER","KMT",1,37100,"PLN",0.23,null,null,null,null,null,null,null,"n91"]
[1423,null,"STEROWNICZE","SB0523",5902956031273,"BiT 500®2(St)","14x2x0,75",null,"BITNER","KMT",1,42910,"PLN",0.23,null,null,null,null,null,null,null,"n91"]
[1424,null,"STEROWNICZE","SB0524",5902956031280,"BiT 500®2(St)","16x2x0,75",null,"BITNER","KMT",1,49120,"PLN",0.23,null,null,null,null,null,null,null,"n91"]
[1425,null,"STEROWNICZE","SB0525",5902956031297,"BiT 500®2(St)","18x2x0,75",null,"BITNER","KMT",1,54730,"PLN",0.23,null,null,null,null,null,null,null,"n91"]
[1426,null,"STEROWNICZE","SB0526",5902956031303,"BiT 500®2(St)","20x2x0,75",null,"BITNER","KMT",1,60500,"PLN",0.23,null,null,null,null,null,null,null,"n91"]
[1427,null,"STEROWNICZE","SB0527",5902956031310,"BiT 500®2(St)","24x2x0,75",null,"BITNER","KMT",1,71920,"PLN",0.23,null,null,null,null,null,null,null,"n91"]
[1428,null,"STEROWNICZE","SB0528",5902956031327,"BiT 500®2(St)","2x2x1,0",null,"BITNER","KMT",1,10160,"PLN",0.23,null,null,null,null,null,null,null,"n91"]
[1429,null,"STEROWNICZE","SB0529",5902956031334,"BiT 500®2(St)","3x2x1,0",null,"BITNER","KMT",1,13730,"PLN",0.23,null,null,null,null,null,null,null,"n91"]
[1430,null,"STEROWNICZE","SB0530",5902956031341,"BiT 500®2(St)","4x2x1,0",null,"BITNER","KMT",1,17700,"PLN",0.23,null,null,null,null,null,null,null,"n91"]
[1431,null,"STEROWNICZE","SB0531",5902956031358,"BiT 500®2(St)","5x2x1,0",null,"BITNER","KMT",1,21640,"PLN",0.23,null,null,null,null,null,null,null,"n91"]
[1432,null,"STEROWNICZE","SB0532",5902956031365,"BiT 500®2(St)","6x2x1,0",null,"BITNER","KMT",1,25340,"PLN",0.23,null,null,null,null,null,null,null,"n91"]
[1433,null,"STEROWNICZE","SB0533",5902956031372,"BiT 500®2(St)","7x2x1,0",null,"BITNER","KMT",1,29470,"PLN",0.23,null,null,null,null,null,null,null,"n91"]
[1434,null,"STEROWNICZE","SB0534",5902956031389,"BiT 500®2(St)","8x2x1,0",null,"BITNER","KMT",1,33360,"PLN",0.23,null,null,null,null,null,null,null,"n91"]
[1435,null,"STEROWNICZE","SB0535",5902956031396,"BiT 500®2(St)","10x2x1,0",null,"BITNER","KMT",1,41410,"PLN",0.23,null,null,null,null,null,null,null,"n91"]
[1436,null,"STEROWNICZE","SB0536",5902956031402,"BiT 500®2(St)","12x2x1,0",null,"BITNER","KMT",1,49170,"PLN",0.23,null,null,null,null,null,null,null,"n91"]
[1437,null,"STEROWNICZE","SB0537",5902956031419,"BiT 500®2(St)","14x2x1,0",null,"BITNER","KMT",1,57110,"PLN",0.23,null,null,null,null,null,null,null,"n91"]
[1438,null,"STEROWNICZE","SB0538",5902956031426,"BiT 500®2(St)","16x2x1,0",null,"BITNER","KMT",1,65090,"PLN",0.23,null,null,null,null,null,null,null,"n91"]
[1439,null,"STEROWNICZE","SB0539",5902956031433,"BiT 500®2(St)","18x2x1,0",null,"BITNER","KMT",1,72660,"PLN",0.23,null,null,null,null,null,null,null,"n91"]
[1440,null,"STEROWNICZE","SB0540",5902956031440,"BiT 500®2(St)","20x2x1,0",null,"BITNER","KMT",1,80560,"PLN",0.23,null,null,null,null,null,null,null,"n91"]
[1441,null,"STEROWNICZE","SB0541",5902956031457,"BiT 500®2(St)","24x2x1,0",null,"BITNER","KMT",1,95860,"PLN",0.23,null,null,null,null,null,null,null,"n91"]
[1442,null,"STEROWNICZE","SB0542",5902956031464,"BiT 500®2(St)","2x2x1,5",null,"BITNER","KMT",1,12790,"PLN",0.23,null,null,null,null,null,null,null,"n91"]
[1443,null,"STEROWNICZE","SB0543",5902956031471,"BiT 500®2(St)","3x2x1,5",null,"BITNER","KMT",1,17630,"PLN",0.23,null,null,null,null,null,null,null,"n91"]
[1444,null,"STEROWNICZE","SB0544",5902956031488,"BiT 500®2(St)","4x2x1,5",null,"BITNER","KMT",1,22500,"PLN",0.23,null,null,null,null,null,null,null,"n91"]
[1445,null,"STEROWNICZE","SB0545",5902956031495,"BiT 500®2(St)","5x2x1,5",null,"BITNER","KMT",1,27980,"PLN",0.23,null,null,null,null,null,null,null,"n91"]
[1446,null,"STEROWNICZE","SB0546",5902956031501,"BiT 500®2(St)","6x2x1,5",null,"BITNER","KMT",1,32790,"PLN",0.23,null,null,null,null,null,null,null,"n91"]
[1447,null,"STEROWNICZE","SB0547",5902956031518,"BiT 500®2(St)","7x2x1,5",null,"BITNER","KMT",1,38320,"PLN",0.23,null,null,null,null,null,null,null,"n91"]
[1448,null,"STEROWNICZE","SB0548",5902956031525,"BiT 500®2(St)","8x2x1,5",null,"BITNER","KMT",1,43420,"PLN",0.23,null,null,null,null,null,null,null,"n91"]
[1449,null,"STEROWNICZE","SB0549",5902956031532,"BiT 500®2(St)","10x2x1,5",null,"BITNER","KMT",1,53740,"PLN",0.23,null,null,null,null,null,null,null,"n91"]
[1450,null,"STEROWNICZE","SB0550",5902956031549,"BiT 500®2(St)","12x2x1,5",null,"BITNER","KMT",1,63900,"PLN",0.23,null,null,null,null,null,null,null,"n91"]
[1451,null,"STEROWNICZE","SB0551",5902956031556,"BiT 500®2(St)","14x2x1,5",null,"BITNER","KMT",1,74260,"PLN",0.23,null,null,null,null,null,null,null,"n91"]
[1452,null,"STEROWNICZE","SB0552",5902956031563,"BiT 500®2(St)","16x2x1,5",null,"BITNER","KMT",1,84740,"PLN",0.23,null,null,null,null,null,null,null,"n91"]
[1453,null,"STEROWNICZE","SB0553",5902956031570,"BiT 500®2(St)","18x2x1,5",null,"BITNER","KMT",1,94610,"PLN",0.23,null,null,null,null,null,null,null,"n91"]
[1454,null,"STEROWNICZE","SB0554",5902956031587,"BiT 500®2(St)","20x2x1,5",null,"BITNER","KMT",1,105160,"PLN",0.23,null,null,null,null,null,null,null,"n91"]
[1455,null,"STEROWNICZE","SB0555",5902956031594,"BiT 500®2(St)","24x2x1,5",null,"BITNER","KMT",1,125180,"PLN",0.23,null,null,null,null,null,null,null,"n91"]
[1456,null,"STEROWNICZE","SB0556",5902956031600,"BiT 500®2(St)","2x2x2,5",null,"BITNER","KMT",1,18230,"PLN",0.23,null,null,null,null,null,null,null,"n91"]
[1457,null,"STEROWNICZE","SB0557",5902956031617,"BiT 500®2(St)","3x2x2,5",null,"BITNER","KMT",1,25290,"PLN",0.23,null,null,null,null,null,null,null,"n91"]
[1458,null,"STEROWNICZE","SB0558",5902956031624,"BiT 500®2(St)","4x2x2,5",null,"BITNER","KMT",1,32930,"PLN",0.23,null,null,null,null,null,null,null,"n91"]
[1459,null,"STEROWNICZE","SB0559",5902956031631,"BiT 500®2(St)","5x2x2,5",null,"BITNER","KMT",1,41260,"PLN",0.23,null,null,null,null,null,null,null,"n91"]
[1460,null,"STEROWNICZE","SB0560",5902956031648,"BiT 500®2(St)","6x2x2,5",null,"BITNER","KMT",1,48470,"PLN",0.23,null,null,null,null,null,null,null,"n91"]
[1461,null,"STEROWNICZE","SB0561",5902956031655,"BiT 500®2(St)","7x2x2,5",null,"BITNER","KMT",1,56470,"PLN",0.23,null,null,null,null,null,null,null,"n91"]
[1462,null,"STEROWNICZE","SB0562",5902956031662,"BiT 500®2(St)","8x2x2,5",null,"BITNER","KMT",1,64110,"PLN",0.23,null,null,null,null,null,null,null,"n91"]
[1463,null,"STEROWNICZE","SB0563",5902956031679,"BiT 500®2(St)","10x2x2,5",null,"BITNER","KMT",1,79510,"PLN",0.23,null,null,null,null,null,null,null,"n91"]
[1464,null,"STEROWNICZE","SB0564",5902956031686,"BiT 500®2(St)","12x2x2,5",null,"BITNER","KMT",1,94730,"PLN",0.23,null,null,null,null,null,null,null,"n91"]
[1465,null,"STEROWNICZE","SB0565",5902956031693,"BiT 500®2(St)","14x2x2,5",null,"BITNER","KMT",1,110420,"PLN",0.23,null,null,null,null,null,null,null,"n91"]
[1466,null,"STEROWNICZE","SB0566",5902956031709,"BiT 500®2(St)","16x2x2,5",null,"BITNER","KMT",1,126080,"PLN",0.23,null,null,null,null,null,null,null,"n91"]
[1467,null,"STEROWNICZE","S58855",5902956031716,"BiT 500®FR","2x0,5",null,"BITNER","KMT",1,1910,"PLN",0.23,null,null,null,null,null,null,null,"n91"]
[1468,null,"STEROWNICZE","S58856",5902956031723,"BiT 500®FR","3G0,5",null,"BITNER","KMT",1,2650,"PLN",0.23,null,null,null,null,null,null,null,"n91"]
[1469,null,"STEROWNICZE","S58857",5902956031730,"BiT 500®FR","3x0,5",null,"BITNER","KMT",1,2920,"PLN",0.23,null,null,null,null,null,null,null,"n91"]
[1470,null,"STEROWNICZE","S58858",5902956031747,"BiT 500®FR","4G0,5",null,"BITNER","KMT",1,3390,"PLN",0.23,null,null,null,null,null,null,null,"n91"]
[1471,null,"STEROWNICZE","S58859",5902956031754,"BiT 500®FR","4x0,5",null,"BITNER","KMT",1,3730,"PLN",0.23,null,null,null,null,null,null,null,"n91"]
[1472,null,"STEROWNICZE","S58860",5902956031761,"BiT 500®FR","5G0,5",null,"BITNER","KMT",1,4220,"PLN",0.23,null,null,null,null,null,null,null,"n91"]
[1473,null,"STEROWNICZE","S58861",5902956031778,"BiT 500®FR","5x0,5",null,"BITNER","KMT",1,4640,"PLN",0.23,null,null,null,null,null,null,null,"n91"]
[1474,null,"STEROWNICZE","S58862",5902956031785,"BiT 500®FR","6G0,5",null,"BITNER","KMT",1,5070,"PLN",0.23,null,null,null,null,null,null,null,"n91"]
[1475,null,"STEROWNICZE","S58863",5902956031792,"BiT 500®FR","7G0,5",null,"BITNER","KMT",1,5630,"PLN",0.23,null,null,null,null,null,null,null,"n91"]
[1476,null,"STEROWNICZE","S58864",5902956031808,"BiT 500®FR","7x0,5",null,"BITNER","KMT",1,6190,"PLN",0.23,null,null,null,null,null,null,null,"n91"]
[1477,null,"STEROWNICZE","S58865",5902956031815,"BiT 500®FR","8G0,5",null,"BITNER","KMT",1,6710,"PLN",0.23,null,null,null,null,null,null,null,"n91"]
[1478,null,"STEROWNICZE","S58866",5902956031822,"BiT 500®FR","8x0,5",null,"BITNER","KMT",1,7380,"PLN",0.23,null,null,null,null,null,null,null,"n91"]
[1479,null,"STEROWNICZE","S58867",5902956031839,"BiT 500®FR","10G0,5",null,"BITNER","KMT",1,8620,"PLN",0.23,null,null,null,null,null,null,null,"n91"]
[1480,null,"STEROWNICZE","S58868",5902956031846,"BiT 500®FR","12G0,5",null,"BITNER","KMT",1,9870,"PLN",0.23,null,null,null,null,null,null,null,"n91"]
[1481,null,"STEROWNICZE","S58869",5902956031853,"BiT 500®FR","12x0,5",null,"BITNER","KMT",1,10850,"PLN",0.23,null,null,null,null,null,null,null,"n91"]
[1482,null,"STEROWNICZE","S58870",5902956031860,"BiT 500®FR","14G0,5",null,"BITNER","KMT",1,11340,"PLN",0.23,null,null,null,null,null,null,null,"n91"]
[1483,null,"STEROWNICZE","S58871",5902956031877,"BiT 500®FR","16G0,5",null,"BITNER","KMT",1,12920,"PLN",0.23,null,null,null,null,null,null,null,"n91"]
[1484,null,"STEROWNICZE","S58872",5902956031884,"BiT 500®FR","18G0,5",null,"BITNER","KMT",1,14450,"PLN",0.23,null,null,null,null,null,null,null,"n91"]
[1485,null,"STEROWNICZE","S58873",5902956031891,"BiT 500®FR","19G0,5",null,"BITNER","KMT",1,15040,"PLN",0.23,null,null,null,null,null,null,null,"n91"]
[1486,null,"STEROWNICZE","S58874",5902956031907,"BiT 500®FR","21G0,5",null,"BITNER","KMT",1,16710,"PLN",0.23,null,null,null,null,null,null,null,"n91"]
[1487,null,"STEROWNICZE","S58875",5902956031914,"BiT 500®FR","25G0,5",null,"BITNER","KMT",1,19950,"PLN",0.23,null,null,null,null,null,null,null,"n91"]
[1488,null,"STEROWNICZE","S58876",5902956031921,"BiT 500®FR","27G0,5",null,"BITNER","KMT",1,21190,"PLN",0.23,null,null,null,null,null,null,null,"n91"]
[1489,null,"STEROWNICZE","S58877",5902956031938,"BiT 500®FR","30G0,5",null,"BITNER","KMT",1,23950,"PLN",0.23,null,null,null,null,null,null,null,"n91"]
[1490,null,"STEROWNICZE","S58878",5902956031945,"BiT 500®FR","34G0,5",null,"BITNER","KMT",1,27280,"PLN",0.23,null,null,null,null,null,null,null,"n91"]
[1491,null,"STEROWNICZE","S58879",5902956031952,"BiT 500®FR","37G0,5",null,"BITNER","KMT",1,29180,"PLN",0.23,null,null,null,null,null,null,null,"n91"]
[1492,null,"STEROWNICZE","S58880",5902956031969,"BiT 500®FR","40G0,5",null,"BITNER","KMT",1,31480,"PLN",0.23,null,null,null,null,null,null,null,"n91"]
[1493,null,"STEROWNICZE","S58881",5902956031976,"BiT 500®FR","42G0,5",null,"BITNER","KMT",1,33690,"PLN",0.23,null,null,null,null,null,null,null,"n91"]
[1494,null,"STEROWNICZE","S58882",5902956031983,"BiT 500®FR","50G0,5",null,"BITNER","KMT",1,39560,"PLN",0.23,null,null,null,null,null,null,null,"n91"]
[1495,null,"STEROWNICZE","S58883",5902956031990,"BiT 500®FR","56G0,5",null,"BITNER","KMT",1,44860,"PLN",0.23,null,null,null,null,null,null,null,"n91"]
[1496,null,"STEROWNICZE","S58884",5902956032003,"BiT 500®FR","61G0,5",null,"BITNER","KMT",1,48570,"PLN",0.23,null,null,null,null,null,null,null,"n91"]
[1497,null,"STEROWNICZE","S58885",5902956032010,"BiT 500®FR","2x0,75",null,"BITNER","KMT",1,2660,"PLN",0.23,null,null,null,null,null,null,null,"n91"]
[1498,null,"STEROWNICZE","S58886",5902956032027,"BiT 500®FR","3G0,75",null,"BITNER","KMT",1,3700,"PLN",0.23,null,null,null,null,null,null,null,"n91"]
[1499,null,"STEROWNICZE","S58887",5902956032034,"BiT 500®FR","3x0,75",null,"BITNER","KMT",1,4070,"PLN",0.23,null,null,null,null,null,null,null,"n91"]
[1500,null,"STEROWNICZE","S58888",5902956032041,"BiT 500®FR","4G0,75",null,"BITNER","KMT",1,4780,"PLN",0.23,null,null,null,null,null,null,null,"n91"]
[1501,null,"STEROWNICZE","S58889",5902956032058,"BiT 500®FR","4x0,75",null,"BITNER","KMT",1,5260,"PLN",0.23,null,null,null,null,null,null,null,"n91"]
[1502,null,"STEROWNICZE","S58890",5902956032065,"BiT 500®FR","5G0,75",null,"BITNER","KMT",1,5940,"PLN",0.23,null,null,null,null,null,null,null,"n91"]
[1503,null,"STEROWNICZE","S58891",5902956032072,"BiT 500®FR","5x0,75",null,"BITNER","KMT",1,6530,"PLN",0.23,null,null,null,null,null,null,null,"n91"]
[1504,null,"STEROWNICZE","S58892",5902956032089,"BiT 500®FR","6G0,75",null,"BITNER","KMT",1,7070,"PLN",0.23,null,null,null,null,null,null,null,"n91"]
[1505,null,"STEROWNICZE","S58893",5902956032096,"BiT 500®FR","6x0,75",null,"BITNER","KMT",1,7790,"PLN",0.23,null,null,null,null,null,null,null,"n91"]
[1506,null,"STEROWNICZE","S58894",5902956032102,"BiT 500®FR","7G0,75",null,"BITNER","KMT",1,8000,"PLN",0.23,null,null,null,null,null,null,null,"n91"]
[1507,null,"STEROWNICZE","S58895",5902956032119,"BiT 500®FR","7x0,75",null,"BITNER","KMT",1,8800,"PLN",0.23,null,null,null,null,null,null,null,"n91"]
[1508,null,"STEROWNICZE","S58896",5902956032126,"BiT 500®FR","8G0,75",null,"BITNER","KMT",1,9190,"PLN",0.23,null,null,null,null,null,null,null,"n91"]
[1509,null,"STEROWNICZE","S58897",5902956032133,"BiT 500®FR","8x0,75",null,"BITNER","KMT",1,10110,"PLN",0.23,null,null,null,null,null,null,null,"n91"]
[1510,null,"STEROWNICZE","S58898",5902956032140,"BiT 500®FR","10G0,75",null,"BITNER","KMT",1,12110,"PLN",0.23,null,null,null,null,null,null,null,"n91"]
[1511,null,"STEROWNICZE","S58899",5902956032157,"BiT 500®FR","12G0,75",null,"BITNER","KMT",1,13980,"PLN",0.23,null,null,null,null,null,null,null,"n91"]
[1512,null,"STEROWNICZE","S58900",5902956032164,"BiT 500®FR","12x0,75",null,"BITNER","KMT",1,15370,"PLN",0.23,null,null,null,null,null,null,null,"n91"]
[1513,null,"STEROWNICZE","S58901",5902956032171,"BiT 500®FR","14G0,75",null,"BITNER","KMT",1,16100,"PLN",0.23,null,null,null,null,null,null,null,"n91"]
[1514,null,"STEROWNICZE","S58902",5902956032188,"BiT 500®FR","16G0,75",null,"BITNER","KMT",1,18450,"PLN",0.23,null,null,null,null,null,null,null,"n91"]
[1515,null,"STEROWNICZE","S58903",5902956032195,"BiT 500®FR","18G0,75",null,"BITNER","KMT",1,20660,"PLN",0.23,null,null,null,null,null,null,null,"n91"]
[1516,null,"STEROWNICZE","S58904",5902956032201,"BiT 500®FR","19G0,75",null,"BITNER","KMT",1,21590,"PLN",0.23,null,null,null,null,null,null,null,"n91"]
[1517,null,"STEROWNICZE","S58905",5902956032218,"BiT 500®FR","21G0,75",null,"BITNER","KMT",1,24250,"PLN",0.23,null,null,null,null,null,null,null,"n91"]
[1518,null,"STEROWNICZE","S58906",5902956032225,"BiT 500®FR","25G0,75",null,"BITNER","KMT",1,29110,"PLN",0.23,null,null,null,null,null,null,null,"n91"]
[1519,null,"STEROWNICZE","S58907",5902956032232,"BiT 500®FR","27G0,75",null,"BITNER","KMT",1,31010,"PLN",0.23,null,null,null,null,null,null,null,"n91"]
[1520,null,"STEROWNICZE","S58908",5902956032249,"BiT 500®FR","30G0,75",null,"BITNER","KMT",1,34260,"PLN",0.23,null,null,null,null,null,null,null,"n91"]
[1521,null,"STEROWNICZE","S58909",5902956032256,"BiT 500®FR","34G0,75",null,"BITNER","KMT",1,39360,"PLN",0.23,null,null,null,null,null,null,null,"n91"]
[1522,null,"STEROWNICZE","S58910",5902956032263,"BiT 500®FR","37G0,75",null,"BITNER","KMT",1,42930,"PLN",0.23,null,null,null,null,null,null,null,"n91"]
[1523,null,"STEROWNICZE","S58911",5902956032270,"BiT 500®FR","40G0,75",null,"BITNER","KMT",1,46330,"PLN",0.23,null,null,null,null,null,null,null,"n91"]
[1524,null,"STEROWNICZE","S58912",5902956032287,"BiT 500®FR","42G0,75",null,"BITNER","KMT",1,49200,"PLN",0.23,null,null,null,null,null,null,null,"n91"]
[1525,null,"STEROWNICZE","S58913",5902956032294,"BiT 500®FR","50G0,75",null,"BITNER","KMT",1,57910,"PLN",0.23,null,null,null,null,null,null,null,"n91"]
[1526,null,"STEROWNICZE","S58914",5902956032300,"BiT 500®FR","56G0,75",null,"BITNER","KMT",1,64350,"PLN",0.23,null,null,null,null,null,null,null,"n91"]
[1527,null,"STEROWNICZE","S58915",5902956032317,"BiT 500®FR","61G0,75",null,"BITNER","KMT",1,70380,"PLN",0.23,null,null,null,null,null,null,null,"n91"]
[1528,null,"STEROWNICZE","S58916",5902956032324,"BiT 500®FR","2x1,0",null,"BITNER","KMT",1,3370,"PLN",0.23,null,null,null,null,null,null,null,"n91"]
[1529,null,"STEROWNICZE","S58917",5902956032331,"BiT 500®FR","3G1,0",null,"BITNER","KMT",1,4760,"PLN",0.23,null,null,null,null,null,null,null,"n91"]
[1530,null,"STEROWNICZE","S58918",5902956032348,"BiT 500®FR","3x1,0",null,"BITNER","KMT",1,5240,"PLN",0.23,null,null,null,null,null,null,null,"n91"]
[1531,null,"STEROWNICZE","S58919",5902956032355,"BiT 500®FR","4G1,0",null,"BITNER","KMT",1,6150,"PLN",0.23,null,null,null,null,null,null,null,"n91"]
[1532,null,"STEROWNICZE","S58920",5902956032362,"BiT 500®FR","4x1,0",null,"BITNER","KMT",1,6760,"PLN",0.23,null,null,null,null,null,null,null,"n91"]
[1533,null,"STEROWNICZE","S58921",5902956032379,"BiT 500®FR","5G1,0",null,"BITNER","KMT",1,7650,"PLN",0.23,null,null,null,null,null,null,null,"n91"]
[1534,null,"STEROWNICZE","S58922",5902956032386,"BiT 500®FR","5x1,0",null,"BITNER","KMT",1,8410,"PLN",0.23,null,null,null,null,null,null,null,"n91"]
[1535,null,"STEROWNICZE","S58923",5902956032393,"BiT 500®FR","6G1,0",null,"BITNER","KMT",1,9100,"PLN",0.23,null,null,null,null,null,null,null,"n91"]
[1536,null,"STEROWNICZE","S58924",5902956032409,"BiT 500®FR","6x1,0",null,"BITNER","KMT",1,10010,"PLN",0.23,null,null,null,null,null,null,null,"n91"]
[1537,null,"STEROWNICZE","S58925",5902956032416,"BiT 500®FR","7G1,0",null,"BITNER","KMT",1,10350,"PLN",0.23,null,null,null,null,null,null,null,"n91"]
[1538,null,"STEROWNICZE","S58926",5902956032423,"BiT 500®FR","7x1,0",null,"BITNER","KMT",1,11380,"PLN",0.23,null,null,null,null,null,null,null,"n91"]
[1539,null,"STEROWNICZE","S58927",5902956032430,"BiT 500®FR","8G1,0",null,"BITNER","KMT",1,12330,"PLN",0.23,null,null,null,null,null,null,null,"n91"]
[1540,null,"STEROWNICZE","S58928",5902956032447,"BiT 500®FR","10G1,0",null,"BITNER","KMT",1,15510,"PLN",0.23,null,null,null,null,null,null,null,"n91"]
[1541,null,"STEROWNICZE","S58929",5902956032454,"BiT 500®FR","10x1,0",null,"BITNER","KMT",1,17060,"PLN",0.23,null,null,null,null,null,null,null,"n91"]
[1542,null,"STEROWNICZE","S58930",5902956032461,"BiT 500®FR","12G1,0",null,"BITNER","KMT",1,17980,"PLN",0.23,null,null,null,null,null,null,null,"n91"]
[1543,null,"STEROWNICZE","S58931",5902956032478,"BiT 500®FR","12x1,0",null,"BITNER","KMT",1,19790,"PLN",0.23,null,null,null,null,null,null,null,"n91"]
[1544,null,"STEROWNICZE","S58932",5902956032485,"BiT 500®FR","14G1,0",null,"BITNER","KMT",1,20910,"PLN",0.23,null,null,null,null,null,null,null,"n91"]
[1545,null,"STEROWNICZE","S58933",5902956032492,"BiT 500®FR","16G1,0",null,"BITNER","KMT",1,24250,"PLN",0.23,null,null,null,null,null,null,null,"n91"]
[1546,null,"STEROWNICZE","S58934",5902956032508,"BiT 500®FR","18G1,0",null,"BITNER","KMT",1,27170,"PLN",0.23,null,null,null,null,null,null,null,"n91"]
[1547,null,"STEROWNICZE","S58935",5902956032515,"BiT 500®FR","18x1,0",null,"BITNER","KMT",1,29890,"PLN",0.23,null,null,null,null,null,null,null,"n91"]
[1548,null,"STEROWNICZE","S58936",5902956032522,"BiT 500®FR","19G1,0",null,"BITNER","KMT",1,28430,"PLN",0.23,null,null,null,null,null,null,null,"n91"]
[1549,null,"STEROWNICZE","S58937",5902956032539,"BiT 500®FR","21G1,0",null,"BITNER","KMT",1,31500,"PLN",0.23,null,null,null,null,null,null,null,"n91"]
[1550,null,"STEROWNICZE","S58938",5902956032546,"BiT 500®FR","25G1,0",null,"BITNER","KMT",1,37610,"PLN",0.23,null,null,null,null,null,null,null,"n91"]
[1551,null,"STEROWNICZE","S58939",5902956032553,"BiT 500®FR","27G1,0",null,"BITNER","KMT",1,40120,"PLN",0.23,null,null,null,null,null,null,null,"n91"]
[1552,null,"STEROWNICZE","S58940",5902956032560,"BiT 500®FR","30G1,0",null,"BITNER","KMT",1,45510,"PLN",0.23,null,null,null,null,null,null,null,"n91"]
[1553,null,"STEROWNICZE","S58941",5902956032577,"BiT 500®FR","34G1,0",null,"BITNER","KMT",1,51790,"PLN",0.23,null,null,null,null,null,null,null,"n91"]
[1554,null,"STEROWNICZE","S58942",5902956032584,"BiT 500®FR","37G1,0",null,"BITNER","KMT",1,55640,"PLN",0.23,null,null,null,null,null,null,null,"n91"]
[1555,null,"STEROWNICZE","S58943",5902956032591,"BiT 500®FR","40G1,0",null,"BITNER","KMT",1,60310,"PLN",0.23,null,null,null,null,null,null,null,"n91"]
[1556,null,"STEROWNICZE","S58944",5902956032607,"BiT 500®FR","42G1,0",null,"BITNER","KMT",1,63680,"PLN",0.23,null,null,null,null,null,null,null,"n91"]
[1557,null,"STEROWNICZE","S58945",5902956032614,"BiT 500®FR","50G1,0",null,"BITNER","KMT",1,75730,"PLN",0.23,null,null,null,null,null,null,null,"n91"]
[1558,null,"STEROWNICZE","S58946",5902956032621,"BiT 500®FR","56G1,0",null,"BITNER","KMT",1,84490,"PLN",0.23,null,null,null,null,null,null,null,"n91"]
[1559,null,"STEROWNICZE","S58947",5902956032638,"BiT 500®FR","61G1,0",null,"BITNER","KMT",1,91650,"PLN",0.23,null,null,null,null,null,null,null,"n91"]
[1560,null,"STEROWNICZE","S58948",5902956032645,"BiT 500®FR","2x1,5",null,"BITNER","KMT",1,4770,"PLN",0.23,null,null,null,null,null,null,null,"n91"]
[1561,null,"STEROWNICZE","S58949",5902956032652,"BiT 500®FR","3G1,5",null,"BITNER","KMT",1,6670,"PLN",0.23,null,null,null,null,null,null,null,"n91"]
[1562,null,"STEROWNICZE","S58950",5902956032669,"BiT 500®FR","3x1,5",null,"BITNER","KMT",1,7340,"PLN",0.23,null,null,null,null,null,null,null,"n91"]
[1563,null,"STEROWNICZE","S58951",5902956032676,"BiT 500®FR","4G1,5",null,"BITNER","KMT",1,8750,"PLN",0.23,null,null,null,null,null,null,null,"n91"]
[1564,null,"STEROWNICZE","S58952",5902956032683,"BiT 500®FR","4x1,5",null,"BITNER","KMT",1,9620,"PLN",0.23,null,null,null,null,null,null,null,"n91"]
[1565,null,"STEROWNICZE","S58953",5902956032690,"BiT 500®FR","5G1,5",null,"BITNER","KMT",1,10800,"PLN",0.23,null,null,null,null,null,null,null,"n91"]
[1566,null,"STEROWNICZE","S58954",5902956032706,"BiT 500®FR","5x1,5",null,"BITNER","KMT",1,11880,"PLN",0.23,null,null,null,null,null,null,null,"n91"]
[1567,null,"STEROWNICZE","S58955",5902956032713,"BiT 500®FR","6G1,5",null,"BITNER","KMT",1,13060,"PLN",0.23,null,null,null,null,null,null,null,"n91"]
[1568,null,"STEROWNICZE","S58956",5902956032720,"BiT 500®FR","6x1,5",null,"BITNER","KMT",1,14360,"PLN",0.23,null,null,null,null,null,null,null,"n91"]
[1569,null,"STEROWNICZE","S58957",5902956032737,"BiT 500®FR","7G1,5",null,"BITNER","KMT",1,14860,"PLN",0.23,null,null,null,null,null,null,null,"n91"]
[1570,null,"STEROWNICZE","S58958",5902956032744,"BiT 500®FR","7x1,5",null,"BITNER","KMT",1,16350,"PLN",0.23,null,null,null,null,null,null,null,"n91"]
[1571,null,"STEROWNICZE","S58959",5902956032751,"BiT 500®FR","8G1,5",null,"BITNER","KMT",1,17040,"PLN",0.23,null,null,null,null,null,null,null,"n91"]
[1572,null,"STEROWNICZE","S58960",5902956032768,"BiT 500®FR","10G1,5",null,"BITNER","KMT",1,22360,"PLN",0.23,null,null,null,null,null,null,null,"n91"]
[1573,null,"STEROWNICZE","S58961",5902956032775,"BiT 500®FR","10x1,5",null,"BITNER","KMT",1,24590,"PLN",0.23,null,null,null,null,null,null,null,"n91"]
[1574,null,"STEROWNICZE","S58962",5902956032782,"BiT 500®FR","12G1,5",null,"BITNER","KMT",1,26030,"PLN",0.23,null,null,null,null,null,null,null,"n91"]
[1575,null,"STEROWNICZE","S58963",5902956032799,"BiT 500®FR","12x1,5",null,"BITNER","KMT",1,28630,"PLN",0.23,null,null,null,null,null,null,null,"n91"]
[1576,null,"STEROWNICZE","S58964",5902956032805,"BiT 500®FR","14G1,5",null,"BITNER","KMT",1,30230,"PLN",0.23,null,null,null,null,null,null,null,"n91"]
[1577,null,"STEROWNICZE","S58965",5902956032812,"BiT 500®FR","16G1,5",null,"BITNER","KMT",1,34460,"PLN",0.23,null,null,null,null,null,null,null,"n91"]
[1578,null,"STEROWNICZE","S58966",5902956032829,"BiT 500®FR","18G1,5",null,"BITNER","KMT",1,38600,"PLN",0.23,null,null,null,null,null,null,null,"n91"]
[1579,null,"STEROWNICZE","S58967",5902956032836,"BiT 500®FR","19G1,5",null,"BITNER","KMT",1,40440,"PLN",0.23,null,null,null,null,null,null,null,"n91"]
[1580,null,"STEROWNICZE","S58968",5902956032843,"BiT 500®FR","21G1,5",null,"BITNER","KMT",1,45780,"PLN",0.23,null,null,null,null,null,null,null,"n91"]
[1581,null,"STEROWNICZE","S58969",5902956032850,"BiT 500®FR","25G1,5",null,"BITNER","KMT",1,54790,"PLN",0.23,null,null,null,null,null,null,null,"n91"]
[1582,null,"STEROWNICZE","S58970",5902956032867,"BiT 500®FR","27G1,5",null,"BITNER","KMT",1,58540,"PLN",0.23,null,null,null,null,null,null,null,"n91"]
[1583,null,"STEROWNICZE","S58971",5902956032874,"BiT 500®FR","30G1,5",null,"BITNER","KMT",1,64720,"PLN",0.23,null,null,null,null,null,null,null,"n91"]
[1584,null,"STEROWNICZE","S58972",5902956032881,"BiT 500®FR","34G1,5",null,"BITNER","KMT",1,74230,"PLN",0.23,null,null,null,null,null,null,null,"n91"]
[1585,null,"STEROWNICZE","S58973",5902956032898,"BiT 500®FR","37G1,5",null,"BITNER","KMT",1,79900,"PLN",0.23,null,null,null,null,null,null,null,"n91"]
[1586,null,"STEROWNICZE","S58974",5902956032904,"BiT 500®FR","40G1,5",null,"BITNER","KMT",1,86510,"PLN",0.23,null,null,null,null,null,null,null,"n91"]
[1587,null,"STEROWNICZE","S58975",5902956032911,"BiT 500®FR","42G1,5",null,"BITNER","KMT",1,91320,"PLN",0.23,null,null,null,null,null,null,null,"n91"]
[1588,null,"STEROWNICZE","S58976",5902956032928,"BiT 500®FR","50G1,5",null,"BITNER","KMT",1,108350,"PLN",0.23,null,null,null,null,null,null,null,"n91"]
[1589,null,"STEROWNICZE","S58977",5902956032935,"BiT 500®FR","56G1,5",null,"BITNER","KMT",1,120590,"PLN",0.23,null,null,null,null,null,null,null,"n91"]
[1590,null,"STEROWNICZE","S58978",5902956032942,"BiT 500®FR","61G1,5",null,"BITNER","KMT",1,130860,"PLN",0.23,null,null,null,null,null,null,null,"n91"]
[1591,null,"STEROWNICZE","S58979",5902956032959,"BiT 500®FR","2x2,5",null,"BITNER","KMT",1,7470,"PLN",0.23,null,null,null,null,null,null,null,"n91"]
[1592,null,"STEROWNICZE","S58980",5902956032966,"BiT 500®FR","3G2,5",null,"BITNER","KMT",1,10670,"PLN",0.23,null,null,null,null,null,null,null,"n91"]
[1593,null,"STEROWNICZE","S58981",5902956032973,"BiT 500®FR","3x2,5",null,"BITNER","KMT",1,11740,"PLN",0.23,null,null,null,null,null,null,null,"n91"]
[1594,null,"STEROWNICZE","S58982",5902956032980,"BiT 500®FR","4G2,5",null,"BITNER","KMT",1,14190,"PLN",0.23,null,null,null,null,null,null,null,"n91"]
[1595,null,"STEROWNICZE","S58983",5902956032997,"BiT 500®FR","4x2,5",null,"BITNER","KMT",1,15610,"PLN",0.23,null,null,null,null,null,null,null,"n91"]
[1596,null,"STEROWNICZE","S58984",5902956033000,"BiT 500®FR","5G2,5",null,"BITNER","KMT",1,17540,"PLN",0.23,null,null,null,null,null,null,null,"n91"]
[1597,null,"STEROWNICZE","S58985",5902956033017,"BiT 500®FR","5x2,5",null,"BITNER","KMT",1,19290,"PLN",0.23,null,null,null,null,null,null,null,"n91"]
[1598,null,"STEROWNICZE","S58988",5902956033048,"BiT 500®FR","7G2,5",null,"BITNER","KMT",1,24480,"PLN",0.23,null,null,null,null,null,null,null,"n91"]
[1599,null,"STEROWNICZE","S58989",5902956033055,"BiT 500®FR","7x2,5",null,"BITNER","KMT",1,26940,"PLN",0.23,null,null,null,null,null,null,null,"n91"]
[1600,null,"STEROWNICZE","S58990",5902956033062,"BiT 500®FR","10G2,5",null,"BITNER","KMT",1,36000,"PLN",0.23,null,null,null,null,null,null,null,"n91"]
[1601,null,"STEROWNICZE","S58991",5902956033079,"BiT 500®FR","12G2,5",null,"BITNER","KMT",1,42820,"PLN",0.23,null,null,null,null,null,null,null,"n91"]
[1602,null,"STEROWNICZE","S58992",5902956033086,"BiT 500®FR","12x2,5",null,"BITNER","KMT",1,47110,"PLN",0.23,null,null,null,null,null,null,null,"n91"]
[1603,null,"STEROWNICZE","S58993",5902956033093,"BiT 500®FR","14G2,5",null,"BITNER","KMT",1,49920,"PLN",0.23,null,null,null,null,null,null,null,"n91"]
[1604,null,"STEROWNICZE","S58994",5902956033109,"BiT 500®FR","16G2,5",null,"BITNER","KMT",1,56880,"PLN",0.23,null,null,null,null,null,null,null,"n91"]
[1605,null,"STEROWNICZE","S58995",5902956033116,"BiT 500®FR","18G2,5",null,"BITNER","KMT",1,64010,"PLN",0.23,null,null,null,null,null,null,null,"n91"]
[1606,null,"STEROWNICZE","S58996",5902956033123,"BiT 500®FR","21G2,5",null,"BITNER","KMT",1,74760,"PLN",0.23,null,null,null,null,null,null,null,"n91"]
[1607,null,"STEROWNICZE","S58997",5902956033130,"BiT 500®FR","25G2,5",null,"BITNER","KMT",1,89400,"PLN",0.23,null,null,null,null,null,null,null,"n91"]
[1608,null,"STEROWNICZE","S58998",5902956033147,"BiT 500®FR","30G2,5",null,"BITNER","KMT",1,105870,"PLN",0.23,null,null,null,null,null,null,null,"n91"]
[1609,null,"STEROWNICZE","S58999",5902956033154,"BiT 500®FR","34G2,5",null,"BITNER","KMT",1,120930,"PLN",0.23,null,null,null,null,null,null,null,"n91"]
[1610,null,"STEROWNICZE","S59000",5902956033161,"BiT 500®FR","37G2,5",null,"BITNER","KMT",1,130280,"PLN",0.23,null,null,null,null,null,null,null,"n91"]
[1611,null,"STEROWNICZE","S59001",5902956033178,"BiT 500®FR","42G2,5",null,"BITNER","KMT",1,148480,"PLN",0.23,null,null,null,null,null,null,null,"n91"]
[1612,null,"STEROWNICZE","S59002",5902956033185,"BiT 500®FR","50G2,5",null,"BITNER","KMT",1,175600,"PLN",0.23,null,null,null,null,null,null,null,"n91"]
[1613,null,"STEROWNICZE","S59003",5902956033192,"BiT 500®FR","2x4,0",null,"BITNER","KMT",1,12390,"PLN",0.23,null,null,null,null,null,null,null,"n91"]
[1614,null,"STEROWNICZE","S59004",5902956033208,"BiT 500®FR","3G4,0",null,"BITNER","KMT",1,17820,"PLN",0.23,null,null,null,null,null,null,null,"n91"]
[1615,null,"STEROWNICZE","S59005",5902956033215,"BiT 500®FR","3x4,0",null,"BITNER","KMT",1,19600,"PLN",0.23,null,null,null,null,null,null,null,"n91"]
[1616,null,"STEROWNICZE","S59006",5902956033222,"BiT 500®FR","4G4,0",null,"BITNER","KMT",1,23880,"PLN",0.23,null,null,null,null,null,null,null,"n91"]
[1617,null,"STEROWNICZE","S59007",5902956033239,"BiT 500®FR","5G4,0",null,"BITNER","KMT",1,29600,"PLN",0.23,null,null,null,null,null,null,null,"n91"]
[1618,null,"STEROWNICZE","S59008",5902956033246,"BiT 500®FR","7G4,0",null,"BITNER","KMT",1,40950,"PLN",0.23,null,null,null,null,null,null,null,"n91"]
[1619,null,"STEROWNICZE","S59009",5902956033253,"BiT 500®FR","10G4,0",null,"BITNER","KMT",1,61350,"PLN",0.23,null,null,null,null,null,null,null,"n91"]
[1620,null,"STEROWNICZE","S59010",5902956033260,"BiT 500®FR","12G4,0",null,"BITNER","KMT",1,72650,"PLN",0.23,null,null,null,null,null,null,null,"n91"]
[1621,null,"STEROWNICZE","S59011",5902956033277,"BiT 500®FR","2x2x0,5",null,"BITNER","KMT",1,3660,"PLN",0.23,null,null,null,null,null,null,null,"n91"]
[1622,null,"STEROWNICZE","S59012",5902956033284,"BiT 500®FR","3x2x0,5",null,"BITNER","KMT",1,5010,"PLN",0.23,null,null,null,null,null,null,null,"n91"]
[1623,null,"STEROWNICZE","S59013",5902956033291,"BiT 500®FR","4x2x0,5",null,"BITNER","KMT",1,6610,"PLN",0.23,null,null,null,null,null,null,null,"n91"]
[1624,null,"STEROWNICZE","S59014",5902956033307,"BiT 500®FR","5x2x0,5",null,"BITNER","KMT",1,8260,"PLN",0.23,null,null,null,null,null,null,null,"n91"]
[1625,null,"STEROWNICZE","S59015",5902956033314,"BiT 500®FR","6x2x0,5",null,"BITNER","KMT",1,9590,"PLN",0.23,null,null,null,null,null,null,null,"n91"]
[1626,null,"STEROWNICZE","S59016",5902956033321,"BiT 500®FR","7x2x0,5",null,"BITNER","KMT",1,11290,"PLN",0.23,null,null,null,null,null,null,null,"n91"]
[1627,null,"STEROWNICZE","S59017",5902956033338,"BiT 500®FR","8x2x0,5",null,"BITNER","KMT",1,12770,"PLN",0.23,null,null,null,null,null,null,null,"n91"]
[1628,null,"STEROWNICZE","S59018",5902956033345,"BiT 500®FR","10x2x0,5",null,"BITNER","KMT",1,15410,"PLN",0.23,null,null,null,null,null,null,null,"n91"]
[1629,null,"STEROWNICZE","S59019",5902956033352,"BiT 500®FR","12x2x0,5",null,"BITNER","KMT",1,18440,"PLN",0.23,null,null,null,null,null,null,null,"n91"]
[1630,null,"STEROWNICZE","S59020",5902956033369,"BiT 500®FR","14x2x0,5",null,"BITNER","KMT",1,21070,"PLN",0.23,null,null,null,null,null,null,null,"n91"]
[1631,null,"STEROWNICZE","S59021",5902956033376,"BiT 500®FR","16x2x0,5",null,"BITNER","KMT",1,24400,"PLN",0.23,null,null,null,null,null,null,null,"n91"]
[1632,null,"STEROWNICZE","S59022",5902956033383,"BiT 500®FR","18x2x0,5",null,"BITNER","KMT",1,27130,"PLN",0.23,null,null,null,null,null,null,null,"n91"]
[1633,null,"STEROWNICZE","S59023",5902956033390,"BiT 500®FR","20x2x0,5",null,"BITNER","KMT",1,29970,"PLN",0.23,null,null,null,null,null,null,null,"n91"]
[1634,null,"STEROWNICZE","S59024",5902956033406,"BiT 500®FR","24x2x0,5",null,"BITNER","KMT",1,35760,"PLN",0.23,null,null,null,null,null,null,null,"n91"]
[1635,null,"STEROWNICZE","S59025",5902956033413,"BiT 500®FR","2x2x0,75",null,"BITNER","KMT",1,5030,"PLN",0.23,null,null,null,null,null,null,null,"n91"]
[1636,null,"STEROWNICZE","S59026",5902956033420,"BiT 500®FR","3x2x0,75",null,"BITNER","KMT",1,7170,"PLN",0.23,null,null,null,null,null,null,null,"n91"]
[1637,null,"STEROWNICZE","S59027",5902956033437,"BiT 500®FR","4x2x0,75",null,"BITNER","KMT",1,9340,"PLN",0.23,null,null,null,null,null,null,null,"n91"]
[1638,null,"STEROWNICZE","S59028",5902956033444,"BiT 500®FR","5x2x0,75",null,"BITNER","KMT",1,11700,"PLN",0.23,null,null,null,null,null,null,null,"n91"]
[1639,null,"STEROWNICZE","S59029",5902956033451,"BiT 500®FR","6x2x0,75",null,"BITNER","KMT",1,13480,"PLN",0.23,null,null,null,null,null,null,null,"n91"]
[1640,null,"STEROWNICZE","S59030",5902956033468,"BiT 500®FR","7x2x0,75",null,"BITNER","KMT",1,15680,"PLN",0.23,null,null,null,null,null,null,null,"n91"]
[1641,null,"STEROWNICZE","S59031",5902956033475,"BiT 500®FR","8x2x0,75",null,"BITNER","KMT",1,17940,"PLN",0.23,null,null,null,null,null,null,null,"n91"]
[1642,null,"STEROWNICZE","S59032",5902956033482,"BiT 500®FR","10x2x0,75",null,"BITNER","KMT",1,21840,"PLN",0.23,null,null,null,null,null,null,null,"n91"]
[1643,null,"STEROWNICZE","S59033",5902956033499,"BiT 500®FR","12x2x0,75",null,"BITNER","KMT",1,26300,"PLN",0.23,null,null,null,null,null,null,null,"n91"]
[1644,null,"STEROWNICZE","S59034",5902956033505,"BiT 500®FR","14x2x0,75",null,"BITNER","KMT",1,30480,"PLN",0.23,null,null,null,null,null,null,null,"n91"]
[1645,null,"STEROWNICZE","S59035",5902956033512,"BiT 500®FR","16x2x0,75",null,"BITNER","KMT",1,35020,"PLN",0.23,null,null,null,null,null,null,null,"n91"]
[1646,null,"STEROWNICZE","S59036",5902956033529,"BiT 500®FR","18x2x0,75",null,"BITNER","KMT",1,39020,"PLN",0.23,null,null,null,null,null,null,null,"n91"]
[1647,null,"STEROWNICZE","S59037",5902956033536,"BiT 500®FR","20x2x0,75",null,"BITNER","KMT",1,43150,"PLN",0.23,null,null,null,null,null,null,null,"n91"]
[1648,null,"STEROWNICZE","S59038",5902956033543,"BiT 500®FR","24x2x0,75",null,"BITNER","KMT",1,51310,"PLN",0.23,null,null,null,null,null,null,null,"n91"]
[1649,null,"STEROWNICZE","S59039",5902956033550,"BiT 500®FR","2x2x1,0",null,"BITNER","KMT",1,6440,"PLN",0.23,null,null,null,null,null,null,null,"n91"]
[1650,null,"STEROWNICZE","S59040",5902956033567,"BiT 500®FR","3x2x1,0",null,"BITNER","KMT",1,9200,"PLN",0.23,null,null,null,null,null,null,null,"n91"]
[1651,null,"STEROWNICZE","S59041",5902956033574,"BiT 500®FR","4x2x1,0",null,"BITNER","KMT",1,12040,"PLN",0.23,null,null,null,null,null,null,null,"n91"]
[1652,null,"STEROWNICZE","S59042",5902956033581,"BiT 500®FR","5x2x1,0",null,"BITNER","KMT",1,14840,"PLN",0.23,null,null,null,null,null,null,null,"n91"]
[1653,null,"STEROWNICZE","S59043",5902956033598,"BiT 500®FR","6x2x1,0",null,"BITNER","KMT",1,17420,"PLN",0.23,null,null,null,null,null,null,null,"n91"]
[1654,null,"STEROWNICZE","S59044",5902956033604,"BiT 500®FR","7x2x1,0",null,"BITNER","KMT",1,20400,"PLN",0.23,null,null,null,null,null,null,null,"n91"]
[1655,null,"STEROWNICZE","S59045",5902956033611,"BiT 500®FR","8x2x1,0",null,"BITNER","KMT",1,22840,"PLN",0.23,null,null,null,null,null,null,null,"n91"]
[1656,null,"STEROWNICZE","S59046",5902956033628,"BiT 500®FR","10x2x1,0",null,"BITNER","KMT",1,28290,"PLN",0.23,null,null,null,null,null,null,null,"n91"]
[1657,null,"STEROWNICZE","S59047",5902956033635,"BiT 500®FR","12x2x1,0",null,"BITNER","KMT",1,34020,"PLN",0.23,null,null,null,null,null,null,null,"n91"]
[1658,null,"STEROWNICZE","S59048",5902956033642,"BiT 500®FR","14x2x1,0",null,"BITNER","KMT",1,39660,"PLN",0.23,null,null,null,null,null,null,null,"n91"]
[1659,null,"STEROWNICZE","S59049",5902956033659,"BiT 500®FR","16x2x1,0",null,"BITNER","KMT",1,45330,"PLN",0.23,null,null,null,null,null,null,null,"n91"]
[1660,null,"STEROWNICZE","S59050",5902956033666,"BiT 500®FR","18x2x1,0",null,"BITNER","KMT",1,50580,"PLN",0.23,null,null,null,null,null,null,null,"n91"]
[1661,null,"STEROWNICZE","S59051",5902956033673,"BiT 500®FR","20x2x1,0",null,"BITNER","KMT",1,55990,"PLN",0.23,null,null,null,null,null,null,null,"n91"]
[1662,null,"STEROWNICZE","S59052",5902956033680,"BiT 500®FR","24x2x1,0",null,"BITNER","KMT",1,66900,"PLN",0.23,null,null,null,null,null,null,null,"n91"]
[1663,null,"STEROWNICZE","S59053",5902956033697,"BiT 500®FR","2x2x1,5",null,"BITNER","KMT",1,9230,"PLN",0.23,null,null,null,null,null,null,null,"n91"]
[1664,null,"STEROWNICZE","S59054",5902956033703,"BiT 500®FR","3x2x1,5",null,"BITNER","KMT",1,13100,"PLN",0.23,null,null,null,null,null,null,null,"n91"]
[1665,null,"STEROWNICZE","S59055",5902956033710,"BiT 500®FR","4x2x1,5",null,"BITNER","KMT",1,16800,"PLN",0.23,null,null,null,null,null,null,null,"n91"]
[1666,null,"STEROWNICZE","S59056",5902956033727,"BiT 500®FR","5x2x1,5",null,"BITNER","KMT",1,21180,"PLN",0.23,null,null,null,null,null,null,null,"n91"]
[1667,null,"STEROWNICZE","S59057",5902956033734,"BiT 500®FR","6x2x1,5",null,"BITNER","KMT",1,24510,"PLN",0.23,null,null,null,null,null,null,null,"n91"]
[1668,null,"STEROWNICZE","S59058",5902956033741,"BiT 500®FR","7x2x1,5",null,"BITNER","KMT",1,28840,"PLN",0.23,null,null,null,null,null,null,null,"n91"]
[1669,null,"STEROWNICZE","S59059",5902956033758,"BiT 500®FR","8x2x1,5",null,"BITNER","KMT",1,32780,"PLN",0.23,null,null,null,null,null,null,null,"n91"]
[1670,null,"STEROWNICZE","S59060",5902956033765,"BiT 500®FR","10x2x1,5",null,"BITNER","KMT",1,40760,"PLN",0.23,null,null,null,null,null,null,null,"n91"]
[1671,null,"STEROWNICZE","S59061",5902956033772,"BiT 500®FR","12x2x1,5",null,"BITNER","KMT",1,48590,"PLN",0.23,null,null,null,null,null,null,null,"n91"]
[1672,null,"STEROWNICZE","S59062",5902956033789,"BiT 500®FR","14x2x1,5",null,"BITNER","KMT",1,56430,"PLN",0.23,null,null,null,null,null,null,null,"n91"]
[1673,null,"STEROWNICZE","S59063",5902956033796,"BiT 500®FR","16x2x1,5",null,"BITNER","KMT",1,64760,"PLN",0.23,null,null,null,null,null,null,null,"n91"]
[1674,null,"STEROWNICZE","S59064",5902956033802,"BiT 500®FR","18x2x1,5",null,"BITNER","KMT",1,72300,"PLN",0.23,null,null,null,null,null,null,null,"n91"]
[1675,null,"STEROWNICZE","S59065",5902956033819,"BiT 500®FR","20x2x1,5",null,"BITNER","KMT",1,80520,"PLN",0.23,null,null,null,null,null,null,null,"n91"]
[1676,null,"STEROWNICZE","S59066",5902956033826,"BiT 500®FR","24x2x1,5",null,"BITNER","KMT",1,95940,"PLN",0.23,null,null,null,null,null,null,null,"n91"]
[1677,null,"STEROWNICZE","S59067",5902956033833,"BiT 500®FR","2x2x2,5",null,"BITNER","KMT",1,14460,"PLN",0.23,null,null,null,null,null,null,null,"n91"]
[1678,null,"STEROWNICZE","S59068",5902956033840,"BiT 500®FR","3x2x2,5",null,"BITNER","KMT",1,20690,"PLN",0.23,null,null,null,null,null,null,null,"n91"]
[1679,null,"STEROWNICZE","S59069",5902956033857,"BiT 500®FR","4x2x2,5",null,"BITNER","KMT",1,26840,"PLN",0.23,null,null,null,null,null,null,null,"n91"]
[1680,null,"STEROWNICZE","S59070",5902956033864,"BiT 500®FR","5x2x2,5",null,"BITNER","KMT",1,33960,"PLN",0.23,null,null,null,null,null,null,null,"n91"]
[1681,null,"STEROWNICZE","S59071",5902956033871,"BiT 500®FR","6x2x2,5",null,"BITNER","KMT",1,39970,"PLN",0.23,null,null,null,null,null,null,null,"n91"]
[1682,null,"STEROWNICZE","S59072",5902956033888,"BiT 500®FR","7x2x2,5",null,"BITNER","KMT",1,46740,"PLN",0.23,null,null,null,null,null,null,null,"n91"]
[1683,null,"STEROWNICZE","S59073",5902956033895,"BiT 500®FR","8x2x2,5",null,"BITNER","KMT",1,53170,"PLN",0.23,null,null,null,null,null,null,null,"n91"]
[1684,null,"STEROWNICZE","S59074",5902956033901,"BiT 500®FR","10x2x2,5",null,"BITNER","KMT",1,66190,"PLN",0.23,null,null,null,null,null,null,null,"n91"]
[1685,null,"STEROWNICZE","S59075",5902956033918,"BiT 500®FR","12x2x2,5",null,"BITNER","KMT",1,79010,"PLN",0.23,null,null,null,null,null,null,null,"n91"]
[1686,null,"STEROWNICZE","S59076",5902956033925,"BiT 500®FR","14x2x2,5",null,"BITNER","KMT",1,92330,"PLN",0.23,null,null,null,null,null,null,null,"n91"]
[1687,null,"STEROWNICZE","S59077",5902956033932,"BiT 500®FR","16x2x2,5",null,"BITNER","KMT",1,105600,"PLN",0.23,null,null,null,null,null,null,null,"n91"]
[1688,null,"STEROWNICZE","SB1300",5902956033949,"BiT 500®C FR","2x0,5",null,"BITNER","KMT",1,3610,"PLN",0.23,null,null,null,null,null,null,null,"n91"]
[1689,null,"STEROWNICZE","SB1301",5902956033956,"BiT 500®C FR","3G0,5",null,"BITNER","KMT",1,4300,"PLN",0.23,null,null,null,null,null,null,null,"n91"]
[1690,null,"STEROWNICZE","SB1302",5902956033963,"BiT 500®C FR","3x0,5",null,"BITNER","KMT",1,4730,"PLN",0.23,null,null,null,null,null,null,null,"n91"]
[1691,null,"STEROWNICZE","SB1303",5902956033970,"BiT 500®C FR","4G0,5",null,"BITNER","KMT",1,5180,"PLN",0.23,null,null,null,null,null,null,null,"n91"]
[1692,null,"STEROWNICZE","SB1304",5902956033987,"BiT 500®C FR","4x0,5",null,"BITNER","KMT",1,5700,"PLN",0.23,null,null,null,null,null,null,null,"n91"]
[1693,null,"STEROWNICZE","SB1305",5902956033994,"BiT 500®C FR","5G0,5",null,"BITNER","KMT",1,6270,"PLN",0.23,null,null,null,null,null,null,null,"n91"]
[1694,null,"STEROWNICZE","SB1306",5902956034007,"BiT 500®C FR","5x0,5",null,"BITNER","KMT",1,6900,"PLN",0.23,null,null,null,null,null,null,null,"n91"]
[1695,null,"STEROWNICZE","SB1307",5902956034014,"BiT 500®C FR","6G0,5",null,"BITNER","KMT",1,7330,"PLN",0.23,null,null,null,null,null,null,null,"n91"]
[1696,null,"STEROWNICZE","SB1308",5902956034021,"BiT 500®C FR","7G0,5",null,"BITNER","KMT",1,8020,"PLN",0.23,null,null,null,null,null,null,null,"n91"]
[1697,null,"STEROWNICZE","SB1309",5902956034038,"BiT 500®C FR","7x0,5",null,"BITNER","KMT",1,8820,"PLN",0.23,null,null,null,null,null,null,null,"n91"]
[1698,null,"STEROWNICZE","SB1310",5902956034045,"BiT 500®C FR","8G0,5",null,"BITNER","KMT",1,10550,"PLN",0.23,null,null,null,null,null,null,null,"n91"]
[1699,null,"STEROWNICZE","SB1311",5902956034052,"BiT 500®C FR","8x0,5",null,"BITNER","KMT",1,11610,"PLN",0.23,null,null,null,null,null,null,null,"n91"]
[1700,null,"STEROWNICZE","SB1312",5902956034069,"BiT 500®C FR","10G0,5",null,"BITNER","KMT",1,13130,"PLN",0.23,null,null,null,null,null,null,null,"n91"]
[1701,null,"STEROWNICZE","SB1313",5902956034076,"BiT 500®C FR","12G0,5",null,"BITNER","KMT",1,14320,"PLN",0.23,null,null,null,null,null,null,null,"n91"]
[1702,null,"STEROWNICZE","SB1314",5902956034083,"BiT 500®C FR","12x0,5",null,"BITNER","KMT",1,15760,"PLN",0.23,null,null,null,null,null,null,null,"n91"]
[1703,null,"STEROWNICZE","SB1315",5902956034090,"BiT 500®C FR","14G0,5",null,"BITNER","KMT",1,16080,"PLN",0.23,null,null,null,null,null,null,null,"n91"]
[1704,null,"STEROWNICZE","SB1316",5902956034106,"BiT 500®C FR","16G0,5",null,"BITNER","KMT",1,17960,"PLN",0.23,null,null,null,null,null,null,null,"n91"]
[1705,null,"STEROWNICZE","SB1317",5902956034113,"BiT 500®C FR","18G0,5",null,"BITNER","KMT",1,20110,"PLN",0.23,null,null,null,null,null,null,null,"n91"]
[1706,null,"STEROWNICZE","SB1318",5902956034120,"BiT 500®C FR","19G0,5",null,"BITNER","KMT",1,20770,"PLN",0.23,null,null,null,null,null,null,null,"n91"]
[1707,null,"STEROWNICZE","SB1319",5902956034137,"BiT 500®C FR","21G0,5",null,"BITNER","KMT",1,22180,"PLN",0.23,null,null,null,null,null,null,null,"n91"]
[1708,null,"STEROWNICZE","SB1320",5902956034144,"BiT 500®C FR","25G0,5",null,"BITNER","KMT",1,26350,"PLN",0.23,null,null,null,null,null,null,null,"n91"]
[1709,null,"STEROWNICZE","SB1321",5902956034151,"BiT 500®C FR","27G0,5",null,"BITNER","KMT",1,27690,"PLN",0.23,null,null,null,null,null,null,null,"n91"]
[1710,null,"STEROWNICZE","SB1322",5902956034168,"BiT 500®C FR","30G0,5",null,"BITNER","KMT",1,30150,"PLN",0.23,null,null,null,null,null,null,null,"n91"]
[1711,null,"STEROWNICZE","SB1323",5902956034175,"BiT 500®C FR","34G0,5",null,"BITNER","KMT",1,34010,"PLN",0.23,null,null,null,null,null,null,null,"n91"]
[1712,null,"STEROWNICZE","SB1324",5902956034182,"BiT 500®C FR","37G0,5",null,"BITNER","KMT",1,36010,"PLN",0.23,null,null,null,null,null,null,null,"n91"]
[1713,null,"STEROWNICZE","SB1325",5902956034199,"BiT 500®C FR","40G0,5",null,"BITNER","KMT",1,38880,"PLN",0.23,null,null,null,null,null,null,null,"n91"]
[1714,null,"STEROWNICZE","SB1326",5902956034205,"BiT 500®C FR","42G0,5",null,"BITNER","KMT",1,41360,"PLN",0.23,null,null,null,null,null,null,null,"n91"]
[1715,null,"STEROWNICZE","SB1327",5902956034212,"BiT 500®C FR","50G0,5",null,"BITNER","KMT",1,47850,"PLN",0.23,null,null,null,null,null,null,null,"n91"]
[1716,null,"STEROWNICZE","SB1328",5902956034229,"BiT 500®C FR","56G0,5",null,"BITNER","KMT",1,52520,"PLN",0.23,null,null,null,null,null,null,null,"n91"]
[1717,null,"STEROWNICZE","SB1329",5902956034236,"BiT 500®C FR","61G0,5",null,"BITNER","KMT",1,56640,"PLN",0.23,null,null,null,null,null,null,null,"n91"]
[1718,null,"STEROWNICZE","SB1330",5902956034243,"BiT 500®C FR","2x0,75",null,"BITNER","KMT",1,4330,"PLN",0.23,null,null,null,null,null,null,null,"n91"]
[1719,null,"STEROWNICZE","SB1331",5902956034250,"BiT 500®C FR","3G0,75",null,"BITNER","KMT",1,5460,"PLN",0.23,null,null,null,null,null,null,null,"n91"]
[1720,null,"STEROWNICZE","SB1332",5902956034267,"BiT 500®C FR","3x0,75",null,"BITNER","KMT",1,6020,"PLN",0.23,null,null,null,null,null,null,null,"n91"]
[1721,null,"STEROWNICZE","SB1333",5902956034274,"BiT 500®C FR","4G0,75",null,"BITNER","KMT",1,6860,"PLN",0.23,null,null,null,null,null,null,null,"n91"]
[1722,null,"STEROWNICZE","SB1334",5902956034281,"BiT 500®C FR","4x0,75",null,"BITNER","KMT",1,7550,"PLN",0.23,null,null,null,null,null,null,null,"n91"]
[1723,null,"STEROWNICZE","SB1335",5902956034298,"BiT 500®C FR","5G0,75",null,"BITNER","KMT",1,8310,"PLN",0.23,null,null,null,null,null,null,null,"n91"]
[1724,null,"STEROWNICZE","SB1336",5902956034304,"BiT 500®C FR","5x0,75",null,"BITNER","KMT",1,9140,"PLN",0.23,null,null,null,null,null,null,null,"n91"]
[1725,null,"STEROWNICZE","SB1337",5902956034311,"BiT 500®C FR","6G0,75",null,"BITNER","KMT",1,11070,"PLN",0.23,null,null,null,null,null,null,null,"n91"]
[1726,null,"STEROWNICZE","SB1338",5902956034328,"BiT 500®C FR","6x0,75",null,"BITNER","KMT",1,12180,"PLN",0.23,null,null,null,null,null,null,null,"n91"]
[1727,null,"STEROWNICZE","SB1339",5902956034335,"BiT 500®C FR","7G0,75",null,"BITNER","KMT",1,12070,"PLN",0.23,null,null,null,null,null,null,null,"n91"]
[1728,null,"STEROWNICZE","SB1340",5902956034342,"BiT 500®C FR","7x0,75",null,"BITNER","KMT",1,13280,"PLN",0.23,null,null,null,null,null,null,null,"n91"]
[1729,null,"STEROWNICZE","SB1341",5902956034359,"BiT 500®C FR","8G0,75",null,"BITNER","KMT",1,13830,"PLN",0.23,null,null,null,null,null,null,null,"n91"]
[1730,null,"STEROWNICZE","SB1342",5902956034366,"BiT 500®C FR","8x0,75",null,"BITNER","KMT",1,15220,"PLN",0.23,null,null,null,null,null,null,null,"n91"]
[1731,null,"STEROWNICZE","SB1343",5902956034373,"BiT 500®C FR","10G0,75",null,"BITNER","KMT",1,17010,"PLN",0.23,null,null,null,null,null,null,null,"n91"]
[1732,null,"STEROWNICZE","SB1344",5902956034380,"BiT 500®C FR","12G0,75",null,"BITNER","KMT",1,18990,"PLN",0.23,null,null,null,null,null,null,null,"n91"]
[1733,null,"STEROWNICZE","SB1345",5902956034397,"BiT 500®C FR","12x0,75",null,"BITNER","KMT",1,20890,"PLN",0.23,null,null,null,null,null,null,null,"n91"]
[1734,null,"STEROWNICZE","SB1346",5902956034403,"BiT 500®C FR","14G0,75",null,"BITNER","KMT",1,23350,"PLN",0.23,null,null,null,null,null,null,null,"n91"]
[1735,null,"STEROWNICZE","SB1347",5902956034410,"BiT 500®C FR","16G0,75",null,"BITNER","KMT",1,23810,"PLN",0.23,null,null,null,null,null,null,null,"n91"]
[1736,null,"STEROWNICZE","SB1348",5902956034427,"BiT 500®C FR","18G0,75",null,"BITNER","KMT",1,26430,"PLN",0.23,null,null,null,null,null,null,null,"n91"]
[1737,null,"STEROWNICZE","SB1349",5902956034434,"BiT 500®C FR","19G0,75",null,"BITNER","KMT",1,27390,"PLN",0.23,null,null,null,null,null,null,null,"n91"]
[1738,null,"STEROWNICZE","SB1350",5902956034441,"BiT 500®C FR","21G0,75",null,"BITNER","KMT",1,29970,"PLN",0.23,null,null,null,null,null,null,null,"n91"]
[1739,null,"STEROWNICZE","SB1351",5902956034458,"BiT 500®C FR","25G0,75",null,"BITNER","KMT",1,35530,"PLN",0.23,null,null,null,null,null,null,null,"n91"]
[1740,null,"STEROWNICZE","SB1352",5902956034465,"BiT 500®C FR","27G0,75",null,"BITNER","KMT",1,37550,"PLN",0.23,null,null,null,null,null,null,null,"n91"]
[1741,null,"STEROWNICZE","SB1353",5902956034472,"BiT 500®C FR","30G0,75",null,"BITNER","KMT",1,41410,"PLN",0.23,null,null,null,null,null,null,null,"n91"]
[1742,null,"STEROWNICZE","SB1354",5902956034489,"BiT 500®C FR","34G0,75",null,"BITNER","KMT",1,46850,"PLN",0.23,null,null,null,null,null,null,null,"n91"]
[1743,null,"STEROWNICZE","SB1355",5902956034496,"BiT 500®C FR","37G0,75",null,"BITNER","KMT",1,49860,"PLN",0.23,null,null,null,null,null,null,null,"n91"]
[1744,null,"STEROWNICZE","SB1356",5902956034502,"BiT 500®C FR","40G0,75",null,"BITNER","KMT",1,53420,"PLN",0.23,null,null,null,null,null,null,null,"n91"]
[1745,null,"STEROWNICZE","SB1357",5902956034519,"BiT 500®C FR","42G0,75",null,"BITNER","KMT",1,56910,"PLN",0.23,null,null,null,null,null,null,null,"n91"]
[1746,null,"STEROWNICZE","SB1358",5902956034526,"BiT 500®C FR","50G0,75",null,"BITNER","KMT",1,65970,"PLN",0.23,null,null,null,null,null,null,null,"n91"]
[1747,null,"STEROWNICZE","SB1359",5902956034533,"BiT 500®C FR","56G0,75",null,"BITNER","KMT",1,72740,"PLN",0.23,null,null,null,null,null,null,null,"n91"]
[1748,null,"STEROWNICZE","SB1360",5902956034540,"BiT 500®C FR","61G0,75",null,"BITNER","KMT",1,78660,"PLN",0.23,null,null,null,null,null,null,null,"n91"]
[1749,null,"STEROWNICZE","SB1361",5902956034557,"BiT 500®C FR","2x1,0",null,"BITNER","KMT",1,5150,"PLN",0.23,null,null,null,null,null,null,null,"n91"]
[1750,null,"STEROWNICZE","SB1362",5902956034564,"BiT 500®C FR","3G1,0",null,"BITNER","KMT",1,6670,"PLN",0.23,null,null,null,null,null,null,null,"n91"]
[1751,null,"STEROWNICZE","SB1363",5902956034571,"BiT 500®C FR","3x1,0",null,"BITNER","KMT",1,7340,"PLN",0.23,null,null,null,null,null,null,null,"n91"]
[1752,null,"STEROWNICZE","SB1364",5902956034588,"BiT 500®C FR","4G1,0",null,"BITNER","KMT",1,8430,"PLN",0.23,null,null,null,null,null,null,null,"n91"]
[1753,null,"STEROWNICZE","SB1365",5902956034595,"BiT 500®C FR","4x1,0",null,"BITNER","KMT",1,9280,"PLN",0.23,null,null,null,null,null,null,null,"n91"]
[1754,null,"STEROWNICZE","SB1366",5902956034601,"BiT 500®C FR","5G1,0",null,"BITNER","KMT",1,11440,"PLN",0.23,null,null,null,null,null,null,null,"n91"]
[1755,null,"STEROWNICZE","SB1367",5902956034618,"BiT 500®C FR","5x1,0",null,"BITNER","KMT",1,12580,"PLN",0.23,null,null,null,null,null,null,null,"n91"]
[1756,null,"STEROWNICZE","SB1368",5902956034625,"BiT 500®C FR","6G1,0",null,"BITNER","KMT",1,13360,"PLN",0.23,null,null,null,null,null,null,null,"n91"]
[1757,null,"STEROWNICZE","SB1369",5902956034632,"BiT 500®C FR","6x1,0",null,"BITNER","KMT",1,14700,"PLN",0.23,null,null,null,null,null,null,null,"n91"]
[1758,null,"STEROWNICZE","SB1370",5902956034649,"BiT 500®C FR","7G1,0",null,"BITNER","KMT",1,14500,"PLN",0.23,null,null,null,null,null,null,null,"n91"]
[1759,null,"STEROWNICZE","SB1371",5902956034656,"BiT 500®C FR","7x1,0",null,"BITNER","KMT",1,15950,"PLN",0.23,null,null,null,null,null,null,null,"n91"]
[1760,null,"STEROWNICZE","SB1372",5902956034663,"BiT 500®C FR","8G1,0",null,"BITNER","KMT",1,16720,"PLN",0.23,null,null,null,null,null,null,null,"n91"]
[1761,null,"STEROWNICZE","SB1373",5902956034670,"BiT 500®C FR","10G1,0",null,"BITNER","KMT",1,21020,"PLN",0.23,null,null,null,null,null,null,null,"n91"]
[1762,null,"STEROWNICZE","SB1374",5902956034687,"BiT 500®C FR","10x1,0",null,"BITNER","KMT",1,23120,"PLN",0.23,null,null,null,null,null,null,null,"n91"]
[1763,null,"STEROWNICZE","SB1375",5902956034694,"BiT 500®C FR","12G1,0",null,"BITNER","KMT",1,23170,"PLN",0.23,null,null,null,null,null,null,null,"n91"]
[1764,null,"STEROWNICZE","SB1376",5902956034700,"BiT 500®C FR","12x1,0",null,"BITNER","KMT",1,25490,"PLN",0.23,null,null,null,null,null,null,null,"n91"]
[1765,null,"STEROWNICZE","SB1377",5902956034717,"BiT 500®C FR","14G1,0",null,"BITNER","KMT",1,26310,"PLN",0.23,null,null,null,null,null,null,null,"n91"]
[1766,null,"STEROWNICZE","SB1378",5902956034724,"BiT 500®C FR","16G1,0",null,"BITNER","KMT",1,29670,"PLN",0.23,null,null,null,null,null,null,null,"n91"]
[1767,null,"STEROWNICZE","SB1379",5902956034731,"BiT 500®C FR","18G1,0",null,"BITNER","KMT",1,33050,"PLN",0.23,null,null,null,null,null,null,null,"n91"]
[1768,null,"STEROWNICZE","SB1380",5902956034748,"BiT 500®C FR","18x1,0",null,"BITNER","KMT",1,36350,"PLN",0.23,null,null,null,null,null,null,null,"n91"]
[1769,null,"STEROWNICZE","SB1381",5902956034755,"BiT 500®C FR","19G1,0",null,"BITNER","KMT",1,34320,"PLN",0.23,null,null,null,null,null,null,null,"n91"]
[1770,null,"STEROWNICZE","SB1382",5902956034762,"BiT 500®C FR","21G1,0",null,"BITNER","KMT",1,37670,"PLN",0.23,null,null,null,null,null,null,null,"n91"]
[1771,null,"STEROWNICZE","SB1383",5902956034779,"BiT 500®C FR","25G1,0",null,"BITNER","KMT",1,44920,"PLN",0.23,null,null,null,null,null,null,null,"n91"]
[1772,null,"STEROWNICZE","SB1384",5902956034786,"BiT 500®C FR","27G1,0",null,"BITNER","KMT",1,47500,"PLN",0.23,null,null,null,null,null,null,null,"n91"]
[1773,null,"STEROWNICZE","SB1385",5902956034793,"BiT 500®C FR","30G1,0",null,"BITNER","KMT",1,52200,"PLN",0.23,null,null,null,null,null,null,null,"n91"]
[1774,null,"STEROWNICZE","SB1386",5902956034809,"BiT 500®C FR","34G1,0",null,"BITNER","KMT",1,59150,"PLN",0.23,null,null,null,null,null,null,null,"n91"]
[1775,null,"STEROWNICZE","SB1387",5902956034816,"BiT 500®C FR","37G1,0",null,"BITNER","KMT",1,63030,"PLN",0.23,null,null,null,null,null,null,null,"n91"]
[1776,null,"STEROWNICZE","SB1388",5902956034823,"BiT 500®C FR","40G1,0",null,"BITNER","KMT",1,67770,"PLN",0.23,null,null,null,null,null,null,null,"n91"]
[1777,null,"STEROWNICZE","SB1389",5902956034830,"BiT 500®C FR","42G1,0",null,"BITNER","KMT",1,71790,"PLN",0.23,null,null,null,null,null,null,null,"n91"]
[1778,null,"STEROWNICZE","SB1390",5902956034847,"BiT 500®C FR","50G1,0",null,"BITNER","KMT",1,83830,"PLN",0.23,null,null,null,null,null,null,null,"n91"]
[1779,null,"STEROWNICZE","SB1391",5902956034854,"BiT 500®C FR","56G1,0",null,"BITNER","KMT",1,92560,"PLN",0.23,null,null,null,null,null,null,null,"n91"]
[1780,null,"STEROWNICZE","SB1392",5902956034861,"BiT 500®C FR","61G1,0",null,"BITNER","KMT",1,99960,"PLN",0.23,null,null,null,null,null,null,null,"n91"]
[1781,null,"STEROWNICZE","SB1393",5902956034878,"BiT 500®C FR","2x1,5",null,"BITNER","KMT",1,6920,"PLN",0.23,null,null,null,null,null,null,null,"n91"]
[1782,null,"STEROWNICZE","SB1394",5902956034885,"BiT 500®C FR","3G1,5",null,"BITNER","KMT",1,9060,"PLN",0.23,null,null,null,null,null,null,null,"n91"]
[1783,null,"STEROWNICZE","SB1395",5902956034892,"BiT 500®C FR","3x1,5",null,"BITNER","KMT",1,9970,"PLN",0.23,null,null,null,null,null,null,null,"n91"]
[1784,null,"STEROWNICZE","SB1396",5902956034908,"BiT 500®C FR","4G1,5",null,"BITNER","KMT",1,12800,"PLN",0.23,null,null,null,null,null,null,null,"n91"]
[1785,null,"STEROWNICZE","SB1397",5902956034915,"BiT 500®C FR","4x1,5",null,"BITNER","KMT",1,14080,"PLN",0.23,null,null,null,null,null,null,null,"n91"]
[1786,null,"STEROWNICZE","SB1398",5902956034922,"BiT 500®C FR","5G1,5",null,"BITNER","KMT",1,15400,"PLN",0.23,null,null,null,null,null,null,null,"n91"]
[1787,null,"STEROWNICZE","SB1399",5902956034939,"BiT 500®C FR","5x1,5",null,"BITNER","KMT",1,16950,"PLN",0.23,null,null,null,null,null,null,null,"n91"]
[1788,null,"STEROWNICZE","SB1400",5902956034946,"BiT 500®C FR","6G1,5",null,"BITNER","KMT",1,18040,"PLN",0.23,null,null,null,null,null,null,null,"n91"]
[1789,null,"STEROWNICZE","SB1401",5902956034953,"BiT 500®C FR","6x1,5",null,"BITNER","KMT",1,19840,"PLN",0.23,null,null,null,null,null,null,null,"n91"]
[1790,null,"STEROWNICZE","SB1402",5902956034960,"BiT 500®C FR","7G1,5",null,"BITNER","KMT",1,19940,"PLN",0.23,null,null,null,null,null,null,null,"n91"]
[1791,null,"STEROWNICZE","SB1403",5902956034977,"BiT 500®C FR","7x1,5",null,"BITNER","KMT",1,21930,"PLN",0.23,null,null,null,null,null,null,null,"n91"]
[1792,null,"STEROWNICZE","SB1404",5902956034984,"BiT 500®C FR","8G1,5",null,"BITNER","KMT",1,22320,"PLN",0.23,null,null,null,null,null,null,null,"n91"]
[1793,null,"STEROWNICZE","SB1405",5902956034991,"BiT 500®C FR","10G1,5",null,"BITNER","KMT",1,27980,"PLN",0.23,null,null,null,null,null,null,null,"n91"]
[1794,null,"STEROWNICZE","SB1406",5902956035004,"BiT 500®C FR","10x1,5",null,"BITNER","KMT",1,30780,"PLN",0.23,null,null,null,null,null,null,null,"n91"]
[1795,null,"STEROWNICZE","SB1407",5902956035011,"BiT 500®C FR","12G1,5",null,"BITNER","KMT",1,31730,"PLN",0.23,null,null,null,null,null,null,null,"n91"]
[1796,null,"STEROWNICZE","SB1408",5902956035028,"BiT 500®C FR","12x1,5",null,"BITNER","KMT",1,34910,"PLN",0.23,null,null,null,null,null,null,null,"n91"]
[1797,null,"STEROWNICZE","SB1409",5902956035035,"BiT 500®C FR","14G1,5",null,"BITNER","KMT",1,36330,"PLN",0.23,null,null,null,null,null,null,null,"n91"]
[1798,null,"STEROWNICZE","SB1410",5902956035042,"BiT 500®C FR","16G1,5",null,"BITNER","KMT",1,40960,"PLN",0.23,null,null,null,null,null,null,null,"n91"]
[1799,null,"STEROWNICZE","SB1411",5902956035059,"BiT 500®C FR","18G1,5",null,"BITNER","KMT",1,45820,"PLN",0.23,null,null,null,null,null,null,null,"n91"]
[1800,null,"STEROWNICZE","SB1412",5902956035066,"BiT 500®C FR","19G1,5",null,"BITNER","KMT",1,47690,"PLN",0.23,null,null,null,null,null,null,null,"n91"]
[1801,null,"STEROWNICZE","SB1413",5902956035073,"BiT 500®C FR","21G1,5",null,"BITNER","KMT",1,52470,"PLN",0.23,null,null,null,null,null,null,null,"n91"]
[1802,null,"STEROWNICZE","SB1414",5902956035080,"BiT 500®C FR","25G1,5",null,"BITNER","KMT",1,62410,"PLN",0.23,null,null,null,null,null,null,null,"n91"]
[1803,null,"STEROWNICZE","SB1415",5902956035097,"BiT 500®C FR","27G1,5",null,"BITNER","KMT",1,66150,"PLN",0.23,null,null,null,null,null,null,null,"n91"]
[1804,null,"STEROWNICZE","SB1416",5902956035103,"BiT 500®C FR","30G1,5",null,"BITNER","KMT",1,72630,"PLN",0.23,null,null,null,null,null,null,null,"n91"]
[1805,null,"STEROWNICZE","SB1417",5902956035110,"BiT 500®C FR","34G1,5",null,"BITNER","KMT",1,82500,"PLN",0.23,null,null,null,null,null,null,null,"n91"]
[1806,null,"STEROWNICZE","SB1418",5902956035127,"BiT 500®C FR","37G1,5",null,"BITNER","KMT",1,88120,"PLN",0.23,null,null,null,null,null,null,null,"n91"]
[1807,null,"STEROWNICZE","SB1419",5902956035134,"BiT 500®C FR","40G1,5",null,"BITNER","KMT",1,94790,"PLN",0.23,null,null,null,null,null,null,null,"n91"]
[1808,null,"STEROWNICZE","SB1420",5902956035141,"BiT 500®C FR","42G1,5",null,"BITNER","KMT",1,100290,"PLN",0.23,null,null,null,null,null,null,null,"n91"]
[1809,null,"STEROWNICZE","SB1421",5902956035158,"BiT 500®C FR","50G1,5",null,"BITNER","KMT",1,117670,"PLN",0.23,null,null,null,null,null,null,null,"n91"]
[1810,null,"STEROWNICZE","SB1422",5902956035165,"BiT 500®C FR","56G1,5",null,"BITNER","KMT",1,130230,"PLN",0.23,null,null,null,null,null,null,null,"n91"]
[1811,null,"STEROWNICZE","SB1423",5902956035172,"BiT 500®C FR","61G1,5",null,"BITNER","KMT",1,140660,"PLN",0.23,null,null,null,null,null,null,null,"n91"]
[1812,null,"STEROWNICZE","SB1424",5902956035189,"BiT 500®C FR","2x2,5",null,"BITNER","KMT",1,11430,"PLN",0.23,null,null,null,null,null,null,null,"n91"]
[1813,null,"STEROWNICZE","SB1425",5902956035196,"BiT 500®C FR","3G2,5",null,"BITNER","KMT",1,15040,"PLN",0.23,null,null,null,null,null,null,null,"n91"]
[1814,null,"STEROWNICZE","SB1426",5902956035202,"BiT 500®C FR","3x2,5",null,"BITNER","KMT",1,16550,"PLN",0.23,null,null,null,null,null,null,null,"n91"]
[1815,null,"STEROWNICZE","SB1427",5902956035219,"BiT 500®C FR","4G2,5",null,"BITNER","KMT",1,19030,"PLN",0.23,null,null,null,null,null,null,null,"n91"]
[1816,null,"STEROWNICZE","SB1428",5902956035226,"BiT 500®C FR","4x2,5",null,"BITNER","KMT",1,20930,"PLN",0.23,null,null,null,null,null,null,null,"n91"]
[1817,null,"STEROWNICZE","SB1429",5902956035233,"BiT 500®C FR","5G2,5",null,"BITNER","KMT",1,22570,"PLN",0.23,null,null,null,null,null,null,null,"n91"]
[1818,null,"STEROWNICZE","SB1430",5902956035240,"BiT 500®C FR","5x2,5",null,"BITNER","KMT",1,24830,"PLN",0.23,null,null,null,null,null,null,null,"n91"]
[1819,null,"STEROWNICZE","SB1433",5902956035271,"BiT 500®C FR","7G2,5",null,"BITNER","KMT",1,29920,"PLN",0.23,null,null,null,null,null,null,null,"n91"]
[1820,null,"STEROWNICZE","SB1434",5902956035288,"BiT 500®C FR","7x2,5",null,"BITNER","KMT",1,32910,"PLN",0.23,null,null,null,null,null,null,null,"n91"]
[1821,null,"STEROWNICZE","SB1435",5902956035295,"BiT 500®C FR","10G2,5",null,"BITNER","KMT",1,43220,"PLN",0.23,null,null,null,null,null,null,null,"n91"]
[1822,null,"STEROWNICZE","SB1436",5902956035301,"BiT 500®C FR","12G2,5",null,"BITNER","KMT",1,49410,"PLN",0.23,null,null,null,null,null,null,null,"n91"]
[1823,null,"STEROWNICZE","SB1437",5902956035318,"BiT 500®C FR","12x2,5",null,"BITNER","KMT",1,54360,"PLN",0.23,null,null,null,null,null,null,null,"n91"]
[1824,null,"STEROWNICZE","SB1438",5902956035325,"BiT 500®C FR","14G2,5",null,"BITNER","KMT",1,56600,"PLN",0.23,null,null,null,null,null,null,null,"n91"]
[1825,null,"STEROWNICZE","SB1439",5902956035332,"BiT 500®C FR","16G2,5",null,"BITNER","KMT",1,63980,"PLN",0.23,null,null,null,null,null,null,null,"n91"]
[1826,null,"STEROWNICZE","SB1440",5902956035349,"BiT 500®C FR","18G2,5",null,"BITNER","KMT",1,71650,"PLN",0.23,null,null,null,null,null,null,null,"n91"]
[1827,null,"STEROWNICZE","SB1441",5902956035356,"BiT 500®C FR","21G2,5",null,"BITNER","KMT",1,82190,"PLN",0.23,null,null,null,null,null,null,null,"n91"]
[1828,null,"STEROWNICZE","SB1442",5902956035363,"BiT 500®C FR","25G2,5",null,"BITNER","KMT",1,97950,"PLN",0.23,null,null,null,null,null,null,null,"n91"]
[1829,null,"STEROWNICZE","SB1443",5902956035370,"BiT 500®C FR","30G2,5",null,"BITNER","KMT",1,114670,"PLN",0.23,null,null,null,null,null,null,null,"n91"]
[1830,null,"STEROWNICZE","SB1444",5902956035387,"BiT 500®C FR","34G2,5",null,"BITNER","KMT",1,130330,"PLN",0.23,null,null,null,null,null,null,null,"n91"]
[1831,null,"STEROWNICZE","SB1445",5902956035394,"BiT 500®C FR","37G2,5",null,"BITNER","KMT",1,139610,"PLN",0.23,null,null,null,null,null,null,null,"n91"]
[1832,null,"STEROWNICZE","SB1446",5902956035400,"BiT 500®C FR","42G2,5",null,"BITNER","KMT",1,162840,"PLN",0.23,null,null,null,null,null,null,null,"n91"]
[1833,null,"STEROWNICZE","SB1447",5902956035417,"BiT 500®C FR","50G2,5",null,"BITNER","KMT",1,190450,"PLN",0.23,null,null,null,null,null,null,null,"n91"]
[1834,null,"STEROWNICZE","SB1448",5902956035424,"BiT 500®C FR","2x4,0",null,"BITNER","KMT",1,17150,"PLN",0.23,null,null,null,null,null,null,null,"n91"]
[1835,null,"STEROWNICZE","SB1449",5902956035431,"BiT 500®C FR","3G4,0",null,"BITNER","KMT",1,22400,"PLN",0.23,null,null,null,null,null,null,null,"n91"]
[1836,null,"STEROWNICZE","SB1450",5902956035448,"BiT 500®C FR","3x4,0",null,"BITNER","KMT",1,24630,"PLN",0.23,null,null,null,null,null,null,null,"n91"]
[1837,null,"STEROWNICZE","SB1451",5902956035455,"BiT 500®C FR","4G4,0",null,"BITNER","KMT",1,29030,"PLN",0.23,null,null,null,null,null,null,null,"n91"]
[1838,null,"STEROWNICZE","SB1452",5902956035462,"BiT 500®C FR","5G4,0",null,"BITNER","KMT",1,35480,"PLN",0.23,null,null,null,null,null,null,null,"n91"]
[1839,null,"STEROWNICZE","SB1453",5902956035479,"BiT 500®C FR","7G4,0",null,"BITNER","KMT",1,47340,"PLN",0.23,null,null,null,null,null,null,null,"n91"]
[1840,null,"STEROWNICZE","SB1454",5902956035486,"BiT 500®C FR","10G4,0",null,"BITNER","KMT",1,68300,"PLN",0.23,null,null,null,null,null,null,null,"n91"]
[1841,null,"STEROWNICZE","SB1455",5902956035493,"BiT 500®C FR","12G4,0",null,"BITNER","KMT",1,78880,"PLN",0.23,null,null,null,null,null,null,null,"n91"]
[1842,null,"STEROWNICZE","SB1456",5902956035509,"BiT 500®C FR","2x2x0,5",null,"BITNER","KMT",1,6170,"PLN",0.23,null,null,null,null,null,null,null,"n91"]
[1843,null,"STEROWNICZE","SB1457",5902956035516,"BiT 500®C FR","3x2x0,5",null,"BITNER","KMT",1,9550,"PLN",0.23,null,null,null,null,null,null,null,"n91"]
[1844,null,"STEROWNICZE","SB1458",5902956035523,"BiT 500®C FR","4x2x0,5",null,"BITNER","KMT",1,11550,"PLN",0.23,null,null,null,null,null,null,null,"n91"]
[1845,null,"STEROWNICZE","SB1459",5902956035530,"BiT 500®C FR","5x2x0,5",null,"BITNER","KMT",1,13710,"PLN",0.23,null,null,null,null,null,null,null,"n91"]
[1846,null,"STEROWNICZE","SB1460",5902956035547,"BiT 500®C FR","6x2x0,5",null,"BITNER","KMT",1,15130,"PLN",0.23,null,null,null,null,null,null,null,"n91"]
[1847,null,"STEROWNICZE","SB1461",5902956035554,"BiT 500®C FR","7x2x0,5",null,"BITNER","KMT",1,17640,"PLN",0.23,null,null,null,null,null,null,null,"n91"]
[1848,null,"STEROWNICZE","SB1462",5902956035561,"BiT 500®C FR","8x2x0,5",null,"BITNER","KMT",1,19570,"PLN",0.23,null,null,null,null,null,null,null,"n91"]
[1849,null,"STEROWNICZE","SB1463",5902956035578,"BiT 500®C FR","10x2x0,5",null,"BITNER","KMT",1,23090,"PLN",0.23,null,null,null,null,null,null,null,"n91"]
[1850,null,"STEROWNICZE","SB1464",5902956035585,"BiT 500®C FR","12x2x0,5",null,"BITNER","KMT",1,26580,"PLN",0.23,null,null,null,null,null,null,null,"n91"]
[1851,null,"STEROWNICZE","SB1465",5902956035592,"BiT 500®C FR","14x2x0,5",null,"BITNER","KMT",1,30520,"PLN",0.23,null,null,null,null,null,null,null,"n91"]
[1852,null,"STEROWNICZE","SB1466",5902956035608,"BiT 500®C FR","16x2x0,5",null,"BITNER","KMT",1,34480,"PLN",0.23,null,null,null,null,null,null,null,"n91"]
[1853,null,"STEROWNICZE","SB1467",5902956035615,"BiT 500®C FR","18x2x0,5",null,"BITNER","KMT",1,37820,"PLN",0.23,null,null,null,null,null,null,null,"n91"]
[1854,null,"STEROWNICZE","SB1468",5902956035622,"BiT 500®C FR","20x2x0,5",null,"BITNER","KMT",1,41360,"PLN",0.23,null,null,null,null,null,null,null,"n91"]
[1855,null,"STEROWNICZE","SB1469",5902956035639,"BiT 500®C FR","24x2x0,5",null,"BITNER","KMT",1,47690,"PLN",0.23,null,null,null,null,null,null,null,"n91"]
[1856,null,"STEROWNICZE","SB1470",5902956035646,"BiT 500®C FR","2x2x0,75",null,"BITNER","KMT",1,9260,"PLN",0.23,null,null,null,null,null,null,null,"n91"]
[1857,null,"STEROWNICZE","SB1471",5902956035653,"BiT 500®C FR","3x2x0,75",null,"BITNER","KMT",1,12140,"PLN",0.23,null,null,null,null,null,null,null,"n91"]
[1858,null,"STEROWNICZE","SB1472",5902956035660,"BiT 500®C FR","4x2x0,75",null,"BITNER","KMT",1,14710,"PLN",0.23,null,null,null,null,null,null,null,"n91"]
[1859,null,"STEROWNICZE","SB1473",5902956035677,"BiT 500®C FR","5x2x0,75",null,"BITNER","KMT",1,17920,"PLN",0.23,null,null,null,null,null,null,null,"n91"]
[1860,null,"STEROWNICZE","SB1474",5902956035684,"BiT 500®C FR","6x2x0,75",null,"BITNER","KMT",1,20120,"PLN",0.23,null,null,null,null,null,null,null,"n91"]
[1861,null,"STEROWNICZE","SB1475",5902956035691,"BiT 500®C FR","7x2x0,75",null,"BITNER","KMT",1,23110,"PLN",0.23,null,null,null,null,null,null,null,"n91"]
[1862,null,"STEROWNICZE","SB1476",5902956035707,"BiT 500®C FR","8x2x0,75",null,"BITNER","KMT",1,25710,"PLN",0.23,null,null,null,null,null,null,null,"n91"]
[1863,null,"STEROWNICZE","SB1477",5902956035714,"BiT 500®C FR","10x2x0,75",null,"BITNER","KMT",1,30770,"PLN",0.23,null,null,null,null,null,null,null,"n91"]
[1864,null,"STEROWNICZE","SB1478",5902956035721,"BiT 500®C FR","12x2x0,75",null,"BITNER","KMT",1,36120,"PLN",0.23,null,null,null,null,null,null,null,"n91"]
[1865,null,"STEROWNICZE","SB1479",5902956035738,"BiT 500®C FR","14x2x0,75",null,"BITNER","KMT",1,41210,"PLN",0.23,null,null,null,null,null,null,null,"n91"]
[1866,null,"STEROWNICZE","SB1480",5902956035745,"BiT 500®C FR","16x2x0,75",null,"BITNER","KMT",1,46790,"PLN",0.23,null,null,null,null,null,null,null,"n91"]
[1867,null,"STEROWNICZE","SB1481",5902956035752,"BiT 500®C FR","18x2x0,75",null,"BITNER","KMT",1,51490,"PLN",0.23,null,null,null,null,null,null,null,"n91"]
[1868,null,"STEROWNICZE","SB1482",5902956035769,"BiT 500®C FR","20x2x0,75",null,"BITNER","KMT",1,56390,"PLN",0.23,null,null,null,null,null,null,null,"n91"]
[1869,null,"STEROWNICZE","SB1483",5902956035776,"BiT 500®C FR","24x2x0,75",null,"BITNER","KMT",1,65480,"PLN",0.23,null,null,null,null,null,null,null,"n91"]
[1870,null,"STEROWNICZE","SB1484",5902956035783,"BiT 500®C FR","2x2x1,0",null,"BITNER","KMT",1,11240,"PLN",0.23,null,null,null,null,null,null,null,"n91"]
[1871,null,"STEROWNICZE","SB1485",5902956035790,"BiT 500®C FR","3x2x1,0",null,"BITNER","KMT",1,14490,"PLN",0.23,null,null,null,null,null,null,null,"n91"]
[1872,null,"STEROWNICZE","SB1486",5902956035806,"BiT 500®C FR","4x2x1,0",null,"BITNER","KMT",1,18150,"PLN",0.23,null,null,null,null,null,null,null,"n91"]
[1873,null,"STEROWNICZE","SB1487",5902956035813,"BiT 500®C FR","5x2x1,0",null,"BITNER","KMT",1,21720,"PLN",0.23,null,null,null,null,null,null,null,"n91"]
[1874,null,"STEROWNICZE","SB1488",5902956035820,"BiT 500®C FR","6x2x1,0",null,"BITNER","KMT",1,24410,"PLN",0.23,null,null,null,null,null,null,null,"n91"]
[1875,null,"STEROWNICZE","SB1489",5902956035837,"BiT 500®C FR","7x2x1,0",null,"BITNER","KMT",1,28480,"PLN",0.23,null,null,null,null,null,null,null,"n91"]
[1876,null,"STEROWNICZE","SB1490",5902956035844,"BiT 500®C FR","8x2x1,0",null,"BITNER","KMT",1,31740,"PLN",0.23,null,null,null,null,null,null,null,"n91"]
[1877,null,"STEROWNICZE","SB1491",5902956035851,"BiT 500®C FR","10x2x1,0",null,"BITNER","KMT",1,38530,"PLN",0.23,null,null,null,null,null,null,null,"n91"]
[1878,null,"STEROWNICZE","SB1492",5902956035868,"BiT 500®C FR","12x2x1,0",null,"BITNER","KMT",1,45100,"PLN",0.23,null,null,null,null,null,null,null,"n91"]
[1879,null,"STEROWNICZE","SB1493",5902956035875,"BiT 500®C FR","14x2x1,0",null,"BITNER","KMT",1,51710,"PLN",0.23,null,null,null,null,null,null,null,"n91"]
[1880,null,"STEROWNICZE","SB1494",5902956035882,"BiT 500®C FR","16x2x1,0",null,"BITNER","KMT",1,58540,"PLN",0.23,null,null,null,null,null,null,null,"n91"]
[1881,null,"STEROWNICZE","SB1495",5902956035899,"BiT 500®C FR","18x2x1,0",null,"BITNER","KMT",1,64670,"PLN",0.23,null,null,null,null,null,null,null,"n91"]
[1882,null,"STEROWNICZE","SB1496",5902956035905,"BiT 500®C FR","20x2x1,0",null,"BITNER","KMT",1,71070,"PLN",0.23,null,null,null,null,null,null,null,"n91"]
[1883,null,"STEROWNICZE","SB1497",5902956035912,"BiT 500®C FR","24x2x1,0",null,"BITNER","KMT",1,82940,"PLN",0.23,null,null,null,null,null,null,null,"n91"]
[1884,null,"STEROWNICZE","SB1498",5902956035929,"BiT 500®C FR","2x2x1,5",null,"BITNER","KMT",1,14590,"PLN",0.23,null,null,null,null,null,null,null,"n91"]
[1885,null,"STEROWNICZE","SB1499",5902956035936,"BiT 500®C FR","3x2x1,5",null,"BITNER","KMT",1,19500,"PLN",0.23,null,null,null,null,null,null,null,"n91"]
[1886,null,"STEROWNICZE","SB1500",5902956035943,"BiT 500®C FR","4x2x1,5",null,"BITNER","KMT",1,24050,"PLN",0.23,null,null,null,null,null,null,null,"n91"]
[1887,null,"STEROWNICZE","SB1501",5902956035950,"BiT 500®C FR","5x2x1,5",null,"BITNER","KMT",1,29300,"PLN",0.23,null,null,null,null,null,null,null,"n91"]
[1888,null,"STEROWNICZE","SB1502",5902956035967,"BiT 500®C FR","6x2x1,5",null,"BITNER","KMT",1,33430,"PLN",0.23,null,null,null,null,null,null,null,"n91"]
[1889,null,"STEROWNICZE","SB1503",5902956035974,"BiT 500®C FR","7x2x1,5",null,"BITNER","KMT",1,39140,"PLN",0.23,null,null,null,null,null,null,null,"n91"]
[1890,null,"STEROWNICZE","SB1504",5902956035981,"BiT 500®C FR","8x2x1,5",null,"BITNER","KMT",1,43840,"PLN",0.23,null,null,null,null,null,null,null,"n91"]
[1891,null,"STEROWNICZE","SB1505",5902956035998,"BiT 500®C FR","10x2x1,5",null,"BITNER","KMT",1,53090,"PLN",0.23,null,null,null,null,null,null,null,"n91"]
[1892,null,"STEROWNICZE","SB1506",5902956036001,"BiT 500®C FR","12x2x1,5",null,"BITNER","KMT",1,62290,"PLN",0.23,null,null,null,null,null,null,null,"n91"]
[1893,null,"STEROWNICZE","SB1507",5902956036018,"BiT 500®C FR","14x2x1,5",null,"BITNER","KMT",1,71730,"PLN",0.23,null,null,null,null,null,null,null,"n91"]
[1894,null,"STEROWNICZE","SB1508",5902956036025,"BiT 500®C FR","16x2x1,5",null,"BITNER","KMT",1,81380,"PLN",0.23,null,null,null,null,null,null,null,"n91"]
[1895,null,"STEROWNICZE","SB1509",5902956036032,"BiT 500®C FR","18x2x1,5",null,"BITNER","KMT",1,90570,"PLN",0.23,null,null,null,null,null,null,null,"n91"]
[1896,null,"STEROWNICZE","SB1510",5902956036049,"BiT 500®C FR","20x2x1,5",null,"BITNER","KMT",1,99260,"PLN",0.23,null,null,null,null,null,null,null,"n91"]
[1897,null,"STEROWNICZE","SB1511",5902956036056,"BiT 500®C FR","24x2x1,5",null,"BITNER","KMT",1,116330,"PLN",0.23,null,null,null,null,null,null,null,"n91"]
[1898,null,"STEROWNICZE","SB1512",5902956036063,"BiT 500®C FR","2x2x2,5",null,"BITNER","KMT",1,21580,"PLN",0.23,null,null,null,null,null,null,null,"n91"]
[1899,null,"STEROWNICZE","SB1513",5902956036070,"BiT 500®C FR","3x2x2,5",null,"BITNER","KMT",1,28790,"PLN",0.23,null,null,null,null,null,null,null,"n91"]
[1900,null,"STEROWNICZE","SB1514",5902956036087,"BiT 500®C FR","4x2x2,5",null,"BITNER","KMT",1,36660,"PLN",0.23,null,null,null,null,null,null,null,"n91"]
[1901,null,"STEROWNICZE","SB1515",5902956036094,"BiT 500®C FR","5x2x2,5",null,"BITNER","KMT",1,44720,"PLN",0.23,null,null,null,null,null,null,null,"n91"]
[1902,null,"STEROWNICZE","SB1516",5902956036100,"BiT 500®C FR","6x2x2,5",null,"BITNER","KMT",1,51570,"PLN",0.23,null,null,null,null,null,null,null,"n91"]
[1903,null,"STEROWNICZE","SB1517",5902956036117,"BiT 500®C FR","7x2x2,5",null,"BITNER","KMT",1,60110,"PLN",0.23,null,null,null,null,null,null,null,"n91"]
[1904,null,"STEROWNICZE","SB1518",5902956036124,"BiT 500®C FR","8x2x2,5",null,"BITNER","KMT",1,67530,"PLN",0.23,null,null,null,null,null,null,null,"n91"]
[1905,null,"STEROWNICZE","SB1519",5902956036131,"BiT 500®C FR","10x2x2,5",null,"BITNER","KMT",1,82510,"PLN",0.23,null,null,null,null,null,null,null,"n91"]
[1906,null,"STEROWNICZE","SB1520",5902956036148,"BiT 500®C FR","12x2x2,5",null,"BITNER","KMT",1,97050,"PLN",0.23,null,null,null,null,null,null,null,"n91"]
[1907,null,"STEROWNICZE","SB1521",5902956036155,"BiT 500®C FR","14x2x2,5",null,"BITNER","KMT",1,112470,"PLN",0.23,null,null,null,null,null,null,null,"n91"]
[1908,null,"STEROWNICZE","SB1522",5902956036162,"BiT 500®C FR","16x2x2,5",null,"BITNER","KMT",1,127770,"PLN",0.23,null,null,null,null,null,null,null,"n91"]
[1909,null,"STEROWNICZE","SB0600",5902956036179,"BiT 500®(St) FR","2x0,5",null,"BITNER","KMT",1,2760,"PLN",0.23,null,null,null,null,null,null,null,"n91"]
[1910,null,"STEROWNICZE","SB0601",5902956036186,"BiT 500®(St) FR","3G0,5",null,"BITNER","KMT",1,3460,"PLN",0.23,null,null,null,null,null,null,null,"n91"]
[1911,null,"STEROWNICZE","SB0602",5902956036193,"BiT 500®(St) FR","3x0,5",null,"BITNER","KMT",1,3800,"PLN",0.23,null,null,null,null,null,null,null,"n91"]
[1912,null,"STEROWNICZE","SB0603",5902956036209,"BiT 500®(St) FR","4G0,5",null,"BITNER","KMT",1,4260,"PLN",0.23,null,null,null,null,null,null,null,"n91"]
[1913,null,"STEROWNICZE","SB0604",5902956036216,"BiT 500®(St) FR","4x0,5",null,"BITNER","KMT",1,4680,"PLN",0.23,null,null,null,null,null,null,null,"n91"]
[1914,null,"STEROWNICZE","SB0605",5902956036223,"BiT 500®(St) FR","5G0,5",null,"BITNER","KMT",1,5110,"PLN",0.23,null,null,null,null,null,null,null,"n91"]
[1915,null,"STEROWNICZE","SB0606",5902956036230,"BiT 500®(St) FR","5x0,5",null,"BITNER","KMT",1,5620,"PLN",0.23,null,null,null,null,null,null,null,"n91"]
[1916,null,"STEROWNICZE","SB0607",5902956036247,"BiT 500®(St) FR","6G0,5",null,"BITNER","KMT",1,5980,"PLN",0.23,null,null,null,null,null,null,null,"n91"]
[1917,null,"STEROWNICZE","SB0608",5902956036254,"BiT 500®(St) FR","7G0,5",null,"BITNER","KMT",1,6630,"PLN",0.23,null,null,null,null,null,null,null,"n91"]
[1918,null,"STEROWNICZE","SB0609",5902956036261,"BiT 500®(St) FR","7x0,5",null,"BITNER","KMT",1,7290,"PLN",0.23,null,null,null,null,null,null,null,"n91"]
[1919,null,"STEROWNICZE","SB0610",5902956036278,"BiT 500®(St) FR","8G0,5",null,"BITNER","KMT",1,7530,"PLN",0.23,null,null,null,null,null,null,null,"n91"]
[1920,null,"STEROWNICZE","SB0611",5902956036285,"BiT 500®(St) FR","8x0,5",null,"BITNER","KMT",1,8280,"PLN",0.23,null,null,null,null,null,null,null,"n91"]
[1921,null,"STEROWNICZE","SB0612",5902956036292,"BiT 500®(St) FR","10G0,5",null,"BITNER","KMT",1,9490,"PLN",0.23,null,null,null,null,null,null,null,"n91"]
[1922,null,"STEROWNICZE","SB0613",5902956036308,"BiT 500®(St) FR","12G0,5",null,"BITNER","KMT",1,10790,"PLN",0.23,null,null,null,null,null,null,null,"n91"]
[1923,null,"STEROWNICZE","SB0614",5902956036315,"BiT 500®(St) FR","12x0,5",null,"BITNER","KMT",1,11870,"PLN",0.23,null,null,null,null,null,null,null,"n91"]
[1924,null,"STEROWNICZE","SB0615",5902956036322,"BiT 500®(St) FR","14G0,5",null,"BITNER","KMT",1,12310,"PLN",0.23,null,null,null,null,null,null,null,"n91"]
[1925,null,"STEROWNICZE","SB0616",5902956036339,"BiT 500®(St) FR","16G0,5",null,"BITNER","KMT",1,13930,"PLN",0.23,null,null,null,null,null,null,null,"n91"]
[1926,null,"STEROWNICZE","SB0617",5902956036346,"BiT 500®(St) FR","18G0,5",null,"BITNER","KMT",1,15740,"PLN",0.23,null,null,null,null,null,null,null,"n91"]
[1927,null,"STEROWNICZE","SB0618",5902956036353,"BiT 500®(St) FR","19G0,5",null,"BITNER","KMT",1,16300,"PLN",0.23,null,null,null,null,null,null,null,"n91"]
[1928,null,"STEROWNICZE","SB0619",5902956036360,"BiT 500®(St) FR","21G0,5",null,"BITNER","KMT",1,17910,"PLN",0.23,null,null,null,null,null,null,null,"n91"]
[1929,null,"STEROWNICZE","SB0620",5902956036377,"BiT 500®(St) FR","25G0,5",null,"BITNER","KMT",1,21360,"PLN",0.23,null,null,null,null,null,null,null,"n91"]
[1930,null,"STEROWNICZE","SB0621",5902956036384,"BiT 500®(St) FR","27G0,5",null,"BITNER","KMT",1,23060,"PLN",0.23,null,null,null,null,null,null,null,"n91"]
[1931,null,"STEROWNICZE","SB0622",5902956036391,"BiT 500®(St) FR","30G0,5",null,"BITNER","KMT",1,25400,"PLN",0.23,null,null,null,null,null,null,null,"n91"]
[1932,null,"STEROWNICZE","SB0623",5902956036407,"BiT 500®(St) FR","34G0,5",null,"BITNER","KMT",1,28840,"PLN",0.23,null,null,null,null,null,null,null,"n91"]
[1933,null,"STEROWNICZE","SB0624",5902956036414,"BiT 500®(St) FR","37G0,5",null,"BITNER","KMT",1,30810,"PLN",0.23,null,null,null,null,null,null,null,"n91"]
[1934,null,"STEROWNICZE","SB0625",5902956036421,"BiT 500®(St) FR","40G0,5",null,"BITNER","KMT",1,33540,"PLN",0.23,null,null,null,null,null,null,null,"n91"]
[1935,null,"STEROWNICZE","SB0626",5902956036438,"BiT 500®(St) FR","42G0,5",null,"BITNER","KMT",1,35410,"PLN",0.23,null,null,null,null,null,null,null,"n91"]
[1936,null,"STEROWNICZE","SB0627",5902956036445,"BiT 500®(St) FR","50G0,5",null,"BITNER","KMT",1,41740,"PLN",0.23,null,null,null,null,null,null,null,"n91"]
[1937,null,"STEROWNICZE","SB0628",5902956036452,"BiT 500®(St) FR","56G0,5",null,"BITNER","KMT",1,46230,"PLN",0.23,null,null,null,null,null,null,null,"n91"]
[1938,null,"STEROWNICZE","SB0629",5902956036469,"BiT 500®(St) FR","61G0,5",null,"BITNER","KMT",1,50010,"PLN",0.23,null,null,null,null,null,null,null,"n91"]
[1939,null,"STEROWNICZE","SB0630",5902956036476,"BiT 500®(St) FR","2x0,75",null,"BITNER","KMT",1,3500,"PLN",0.23,null,null,null,null,null,null,null,"n91"]
[1940,null,"STEROWNICZE","SB0631",5902956036483,"BiT 500®(St) FR","3G0,75",null,"BITNER","KMT",1,4540,"PLN",0.23,null,null,null,null,null,null,null,"n91"]
[1941,null,"STEROWNICZE","SB0632",5902956036490,"BiT 500®(St) FR","3x0,75",null,"BITNER","KMT",1,4990,"PLN",0.23,null,null,null,null,null,null,null,"n91"]
[1942,null,"STEROWNICZE","SB0633",5902956036506,"BiT 500®(St) FR","4G0,75",null,"BITNER","KMT",1,5670,"PLN",0.23,null,null,null,null,null,null,null,"n91"]
[1943,null,"STEROWNICZE","SB0634",5902956036513,"BiT 500®(St) FR","4x0,75",null,"BITNER","KMT",1,6240,"PLN",0.23,null,null,null,null,null,null,null,"n91"]
[1944,null,"STEROWNICZE","SB0635",5902956036520,"BiT 500®(St) FR","5G0,75",null,"BITNER","KMT",1,6940,"PLN",0.23,null,null,null,null,null,null,null,"n91"]
[1945,null,"STEROWNICZE","SB0636",5902956036537,"BiT 500®(St) FR","5x0,75",null,"BITNER","KMT",1,7640,"PLN",0.23,null,null,null,null,null,null,null,"n91"]
[1946,null,"STEROWNICZE","SB0637",5902956036544,"BiT 500®(St) FR","6G0,75",null,"BITNER","KMT",1,8140,"PLN",0.23,null,null,null,null,null,null,null,"n91"]
[1947,null,"STEROWNICZE","SB0638",5902956036551,"BiT 500®(St) FR","6x0,75",null,"BITNER","KMT",1,8950,"PLN",0.23,null,null,null,null,null,null,null,"n91"]
[1948,null,"STEROWNICZE","SB0639",5902956036568,"BiT 500®(St) FR","7G0,75",null,"BITNER","KMT",1,9090,"PLN",0.23,null,null,null,null,null,null,null,"n91"]
[1949,null,"STEROWNICZE","SB0640",5902956036575,"BiT 500®(St) FR","7x0,75",null,"BITNER","KMT",1,10000,"PLN",0.23,null,null,null,null,null,null,null,"n91"]
[1950,null,"STEROWNICZE","SB0641",5902956036582,"BiT 500®(St) FR","8G0,75",null,"BITNER","KMT",1,10530,"PLN",0.23,null,null,null,null,null,null,null,"n91"]
[1951,null,"STEROWNICZE","SB0642",5902956036599,"BiT 500®(St) FR","8x0,75",null,"BITNER","KMT",1,11590,"PLN",0.23,null,null,null,null,null,null,null,"n91"]
[1952,null,"STEROWNICZE","SB0643",5902956036605,"BiT 500®(St) FR","10G0,75",null,"BITNER","KMT",1,13070,"PLN",0.23,null,null,null,null,null,null,null,"n91"]
[1953,null,"STEROWNICZE","SB0644",5902956036612,"BiT 500®(St) FR","12G0,75",null,"BITNER","KMT",1,15000,"PLN",0.23,null,null,null,null,null,null,null,"n91"]
[1954,null,"STEROWNICZE","SB0645",5902956036629,"BiT 500®(St) FR","12x0,75",null,"BITNER","KMT",1,16500,"PLN",0.23,null,null,null,null,null,null,null,"n91"]
[1955,null,"STEROWNICZE","SB0646",5902956036636,"BiT 500®(St) FR","14G0,75",null,"BITNER","KMT",1,17370,"PLN",0.23,null,null,null,null,null,null,null,"n91"]
[1956,null,"STEROWNICZE","SB0647",5902956036643,"BiT 500®(St) FR","16G0,75",null,"BITNER","KMT",1,19690,"PLN",0.23,null,null,null,null,null,null,null,"n91"]
[1957,null,"STEROWNICZE","SB0648",5902956036650,"BiT 500®(St) FR","18G0,75",null,"BITNER","KMT",1,21980,"PLN",0.23,null,null,null,null,null,null,null,"n91"]
[1958,null,"STEROWNICZE","SB0649",5902956036667,"BiT 500®(St) FR","19G0,75",null,"BITNER","KMT",1,23360,"PLN",0.23,null,null,null,null,null,null,null,"n91"]
[1959,null,"STEROWNICZE","SB0650",5902956036674,"BiT 500®(St) FR","21G0,75",null,"BITNER","KMT",1,25700,"PLN",0.23,null,null,null,null,null,null,null,"n91"]
[1960,null,"STEROWNICZE","SB0651",5902956036681,"BiT 500®(St) FR","25G0,75",null,"BITNER","KMT",1,30680,"PLN",0.23,null,null,null,null,null,null,null,"n91"]
[1961,null,"STEROWNICZE","SB0652",5902956036698,"BiT 500®(St) FR","27G0,75",null,"BITNER","KMT",1,32660,"PLN",0.23,null,null,null,null,null,null,null,"n91"]
[1962,null,"STEROWNICZE","SB0653",5902956036704,"BiT 500®(St) FR","30G0,75",null,"BITNER","KMT",1,36030,"PLN",0.23,null,null,null,null,null,null,null,"n91"]
[1963,null,"STEROWNICZE","SB0654",5902956036711,"BiT 500®(St) FR","34G0,75",null,"BITNER","KMT",1,41310,"PLN",0.23,null,null,null,null,null,null,null,"n91"]
[1964,null,"STEROWNICZE","SB0655",5902956036728,"BiT 500®(St) FR","37G0,75",null,"BITNER","KMT",1,44260,"PLN",0.23,null,null,null,null,null,null,null,"n91"]
[1965,null,"STEROWNICZE","SB0656",5902956036735,"BiT 500®(St) FR","40G0,75",null,"BITNER","KMT",1,47730,"PLN",0.23,null,null,null,null,null,null,null,"n91"]
[1966,null,"STEROWNICZE","SB0657",5902956036742,"BiT 500®(St) FR","42G0,75",null,"BITNER","KMT",1,50550,"PLN",0.23,null,null,null,null,null,null,null,"n91"]
[1967,null,"STEROWNICZE","SB0658",5902956036759,"BiT 500®(St) FR","50G0,75",null,"BITNER","KMT",1,59490,"PLN",0.23,null,null,null,null,null,null,null,"n91"]
[1968,null,"STEROWNICZE","SB0659",5902956036766,"BiT 500®(St) FR","56G0,75",null,"BITNER","KMT",1,66020,"PLN",0.23,null,null,null,null,null,null,null,"n91"]
[1969,null,"STEROWNICZE","SB0660",5902956036773,"BiT 500®(St) FR","61G0,75",null,"BITNER","KMT",1,71570,"PLN",0.23,null,null,null,null,null,null,null,"n91"]
[1970,null,"STEROWNICZE","SB0661",5902956036780,"BiT 500®(St) FR","2x1,0",null,"BITNER","KMT",1,4570,"PLN",0.23,null,null,null,null,null,null,null,"n91"]
[1971,null,"STEROWNICZE","SB0662",5902956036797,"BiT 500®(St) FR","3G1,0",null,"BITNER","KMT",1,5940,"PLN",0.23,null,null,null,null,null,null,null,"n91"]
[1972,null,"STEROWNICZE","SB0663",5902956036803,"BiT 500®(St) FR","3x1,0",null,"BITNER","KMT",1,6530,"PLN",0.23,null,null,null,null,null,null,null,"n91"]
[1973,null,"STEROWNICZE","SB0664",5902956036810,"BiT 500®(St) FR","4G1,0",null,"BITNER","KMT",1,7500,"PLN",0.23,null,null,null,null,null,null,null,"n91"]
[1974,null,"STEROWNICZE","SB0665",5902956036827,"BiT 500®(St) FR","4x1,0",null,"BITNER","KMT",1,8240,"PLN",0.23,null,null,null,null,null,null,null,"n91"]
[1975,null,"STEROWNICZE","SB0666",5902956036834,"BiT 500®(St) FR","5G1,0",null,"BITNER","KMT",1,9050,"PLN",0.23,null,null,null,null,null,null,null,"n91"]
[1976,null,"STEROWNICZE","SB0667",5902956036841,"BiT 500®(St) FR","5x1,0",null,"BITNER","KMT",1,9960,"PLN",0.23,null,null,null,null,null,null,null,"n91"]
[1977,null,"STEROWNICZE","SB0668",5902956036858,"BiT 500®(St) FR","6G1,0",null,"BITNER","KMT",1,10610,"PLN",0.23,null,null,null,null,null,null,null,"n91"]
[1978,null,"STEROWNICZE","SB0669",5902956036865,"BiT 500®(St) FR","6x1,0",null,"BITNER","KMT",1,11660,"PLN",0.23,null,null,null,null,null,null,null,"n91"]
[1979,null,"STEROWNICZE","SB0670",5902956036872,"BiT 500®(St) FR","7G1,0",null,"BITNER","KMT",1,11880,"PLN",0.23,null,null,null,null,null,null,null,"n91"]
[1980,null,"STEROWNICZE","SB0671",5902956036889,"BiT 500®(St) FR","7x1,0",null,"BITNER","KMT",1,13070,"PLN",0.23,null,null,null,null,null,null,null,"n91"]
[1981,null,"STEROWNICZE","SB0672",5902956036896,"BiT 500®(St) FR","8G1,0",null,"BITNER","KMT",1,13710,"PLN",0.23,null,null,null,null,null,null,null,"n91"]
[1982,null,"STEROWNICZE","SB0673",5902956036902,"BiT 500®(St) FR","10G1,0",null,"BITNER","KMT",1,17050,"PLN",0.23,null,null,null,null,null,null,null,"n91"]
[1983,null,"STEROWNICZE","SB0674",5902956036919,"BiT 500®(St) FR","10x1,0",null,"BITNER","KMT",1,18760,"PLN",0.23,null,null,null,null,null,null,null,"n91"]
[1984,null,"STEROWNICZE","SB0675",5902956036926,"BiT 500®(St) FR","12G1,0",null,"BITNER","KMT",1,19700,"PLN",0.23,null,null,null,null,null,null,null,"n91"]
[1985,null,"STEROWNICZE","SB0676",5902956036933,"BiT 500®(St) FR","12x1,0",null,"BITNER","KMT",1,21660,"PLN",0.23,null,null,null,null,null,null,null,"n91"]
[1986,null,"STEROWNICZE","SB0677",5902956036940,"BiT 500®(St) FR","14G1,0",null,"BITNER","KMT",1,23040,"PLN",0.23,null,null,null,null,null,null,null,"n91"]
[1987,null,"STEROWNICZE","SB0678",5902956036957,"BiT 500®(St) FR","16G1,0",null,"BITNER","KMT",1,26090,"PLN",0.23,null,null,null,null,null,null,null,"n91"]
[1988,null,"STEROWNICZE","SB0679",5902956036964,"BiT 500®(St) FR","18G1,0",null,"BITNER","KMT",1,29150,"PLN",0.23,null,null,null,null,null,null,null,"n91"]
[1989,null,"STEROWNICZE","SB0680",5902956036971,"BiT 500®(St) FR","18x1,0",null,"BITNER","KMT",1,32070,"PLN",0.23,null,null,null,null,null,null,null,"n91"]
[1990,null,"STEROWNICZE","SB0681",5902956036988,"BiT 500®(St) FR","19G1,0",null,"BITNER","KMT",1,30470,"PLN",0.23,null,null,null,null,null,null,null,"n91"]
[1991,null,"STEROWNICZE","SB0682",5902956036995,"BiT 500®(St) FR","21G1,0",null,"BITNER","KMT",1,33690,"PLN",0.23,null,null,null,null,null,null,null,"n91"]
[1992,null,"STEROWNICZE","SB0683",5902956037008,"BiT 500®(St) FR","25G1,0",null,"BITNER","KMT",1,40260,"PLN",0.23,null,null,null,null,null,null,null,"n91"]
[1993,null,"STEROWNICZE","SB0684",5902956037015,"BiT 500®(St) FR","27G1,0",null,"BITNER","KMT",1,42920,"PLN",0.23,null,null,null,null,null,null,null,"n91"]
[1994,null,"STEROWNICZE","SB0685",5902956037022,"BiT 500®(St) FR","30G1,0",null,"BITNER","KMT",1,47380,"PLN",0.23,null,null,null,null,null,null,null,"n91"]
[1995,null,"STEROWNICZE","SB0686",5902956037039,"BiT 500®(St) FR","34G1,0",null,"BITNER","KMT",1,53920,"PLN",0.23,null,null,null,null,null,null,null,"n91"]
[1996,null,"STEROWNICZE","SB0687",5902956037046,"BiT 500®(St) FR","37G1,0",null,"BITNER","KMT",1,57920,"PLN",0.23,null,null,null,null,null,null,null,"n91"]
[1997,null,"STEROWNICZE","SB0688",5902956037053,"BiT 500®(St) FR","40G1,0",null,"BITNER","KMT",1,62470,"PLN",0.23,null,null,null,null,null,null,null,"n91"]
[1998,null,"STEROWNICZE","SB0689",5902956037060,"BiT 500®(St) FR","42G1,0",null,"BITNER","KMT",1,65820,"PLN",0.23,null,null,null,null,null,null,null,"n91"]
[1999,null,"STEROWNICZE","SB0690",5902956037077,"BiT 500®(St) FR","50G1,0",null,"BITNER","KMT",1,77570,"PLN",0.23,null,null,null,null,null,null,null,"n91"]
[2004,null,"STEROWNICZE","SB0695",5902956037121,"BiT 500®(St) FR","3x1,5",null,"BITNER","KMT",1,8770,"PLN",0.23,null,null,null,null,null,null,null,"n91"]
[2009,null,"STEROWNICZE","SB0700",5902956037176,"BiT 500®(St) FR","6G1,5",null,"BITNER","KMT",1,14700,"PLN",0.23,null,null,null,null,null,null,null,"n91"]
[2017,null,"STEROWNICZE","SB0708",5902956037251,"BiT 500®(St) FR","12x1,5",null,"BITNER","KMT",1,30750,"PLN",0.23,null,null,null,null,null,null,null,"n91"]
[2025,null,"STEROWNICZE","SB0716",5902956037336,"BiT 500®(St) FR","30G1,5",null,"BITNER","KMT",1,67150,"PLN",0.23,null,null,null,null,null,null,null,"n91"]
[2031,null,"STEROWNICZE","SB0722",5902956037398,"BiT 500®(St) FR","56G1,5",null,"BITNER","KMT",1,123390,"PLN",0.23,null,null,null,null,null,null,null,"n91"]
[2039,null,"STEROWNICZE","SB0730",5902956037473,"BiT 500®(St) FR","5x2,5",null,"BITNER","KMT",1,21240,"PLN",0.23,null,null,null,null,null,null,null,"n91"]
[2050,null,"STEROWNICZE","SB0743",5902956037602,"BiT 500®(St) FR","30G2,5",null,"BITNER","KMT",1,108570,"PLN",0.23,null,null,null,null,null,null,null,"n91"]
[2053,null,"STEROWNICZE","SB0746",5902956037633,"BiT 500®(St) FR","42G2,5",null,"BITNER","KMT",1,151830,"PLN",0.23,null,null,null,null,null,null,null,"n91"]
[2058,null,"STEROWNICZE","SB0751",5902956037688,"BiT 500®(St) FR","4G4,0",null,"BITNER","KMT",1,25790,"PLN",0.23,null,null,null,null,null,null,null,"n91"]
[2067,null,"STEROWNICZE","SB0760",5902956037770,"BiT 500®(St) FR","6x2x0,5",null,"BITNER","KMT",1,11210,"PLN",0.23,null,null,null,null,null,null,null,"n91"]
[2075,null,"STEROWNICZE","SB0768",5902956037855,"BiT 500®(St) FR","20x2x0,5",null,"BITNER","KMT",1,33560,"PLN",0.23,null,null,null,null,null,null,null,"n91"]
[2080,null,"STEROWNICZE","SB0773",5902956037909,"BiT 500®(St) FR","5x2x0,75",null,"BITNER","KMT",1,13630,"PLN",0.23,null,null,null,null,null,null,null,"n91"]
[2092,null,"STEROWNICZE","SB0785",5902956038029,"BiT 500®(St) FR","3x2x1,0",null,"BITNER","KMT",1,11150,"PLN",0.23,null,null,null,null,null,null,null,"n91"]
[2097,null,"STEROWNICZE","SB0790",5902956038074,"BiT 500®(St) FR","8x2x1,0",null,"BITNER","KMT",1,26010,"PLN",0.23,null,null,null,null,null,null,null,"n91"]
[2102,null,"STEROWNICZE","SB0795",5902956038128,"BiT 500®(St) FR","18x2x1,0",null,"BITNER","KMT",1,55920,"PLN",0.23,null,null,null,null,null,null,null,"n91"]
[2109,null,"STEROWNICZE","SB0802",5902956038197,"BiT 500®(St) FR","6x2x1,5",null,"BITNER","KMT",1,27770,"PLN",0.23,null,null,null,null,null,null,null,"n91"]
[2123,null,"STEROWNICZE","SB0816",5902956038333,"BiT 500®(St) FR","6x2x2,5",null,"BITNER","KMT",1,44440,"PLN",0.23,null,null,null,null,null,null,null,"n91"]
[2124,null,"STEROWNICZE","SB0817",5902956038340,"BiT 500®(St) FR","7x2x2,5",null,"BITNER","KMT",1,51780,"PLN",0.23,null,null,null,null,null,null,null,"n91"]
[2134,null,"STEROWNICZE","SB0854",5902956038449,"BiT 500®2(St) FR","6x2x0,5",null,"BITNER","KMT",1,16330,"PLN",0.23,null,null,null,null,null,null,null,"n91"]
[2145,null,"STEROWNICZE","SB0865",5902956038555,"BiT 500®2(St) FR","3x2x0,75",null,"BITNER","KMT",1,11350,"PLN",0.23,null,null,null,null,null,null,null,"n91"]
[2146,null,"STEROWNICZE","SB0866",5902956038562,"BiT 500®2(St) FR","4x2x0,75",null,"BITNER","KMT",1,14420,"PLN",0.23,null,null,null,null,null,null,null,"n91"]
[2159,null,"STEROWNICZE","SB0879",5902956038692,"BiT 500®2(St) FR","3x2x1,0",null,"BITNER","KMT",1,14820,"PLN",0.23,null,null,null,null,null,null,null,"n91"]
[2167,null,"STEROWNICZE","SB0887",5902956038777,"BiT 500®2(St) FR","14x2x1,0",null,"BITNER","KMT",1,61680,"PLN",0.23,null,null,null,null,null,null,null,"n91"]
[2168,null,"STEROWNICZE","SB0888",5902956038784,"BiT 500®2(St) FR","16x2x1,0",null,"BITNER","KMT",1,70300,"PLN",0.23,null,null,null,null,null,null,null,"n91"]
[2176,null,"STEROWNICZE","SB0896",5902956038869,"BiT 500®2(St) FR","6x2x1,5",null,"BITNER","KMT",1,35400,"PLN",0.23,null,null,null,null,null,null,null,"n91"]
[2189,null,"STEROWNICZE","SB0909",5902956038999,"BiT 500®2(St) FR","5x2x2,5",null,"BITNER","KMT",1,44550,"PLN",0.23,null,null,null,null,null,null,null,"n91"]
[2190,null,"STEROWNICZE","SB0910",5902956039002,"BiT 500®2(St) FR","6x2x2,5",null,"BITNER","KMT",1,52350,"PLN",0.23,null,null,null,null,null,null,null,"n91"]
[2201,null,"STEROWNICZE","SB0005",5902956039118,"BiT 500®OR","4x0,5",null,"BITNER","KMT",1,4420,"PLN",0.23,null,null,null,null,null,null,null,"n91"]
[2211,null,"STEROWNICZE","SB0015",5902956039217,"BiT 500®OR","12x0,5",null,"BITNER","KMT",1,12820,"PLN",0.23,null,null,null,null,null,null,null,"n91"]
[2216,null,"STEROWNICZE","SB0020",5902956039262,"BiT 500®OR","21G0,5",null,"BITNER","KMT",1,19740,"PLN",0.23,null,null,null,null,null,null,null,"n91"]
[2226,null,"STEROWNICZE","SB0030",5902956039361,"BiT 500®OR","61G0,5",null,"BITNER","KMT",1,55380,"PLN",0.23,null,null,null,null,null,null,null,"n91"]
[2233,null,"STEROWNICZE","SB0037",5902956039439,"BiT 500®OR","5x0,75",null,"BITNER","KMT",1,7720,"PLN",0.23,null,null,null,null,null,null,null,"n91"]
[2238,null,"STEROWNICZE","SB0042",5902956039484,"BiT 500®OR","8G0,75",null,"BITNER","KMT",1,10850,"PLN",0.23,null,null,null,null,null,null,null,"n91"]
[2243,null,"STEROWNICZE","SB0047",5902956039538,"BiT 500®OR","14G0,75",null,"BITNER","KMT",1,19030,"PLN",0.23,null,null,null,null,null,null,null,"n91"]
[2255,null,"STEROWNICZE","SB0059",5902956039651,"BiT 500®OR","50G0,75",null,"BITNER","KMT",1,66040,"PLN",0.23,null,null,null,null,null,null,null,"n91"]
[2260,null,"STEROWNICZE","SB0064",5902956039705,"BiT 500®OR","3x1,0",null,"BITNER","KMT",1,6200,"PLN",0.23,null,null,null,null,null,null,null,"n91"]
[2268,null,"STEROWNICZE","SB0072",5902956039781,"BiT 500®OR","7x1,0",null,"BITNER","KMT",1,13450,"PLN",0.23,null,null,null,null,null,null,null,"n91"]
[2274,null,"STEROWNICZE","SB0078",5902956039842,"BiT 500®OR","14G1,0",null,"BITNER","KMT",1,24710,"PLN",0.23,null,null,null,null,null,null,null,"n91"]
[2282,null,"STEROWNICZE","SB0086",5902956039927,"BiT 500®OR","30G1,0",null,"BITNER","KMT",1,51890,"PLN",0.23,null,null,null,null,null,null,null,"n91"]
[2285,null,"STEROWNICZE","SB0089",5902956039958,"BiT 500®OR","40G1,0",null,"BITNER","KMT",1,68770,"PLN",0.23,null,null,null,null,null,null,null,"n91"]
[2296,null,"STEROWNICZE","SB0100",5902956040060,"BiT 500®OR","5x1,5",null,"BITNER","KMT",1,14030,"PLN",0.23,null,null,null,null,null,null,null,"n91"]
[2304,null,"STEROWNICZE","SB0108",5902956040145,"BiT 500®OR","12G1,5",null,"BITNER","KMT",1,30210,"PLN",0.23,null,null,null,null,null,null,null,"n91"]
[2310,null,"STEROWNICZE","SB0114",5902956040206,"BiT 500®OR","21G1,5",null,"BITNER","KMT",1,52200,"PLN",0.23,null,null,null,null,null,null,null,"n91"]
[2318,null,"STEROWNICZE","SB0122",5902956040282,"BiT 500®OR","50G1,5",null,"BITNER","KMT",1,122470,"PLN",0.23,null,null,null,null,null,null,null,"n91"]
[2326,null,"STEROWNICZE","SB0130",5902956040367,"BiT 500®OR","5G2,5",null,"BITNER","KMT",1,20730,"PLN",0.23,null,null,null,null,null,null,null,"n91"]
[2335,null,"STEROWNICZE","SB0141",5902956040473,"BiT 500®OR","18G2,5",null,"BITNER","KMT",1,73010,"PLN",0.23,null,null,null,null,null,null,null,"n91"]
[2340,null,"STEROWNICZE","SB0146",5902956040527,"BiT 500®OR","37G2,5",null,"BITNER","KMT",1,147270,"PLN",0.23,null,null,null,null,null,null,null,"n91"]
[2348,null,"STEROWNICZE","SB0154",5902956040602,"BiT 500®OR","7G4,0",null,"BITNER","KMT",1,47530,"PLN",0.23,null,null,null,null,null,null,null,"n91"]
[2352,null,"STEROWNICZE","SB0158",5902956040640,"BiT 500®OR","3x2x0,5",null,"BITNER","KMT",1,5940,"PLN",0.23,null,null,null,null,null,null,null,"n91"]
[2362,null,"STEROWNICZE","SB0168",5902956040749,"BiT 500®OR","18x2x0,5",null,"BITNER","KMT",1,31400,"PLN",0.23,null,null,null,null,null,null,null,"n91"]
[2367,null,"STEROWNICZE","SB0173",5902956040794,"BiT 500®OR","4x2x0,75",null,"BITNER","KMT",1,10820,"PLN",0.23,null,null,null,null,null,null,null,"n91"]
[2377,null,"STEROWNICZE","SB0183",5902956040893,"BiT 500®OR","20x2x0,75",null,"BITNER","KMT",1,48740,"PLN",0.23,null,null,null,null,null,null,null,"n91"]
[2384,null,"STEROWNICZE","SB0190",5902956040961,"BiT 500®OR","7x2x1,0",null,"BITNER","KMT",1,23620,"PLN",0.23,null,null,null,null,null,null,null,"n91"]
[2389,null,"STEROWNICZE","SB0195",5902956041012,"BiT 500®OR","16x2x1,0",null,"BITNER","KMT",1,51200,"PLN",0.23,null,null,null,null,null,null,null,"n91"]
[2402,null,"STEROWNICZE","SB0208",5902956041142,"BiT 500®OR","14x2x1,5",null,"BITNER","KMT",1,63740,"PLN",0.23,null,null,null,null,null,null,null,"n91"]
[2403,null,"STEROWNICZE","SB0209",5902956041159,"BiT 500®OR","16x2x1,5",null,"BITNER","KMT",1,73150,"PLN",0.23,null,null,null,null,null,null,null,"n91"]
[2411,null,"STEROWNICZE","SB0217",5902956041234,"BiT 500®OR","6x2x2,5",null,"BITNER","KMT",1,45150,"PLN",0.23,null,null,null,null,null,null,null,"n91"]
[2419,null,"STEROWNICZE","SB1551",5902956041319,"BiT 500®C OR","3G0,5",null,"BITNER","KMT",1,4980,"PLN",0.23,null,null,null,null,null,null,null,"n91"]
[2425,null,"STEROWNICZE","SB1557",5902956041371,"BiT 500®C OR","6G0,5",null,"BITNER","KMT",1,8290,"PLN",0.23,null,null,null,null,null,null,null,"n91"]
[2433,null,"STEROWNICZE","SB1565",5902956041456,"BiT 500®C OR","14G0,5",null,"BITNER","KMT",1,18170,"PLN",0.23,null,null,null,null,null,null,null,"n91"]
[2444,null,"STEROWNICZE","SB1576",5902956041562,"BiT 500®C OR","42G0,5",null,"BITNER","KMT",1,46730,"PLN",0.23,null,null,null,null,null,null,null,"n91"]
[2447,null,"STEROWNICZE","SB1579",5902956041593,"BiT 500®C OR","61G0,5",null,"BITNER","KMT",1,63970,"PLN",0.23,null,null,null,null,null,null,null,"n91"]
[2455,null,"STEROWNICZE","SB1587",5902956041678,"BiT 500®C OR","6G0,75",null,"BITNER","KMT",1,12510,"PLN",0.23,null,null,null,null,null,null,null,"n91"]
[2461,null,"STEROWNICZE","SB1593",5902956041739,"BiT 500®C OR","10G0,75",null,"BITNER","KMT",1,19220,"PLN",0.23,null,null,null,null,null,null,null,"n91"]
[2469,null,"STEROWNICZE","SB1601",5902956041814,"BiT 500®C OR","25G0,75",null,"BITNER","KMT",1,40130,"PLN",0.23,null,null,null,null,null,null,null,"n91"]
[2477,null,"STEROWNICZE","SB1609",5902956041890,"BiT 500®C OR","56G0,75",null,"BITNER","KMT",1,82170,"PLN",0.23,null,null,null,null,null,null,null,"n91"]
[2486,null,"STEROWNICZE","SB1618",5902956041982,"BiT 500®C OR","6G1,0",null,"BITNER","KMT",1,15100,"PLN",0.23,null,null,null,null,null,null,null,"n91"]
[2491,null,"STEROWNICZE","SB1623",5902956042033,"BiT 500®C OR","10G1,0",null,"BITNER","KMT",1,23750,"PLN",0.23,null,null,null,null,null,null,null,"n91"]
[2499,null,"STEROWNICZE","SB1631",5902956042118,"BiT 500®C OR","19G1,0",null,"BITNER","KMT",1,38780,"PLN",0.23,null,null,null,null,null,null,null,"n91"]
[2511,null,"STEROWNICZE","SB1643",5902956042231,"BiT 500®C OR","2x1,5",null,"BITNER","KMT",1,7810,"PLN",0.23,null,null,null,null,null,null,null,"n91"]
[2513,null,"STEROWNICZE","SB1645",5902956042255,"BiT 500®C OR","3x1,5",null,"BITNER","KMT",1,11260,"PLN",0.23,null,null,null,null,null,null,null,"n91"]
[2525,null,"STEROWNICZE","SB1657",5902956042378,"BiT 500®C OR","12G1,5",null,"BITNER","KMT",1,35850,"PLN",0.23,null,null,null,null,null,null,null,"n91"]
[2528,null,"STEROWNICZE","SB1660",5902956042408,"BiT 500®C OR","16G1,5",null,"BITNER","KMT",1,46270,"PLN",0.23,null,null,null,null,null,null,null,"n91"]
[2535,null,"STEROWNICZE","SB1667",5902956042477,"BiT 500®C OR","34G1,5",null,"BITNER","KMT",1,93190,"PLN",0.23,null,null,null,null,null,null,null,"n91"]
[2547,null,"STEROWNICZE","SB1679",5902956042590,"BiT 500®C OR","5G2,5",null,"BITNER","KMT",1,25490,"PLN",0.23,null,null,null,null,null,null,null,"n91"]
[2553,null,"STEROWNICZE","SB1687",5902956042675,"BiT 500®C OR","12x2,5",null,"BITNER","KMT",1,61390,"PLN",0.23,null,null,null,null,null,null,null,"n91"]
[2561,null,"STEROWNICZE","SB1695",5902956042750,"BiT 500®C OR","37G2,5",null,"BITNER","KMT",1,157700,"PLN",0.23,null,null,null,null,null,null,null,"n91"]
[2569,null,"STEROWNICZE","SB1703",5902956042835,"BiT 500®C OR","7G4,0",null,"BITNER","KMT",1,53470,"PLN",0.23,null,null,null,null,null,null,null,"n91"]
[2578,null,"STEROWNICZE","SB1712",5902956042927,"BiT 500®C OR","8x2x0,5",null,"BITNER","KMT",1,22290,"PLN",0.23,null,null,null,null,null,null,null,"n91"]
[2583,null,"STEROWNICZE","SB1717",5902956042972,"BiT 500®C OR","18x2x0,5",null,"BITNER","KMT",1,43070,"PLN",0.23,null,null,null,null,null,null,null,"n91"]
[2591,null,"STEROWNICZE","SB1725",5902956043054,"BiT 500®C OR","7x2x0,75",null,"BITNER","KMT",1,26320,"PLN",0.23,null,null,null,null,null,null,null,"n91"]
[2595,null,"STEROWNICZE","SB1729",5902956043092,"BiT 500®C OR","14x2x0,75",null,"BITNER","KMT",1,46940,"PLN",0.23,null,null,null,null,null,null,null,"n91"]
[2605,null,"STEROWNICZE","SB1739",5902956043191,"BiT 500®C OR","7x2x1,0",null,"BITNER","KMT",1,32430,"PLN",0.23,null,null,null,null,null,null,null,"n91"]
[2613,null,"STEROWNICZE","SB1747",5902956043276,"BiT 500®C OR","24x2x1,0",null,"BITNER","KMT",1,93690,"PLN",0.23,null,null,null,null,null,null,null,"n91"]
[2620,null,"STEROWNICZE","SB1754",5902956043344,"BiT 500®C OR","8x2x1,5",null,"BITNER","KMT",1,49530,"PLN",0.23,null,null,null,null,null,null,null,"n91"]
[2627,null,"STEROWNICZE","SB1761",5902956043412,"BiT 500®C OR","24x2x1,5",null,"BITNER","KMT",1,131400,"PLN",0.23,null,null,null,null,null,null,null,"n91"]
[2635,null,"STEROWNICZE","SB1769",5902956043498,"BiT 500®C OR","10x2x2,5",null,"BITNER","KMT",1,93200,"PLN",0.23,null,null,null,null,null,null,null,"n91"]
[2637,null,"STEROWNICZE","SB1771",5902956043511,"BiT 500®C OR","14x2x2,5",null,"BITNER","KMT",1,127040,"PLN",0.23,null,null,null,null,null,null,null,"n91"]
[2649,null,"STEROWNICZE","SB0960",5902956043634,"BiT 500®(St) OR","8G0,5",null,"BITNER","KMT",1,8370,"PLN",0.23,null,null,null,null,null,null,null,"n91"]
[2657,null,"STEROWNICZE","SB0968",5902956043719,"BiT 500®(St) OR","19G0,5",null,"BITNER","KMT",1,18110,"PLN",0.23,null,null,null,null,null,null,null,"n91"]
[2662,null,"STEROWNICZE","SB0973",5902956043764,"BiT 500®(St) OR","34G0,5",null,"BITNER","KMT",1,31460,"PLN",0.23,null,null,null,null,null,null,null,"n91"]
[2671,null,"STEROWNICZE","SB0982",5902956043856,"BiT 500®(St) OR","3x0,75",null,"BITNER","KMT",1,5630,"PLN",0.23,null,null,null,null,null,null,null,"n91"]
[2676,null,"STEROWNICZE","SB0987",5902956043900,"BiT 500®(St) OR","6G0,75",null,"BITNER","KMT",1,9050,"PLN",0.23,null,null,null,null,null,null,null,"n91"]
[2687,null,"STEROWNICZE","SB0998",5902956044013,"BiT 500®(St) OR","18G0,75",null,"BITNER","KMT",1,24420,"PLN",0.23,null,null,null,null,null,null,null,"n91"]
[2693,null,"STEROWNICZE","SB1004",5902956044075,"BiT 500®(St) OR","34G0,75",null,"BITNER","KMT",1,45070,"PLN",0.23,null,null,null,null,null,null,null,"n91"]
[2698,null,"STEROWNICZE","SB1009",5902956044129,"BiT 500®(St) OR","56G0,75",null,"BITNER","KMT",1,72040,"PLN",0.23,null,null,null,null,null,null,null,"n91"]
[2704,null,"STEROWNICZE","SB1015",5902956044181,"BiT 500®(St) OR","4x1,0",null,"BITNER","KMT",1,9160,"PLN",0.23,null,null,null,null,null,null,null,"n91"]
[2712,null,"STEROWNICZE","SB1023",5902956044266,"BiT 500®(St) OR","10G1,0",null,"BITNER","KMT",1,18960,"PLN",0.23,null,null,null,null,null,null,null,"n91"]
[2720,null,"STEROWNICZE","SB1031",5902956044341,"BiT 500®(St) OR","19G1,0",null,"BITNER","KMT",1,33250,"PLN",0.23,null,null,null,null,null,null,null,"n91"]
[2729,null,"STEROWNICZE","SB1040",5902956044433,"BiT 500®(St) OR","50G1,0",null,"BITNER","KMT",1,84620,"PLN",0.23,null,null,null,null,null,null,null,"n91"]
[2734,null,"STEROWNICZE","SB1045",5902956044488,"BiT 500®(St) OR","3x1,5",null,"BITNER","KMT",1,9740,"PLN",0.23,null,null,null,null,null,null,null,"n91"]
[2742,null,"STEROWNICZE","SB1053",5902956044563,"BiT 500®(St) OR","7x1,5",null,"BITNER","KMT",1,20280,"PLN",0.23,null,null,null,null,null,null,null,"n91"]
[2754,null,"STEROWNICZE","SB1065",5902956044686,"BiT 500®(St) OR","27G1,5",null,"BITNER","KMT",1,66290,"PLN",0.23,null,null,null,null,null,null,null,"n91"]
[2756,null,"STEROWNICZE","SB1067",5902956044709,"BiT 500®(St) OR","34G1,5",null,"BITNER","KMT",1,83160,"PLN",0.23,null,null,null,null,null,null,null,"n91"]
[2764,null,"STEROWNICZE","SB1075",5902956044785,"BiT 500®(St) OR","3G2,5",null,"BITNER","KMT",1,13400,"PLN",0.23,null,null,null,null,null,null,null,"n91"]
[2771,null,"STEROWNICZE","SB1084",5902956044877,"BiT 500®(St) OR","7x2,5",null,"BITNER","KMT",1,32140,"PLN",0.23,null,null,null,null,null,null,null,"n91"]
[2778,null,"STEROWNICZE","SB1091",5902956044945,"BiT 500®(St) OR","21G2,5",null,"BITNER","KMT",1,83890,"PLN",0.23,null,null,null,null,null,null,null,"n91"]
[2786,null,"STEROWNICZE","SB1099",5902956045027,"BiT 500®(St) OR","3G4,0",null,"BITNER","KMT",1,21480,"PLN",0.23,null,null,null,null,null,null,null,"n91"]
[2796,null,"STEROWNICZE","SB1109",5902956045126,"BiT 500®(St) OR","5x2x0,5",null,"BITNER","KMT",1,11070,"PLN",0.23,null,null,null,null,null,null,null,"n91"]
[2800,null,"STEROWNICZE","SB1113",5902956045164,"BiT 500®(St) OR","10x2x0,5",null,"BITNER","KMT",1,19810,"PLN",0.23,null,null,null,null,null,null,null,"n91"]
[2812,null,"STEROWNICZE","SB1125",5902956045287,"BiT 500®(St) OR","7x2x0,75",null,"BITNER","KMT",1,19980,"PLN",0.23,null,null,null,null,null,null,null,"n91"]
[2813,null,"STEROWNICZE","SB1126",5902956045294,"BiT 500®(St) OR","8x2x0,75",null,"BITNER","KMT",1,22690,"PLN",0.23,null,null,null,null,null,null,null,"n91"]
[2822,null,"STEROWNICZE","SB1135",5902956045386,"BiT 500®(St) OR","3x2x1,0",null,"BITNER","KMT",1,12590,"PLN",0.23,null,null,null,null,null,null,null,"n91"]
[2834,null,"STEROWNICZE","SB1147",5902956045508,"BiT 500®(St) OR","24x2x1,0",null,"BITNER","KMT",1,82710,"PLN",0.23,null,null,null,null,null,null,null,"n91"]
[2838,null,"STEROWNICZE","SB1151",5902956045546,"BiT 500®(St) OR","5x2x1,5",null,"BITNER","KMT",1,26860,"PLN",0.23,null,null,null,null,null,null,null,"n91"]
[2844,null,"STEROWNICZE","SB1157",5902956045607,"BiT 500®(St) OR","14x2x1,5",null,"BITNER","KMT",1,70500,"PLN",0.23,null,null,null,null,null,null,null,"n91"]
[2856,null,"STEROWNICZE","SB1169",5902956045720,"BiT 500®(St) OR","10x2x2,5",null,"BITNER","KMT",1,82130,"PLN",0.23,null,null,null,null,null,null,null,"n91"]
[2863,null,"STEROWNICZE","SB1193",5902956045799,"BiT 500®2(St) OR","5x2x0,5",null,"BITNER","KMT",1,15810,"PLN",0.23,null,null,null,null,null,null,null,"n91"]
[2870,null,"STEROWNICZE","SB1200",5902956045867,"BiT 500®2(St) OR","16x2x0,5",null,"BITNER","KMT",1,45770,"PLN",0.23,null,null,null,null,null,null,null,"n91"]
[2878,null,"STEROWNICZE","SB1208",5902956045942,"BiT 500®2(St) OR","6x2x0,75",null,"BITNER","KMT",1,23250,"PLN",0.23,null,null,null,null,null,null,null,"n91"]
[2880,null,"STEROWNICZE","SB1210",5902956045966,"BiT 500®2(St) OR","8x2x0,75",null,"BITNER","KMT",1,30210,"PLN",0.23,null,null,null,null,null,null,null,"n91"]
[2892,null,"STEROWNICZE","SB1222",5902956046086,"BiT 500®2(St) OR","6x2x1,0",null,"BITNER","KMT",1,30400,"PLN",0.23,null,null,null,null,null,null,null,"n91"]
[2900,null,"STEROWNICZE","SB1230",5902956046161,"BiT 500®2(St) OR","20x2x1,0",null,"BITNER","KMT",1,96670,"PLN",0.23,null,null,null,null,null,null,null,"n91"]
[2905,null,"STEROWNICZE","SB1235",5902956046215,"BiT 500®2(St) OR","5x2x1,5",null,"BITNER","KMT",1,33590,"PLN",0.23,null,null,null,null,null,null,null,"n91"]
[2914,null,"STEROWNICZE","SB1244",5902956046307,"BiT 500®2(St) OR","20x2x1,5",null,"BITNER","KMT",1,126190,"PLN",0.23,null,null,null,null,null,null,null,"n91"]
[2922,null,"STEROWNICZE","SB1252",5902956046383,"BiT 500®2(St) OR","8x2x2,5",null,"BITNER","KMT",1,76930,"PLN",0.23,null,null,null,null,null,null,null,"n91"]
[2930,null,"STEROWNICZE","S58303",5902956046468,"BiT 500®BLACK","4G0,5",null,"BITNER","KMT",1,3860,"PLN",0.23,null,null,null,null,null,null,null,"n91"]
[2936,null,"STEROWNICZE","S58309",5902956046529,"BiT 500®BLACK","7x0,5",null,"BITNER","KMT",1,6700,"PLN",0.23,null,null,null,null,null,null,null,"n91"]
[2944,null,"STEROWNICZE","S58317",5902956046604,"BiT 500®BLACK","18G0,5",null,"BITNER","KMT",1,14750,"PLN",0.23,null,null,null,null,null,null,null,"n91"]
[2947,null,"STEROWNICZE","S58321",5902956046635,"BiT 500®BLACK","25G0,5",null,"BITNER","KMT",1,20100,"PLN",0.23,null,null,null,null,null,null,null,"n91"]
[2958,null,"STEROWNICZE","S58325",5902956046741,"BiT 500®BLACK","3G0,75",null,"BITNER","KMT",1,4150,"PLN",0.23,null,null,null,null,null,null,null,"n91"]
[2963,null,"STEROWNICZE","S58330",5902956046796,"BiT 500®BLACK","5x0,75",null,"BITNER","KMT",1,7040,"PLN",0.23,null,null,null,null,null,null,null,"n91"]
[2972,null,"STEROWNICZE","S58339",5902956046888,"BiT 500®BLACK","12x0,75",null,"BITNER","KMT",1,15680,"PLN",0.23,null,null,null,null,null,null,null,"n91"]
[2980,null,"STEROWNICZE","S58417",5902956046963,"BiT 500®BLACK","30G0,75",null,"BITNER","KMT",1,33370,"PLN",0.23,null,null,null,null,null,null,null,"n91"]
[2985,null,"STEROWNICZE","S58422",5902956047014,"BiT 500®BLACK","50G0,75",null,"BITNER","KMT",1,55430,"PLN",0.23,null,null,null,null,null,null,null,"n91"]
[2989,null,"STEROWNICZE","S58348",5902956047052,"BiT 500®BLACK","3G1,0",null,"BITNER","KMT",1,5190,"PLN",0.23,null,null,null,null,null,null,null,"n91"]
[3002,null,"STEROWNICZE","S58361",5902956047182,"BiT 500®BLACK","12G1,0",null,"BITNER","KMT",1,18200,"PLN",0.23,null,null,null,null,null,null,null,"n91"]
[3007,null,"STEROWNICZE","S58366",5902956047236,"BiT 500®BLACK","18x1,0",null,"BITNER","KMT",1,29320,"PLN",0.23,null,null,null,null,null,null,null,"n91"]
[3014,null,"STEROWNICZE","S58374",5902956047304,"BiT 500®BLACK","37G1,0",null,"BITNER","KMT",1,53190,"PLN",0.23,null,null,null,null,null,null,null,"n91"]
[3021,null,"STEROWNICZE","S58381",5902956047373,"BiT 500®BLACK","3G1,5",null,"BITNER","KMT",1,7120,"PLN",0.23,null,null,null,null,null,null,null,"n91"]
[3029,null,"STEROWNICZE","S58388",5902956047458,"BiT 500®BLACK","7G1,5",null,"BITNER","KMT",1,15070,"PLN",0.23,null,null,null,null,null,null,null,"n91"]
[3039,null,"STEROWNICZE","S58431",5902956047557,"BiT 500®BLACK","19G1,5",null,"BITNER","KMT",1,39590,"PLN",0.23,null,null,null,null,null,null,null,"n91"]
[3043,null,"STEROWNICZE","S58435",5902956047595,"BiT 500®BLACK","30G1,5",null,"BITNER","KMT",1,61820,"PLN",0.23,null,null,null,null,null,null,null,"n91"]
[3051,null,"STEROWNICZE","S58394",5902956047670,"BiT 500®BLACK","2x2,5",null,"BITNER","KMT",1,7960,"PLN",0.23,null,null,null,null,null,null,null,"n91"]
[3056,null,"STEROWNICZE","S58399",5902956047724,"BiT 500®BLACK","5G2,5",null,"BITNER","KMT",1,17740,"PLN",0.23,null,null,null,null,null,null,null,"n91"]
[3064,null,"STEROWNICZE","S58445",5902956047823,"BiT 500®BLACK","16G2,5",null,"BITNER","KMT",1,54350,"PLN",0.23,null,null,null,null,null,null,null,"n91"]
[3073,null,"STEROWNICZE","S58454",5902956047915,"BiT 500®BLACK","2x4,0",null,"BITNER","KMT",1,12610,"PLN",0.23,null,null,null,null,null,null,null,"n91"]
[3078,null,"STEROWNICZE","S58459",5902956047960,"BiT 500®BLACK","7G4,0",null,"BITNER","KMT",1,39660,"PLN",0.23,null,null,null,null,null,null,null,"n91"]
[3089,null,"STEROWNICZE","S58470",5902956048073,"BiT 500®BLACK","3x10",null,"BITNER","KMT",1,47710,"PLN",0.23,null,null,null,null,null,null,null,"n91"]
[3095,null,"STEROWNICZE","S58476",5902956048134,"BiT 500®BLACK","3x16",null,"BITNER","KMT",1,72940,"PLN",0.23,null,null,null,null,null,null,null,"n91"]
[3100,null,"STEROWNICZE","S58481",5902956048189,"BiT 500®BLACK","3x25",null,"BITNER","KMT",1,113820,"PLN",0.23,null,null,null,null,null,null,null,"n91"]
[3106,null,"STEROWNICZE","S58487",5902956048240,"BiT 500®BLACK","4G35",null,"BITNER","KMT",1,189400,"PLN",0.23,null,null,null,null,null,null,null,"n91"]
[3114,null,"STEROWNICZE","S58495",5902956048325,"BiT 500®BLACK","3G70",null,"BITNER","KMT",1,198490,"PLN",0.23,null,null,null,null,null,null,null,"n91"]
[3122,null,"STEROWNICZE","S59394",5902956048400,"BiT 500®BLACK","6x2x0,5",null,"BITNER","KMT",1,9910,"PLN",0.23,null,null,null,null,null,null,null,"n91"]
[3131,null,"STEROWNICZE","S59403",5902956048493,"BiT 500®BLACK","24x2x0,5",null,"BITNER","KMT",1,35600,"PLN",0.23,null,null,null,null,null,null,null,"n91"]
[3136,null,"STEROWNICZE","S59408",5902956048547,"BiT 500®BLACK","6x2x0,75",null,"BITNER","KMT",1,13740,"PLN",0.23,null,null,null,null,null,null,null,"n91"]
[3144,null,"STEROWNICZE","S59416",5902956048622,"BiT 500®BLACK","20x2x0,75",null,"BITNER","KMT",1,42840,"PLN",0.23,null,null,null,null,null,null,null,"n91"]
[3156,null,"STEROWNICZE","S59428",5902956048745,"BiT 500®BLACK","16x2x1,0",null,"BITNER","KMT",1,44940,"PLN",0.23,null,null,null,null,null,null,null,"n91"]
[3158,null,"STEROWNICZE","S59430",5902956048769,"BiT 500®BLACK","20x2x1,0",null,"BITNER","KMT",1,55380,"PLN",0.23,null,null,null,null,null,null,null,"n91"]
[3166,null,"STEROWNICZE","S59438",5902956048844,"BiT 500®BLACK","8x2x1,5",null,"BITNER","KMT",1,32650,"PLN",0.23,null,null,null,null,null,null,null,"n91"]
[3173,null,"STEROWNICZE","S59445",5902956048912,"BiT 500®BLACK","24x2x1,5",null,"BITNER","KMT",1,94930,"PLN",0.23,null,null,null,null,null,null,null,"n91"]
[3180,null,"STEROWNICZE","S59452",5902956048981,"BiT 500®BLACK","8x2x2,5",null,"BITNER","KMT",1,52640,"PLN",0.23,null,null,null,null,null,null,null,"n91"]
[3188,null,"STEROWNICZE","SB3173",5902956049063,"BiT 500®C BLACK","4G0,5",null,"BITNER","KMT",1,5440,"PLN",0.23,null,null,null,null,null,null,null,"n91"]
[3198,null,"STEROWNICZE","SB3183",5902956049162,"BiT 500®C BLACK","12G0,5",null,"BITNER","KMT",1,13930,"PLN",0.23,null,null,null,null,null,null,null,"n91"]
[3202,null,"STEROWNICZE","SB3187",5902956049209,"BiT 500®C BLACK","18G0,5",null,"BITNER","KMT",1,19300,"PLN",0.23,null,null,null,null,null,null,null,"n91"]
[3214,null,"STEROWNICZE","SB3199",5902956049322,"BiT 500®C BLACK","61G0,5",null,"BITNER","KMT",1,54150,"PLN",0.23,null,null,null,null,null,null,null,"n91"]
[3223,null,"STEROWNICZE","SB3208",5902956049414,"BiT 500®C BLACK","6x0,75",null,"BITNER","KMT",1,10780,"PLN",0.23,null,null,null,null,null,null,null,"n91"]
[3224,null,"STEROWNICZE","SB3209",5902956049421,"BiT 500®C BLACK","7G0,75",null,"BITNER","KMT",1,10820,"PLN",0.23,null,null,null,null,null,null,null,"n91"]
[3236,null,"STEROWNICZE","SB3221",5902956049544,"BiT 500®C BLACK","25G0,75",null,"BITNER","KMT",1,34010,"PLN",0.23,null,null,null,null,null,null,null,"n91"]
[3240,null,"STEROWNICZE","SB3225",5902956049582,"BiT 500®C BLACK","37G0,75",null,"BITNER","KMT",1,47600,"PLN",0.23,null,null,null,null,null,null,null,"n91"]
[3246,null,"STEROWNICZE","SB3231",5902956049643,"BiT 500®C BLACK","2x1,0",null,"BITNER","KMT",1,5540,"PLN",0.23,null,null,null,null,null,null,null,"n91"]
[3258,null,"STEROWNICZE","SB3243",5902956049766,"BiT 500®C BLACK","10G1,0",null,"BITNER","KMT",1,20370,"PLN",0.23,null,null,null,null,null,null,null,"n91"]
[3265,null,"STEROWNICZE","SB3250",5902956049834,"BiT 500®C BLACK","18x1,0",null,"BITNER","KMT",1,34710,"PLN",0.23,null,null,null,null,null,null,null,"n91"]
[3272,null,"STEROWNICZE","SB3257",5902956049902,"BiT 500®C BLACK","37G1,0",null,"BITNER","KMT",1,60130,"PLN",0.23,null,null,null,null,null,null,null,"n91"]
[3280,null,"STEROWNICZE","SB3265",5902956049988,"BiT 500®C BLACK","3x1,5",null,"BITNER","KMT",1,10000,"PLN",0.23,null,null,null,null,null,null,null,"n91"]
[3282,null,"STEROWNICZE","SB3267",5902956050007,"BiT 500®C BLACK","4x1,5",null,"BITNER","KMT",1,13930,"PLN",0.23,null,null,null,null,null,null,null,"n91"]
[3294,null,"STEROWNICZE","SB3279",5902956050120,"BiT 500®C BLACK","14G1,5",null,"BITNER","KMT",1,34680,"PLN",0.23,null,null,null,null,null,null,null,"n91"]
[3302,null,"STEROWNICZE","SB3287",5902956050205,"BiT 500®C BLACK","34G1,5",null,"BITNER","KMT",1,78830,"PLN",0.23,null,null,null,null,null,null,null,"n91"]
[3307,null,"STEROWNICZE","SB3292",5902956050250,"BiT 500®C BLACK","56G1,5",null,"BITNER","KMT",1,124290,"PLN",0.23,null,null,null,null,null,null,null,"n91"]
[3316,null,"STEROWNICZE","SB3303",5902956050366,"BiT 500®C BLACK","7G2,5",null,"BITNER","KMT",1,28700,"PLN",0.23,null,null,null,null,null,null,null,"n91"]
[3324,null,"STEROWNICZE","SB3311",5902956050441,"BiT 500®C BLACK","21G2,5",null,"BITNER","KMT",1,78270,"PLN",0.23,null,null,null,null,null,null,null,"n91"]
[3332,null,"STEROWNICZE","SB3319",5902956050526,"BiT 500®C BLACK","3G4,0",null,"BITNER","KMT",1,22020,"PLN",0.23,null,null,null,null,null,null,null,"n91"]
[3338,null,"STEROWNICZE","SB3325",5902956050588,"BiT 500®C BLACK","12G4,0",null,"BITNER","KMT",1,75120,"PLN",0.23,null,null,null,null,null,null,null,"n91"]
[3346,null,"STEROWNICZE","SB3333",5902956050663,"BiT 500®C BLACK","10x2x0,5",null,"BITNER","KMT",1,22180,"PLN",0.23,null,null,null,null,null,null,null,"n91"]
[3349,null,"STEROWNICZE","SB3336",5902956050694,"BiT 500®C BLACK","16x2x0,5",null,"BITNER","KMT",1,32790,"PLN",0.23,null,null,null,null,null,null,null,"n91"]
[3360,null,"STEROWNICZE","SB3347",5902956050809,"BiT 500®C BLACK","10x2x0,75",null,"BITNER","KMT",1,29030,"PLN",0.23,null,null,null,null,null,null,null,"n91"]
[3365,null,"STEROWNICZE","SB3352",5902956050854,"BiT 500®C BLACK","20x2x0,75",null,"BITNER","KMT",1,53160,"PLN",0.23,null,null,null,null,null,null,null,"n91"]
[3374,null,"STEROWNICZE","SB3361",5902956050946,"BiT 500®C BLACK","10x2x1,0",null,"BITNER","KMT",1,36490,"PLN",0.23,null,null,null,null,null,null,null,"n91"]
[3382,null,"STEROWNICZE","SB3369",5902956051028,"BiT 500®C BLACK","3x2x1,5",null,"BITNER","KMT",1,18630,"PLN",0.23,null,null,null,null,null,null,null,"n91"]
[3387,null,"STEROWNICZE","SB3374",5902956051073,"BiT 500®C BLACK","8x2x1,5",null,"BITNER","KMT",1,41410,"PLN",0.23,null,null,null,null,null,null,null,"n91"]
[3399,null,"STEROWNICZE","SB3386",5902956051196,"BiT 500®C BLACK","6x2x2,5",null,"BITNER","KMT",1,48560,"PLN",0.23,null,null,null,null,null,null,null,"n91"]
[3404,null,"STEROWNICZE","SB3391",5902956051240,"BiT 500®C BLACK","14x2x2,5",null,"BITNER","KMT",1,105790,"PLN",0.23,null,null,null,null,null,null,null,"n91"]
[3409,null,"STEROWNICZE","S59081",5902956051295,"BiT 500®(St) BLACK","4G0,5",null,"BITNER","KMT",1,4600,"PLN",0.23,null,null,null,null,null,null,null,"n91"]
[3416,null,"STEROWNICZE","S59088",5902956051363,"BiT 500®(St) BLACK","8G0,5",null,"BITNER","KMT",1,7770,"PLN",0.23,null,null,null,null,null,null,null,"n91"]
[3423,null,"STEROWNICZE","S59095",5902956051431,"BiT 500®(St) BLACK","18G0,5",null,"BITNER","KMT",1,15100,"PLN",0.23,null,null,null,null,null,null,null,"n91"]
[3431,null,"STEROWNICZE","S59103",5902956051516,"BiT 500®(St) BLACK","40G0,5",null,"BITNER","KMT",1,31310,"PLN",0.23,null,null,null,null,null,null,null,"n91"]
[3441,null,"STEROWNICZE","S59113",5902956051615,"BiT 500®(St) BLACK","5G0,75",null,"BITNER","KMT",1,7180,"PLN",0.23,null,null,null,null,null,null,null,"n91"]
[3445,null,"STEROWNICZE","S59117",5902956051653,"BiT 500®(St) BLACK","7G0,75",null,"BITNER","KMT",1,9260,"PLN",0.23,null,null,null,null,null,null,null,"n91"]
[3453,null,"STEROWNICZE","S59125",5902956051738,"BiT 500®(St) BLACK","16G0,75",null,"BITNER","KMT",1,18840,"PLN",0.23,null,null,null,null,null,null,null,"n91"]
[3458,null,"STEROWNICZE","S59130",5902956051783,"BiT 500®(St) BLACK","27G0,75",null,"BITNER","KMT",1,30280,"PLN",0.23,null,null,null,null,null,null,null,"n91"]
[3467,null,"STEROWNICZE","S59139",5902956051875,"BiT 500®(St) BLACK","2x1,0",null,"BITNER","KMT",1,4900,"PLN",0.23,null,null,null,null,null,null,null,"n91"]
[3475,null,"STEROWNICZE","S59147",5902956051950,"BiT 500®(St) BLACK","6x1,0",null,"BITNER","KMT",1,11640,"PLN",0.23,null,null,null,null,null,null,null,"n91"]
[3483,null,"STEROWNICZE","S59155",5902956052032,"BiT 500®(St) BLACK","14G1,0",null,"BITNER","KMT",1,21490,"PLN",0.23,null,null,null,null,null,null,null,"n91"]
[3489,null,"STEROWNICZE","S59161",5902956052094,"BiT 500®(St) BLACK","25G1,0",null,"BITNER","KMT",1,37350,"PLN",0.23,null,null,null,null,null,null,null,"n91"]
[3497,null,"STEROWNICZE","S59169",5902956052179,"BiT 500®(St) BLACK","56G1,0",null,"BITNER","KMT",1,79640,"PLN",0.23,null,null,null,null,null,null,null,"n91"]
[3508,null,"STEROWNICZE","S59180",5902956052285,"BiT 500®(St) BLACK","7G1,5",null,"BITNER","KMT",1,15940,"PLN",0.23,null,null,null,null,null,null,null,"n91"]
[3511,null,"STEROWNICZE","S59183",5902956052315,"BiT 500®(St) BLACK","10G1,5",null,"BITNER","KMT",1,22450,"PLN",0.23,null,null,null,null,null,null,null,"n91"]
[3523,null,"STEROWNICZE","S59195",5902956052438,"BiT 500®(St) BLACK","34G1,5",null,"BITNER","KMT",1,69880,"PLN",0.23,null,null,null,null,null,null,null,"n91"]
[3525,null,"STEROWNICZE","S59197",5902956052452,"BiT 500®(St) BLACK","40G1,5",null,"BITNER","KMT",1,81430,"PLN",0.23,null,null,null,null,null,null,null,"n91"]
[3533,null,"STEROWNICZE","S59205",5902956052537,"BiT 500®(St) BLACK","4G2,5",null,"BITNER","KMT",1,15180,"PLN",0.23,null,null,null,null,null,null,null,"n91"]
[3545,null,"STEROWNICZE","S59219",5902956052674,"BiT 500®(St) BLACK","21G2,5",null,"BITNER","KMT",1,70220,"PLN",0.23,null,null,null,null,null,null,null,"n91"]
[3550,null,"STEROWNICZE","S59224",5902956052728,"BiT 500®(St) BLACK","42G2,5",null,"BITNER","KMT",1,139840,"PLN",0.23,null,null,null,null,null,null,null,"n91"]
[3555,null,"STEROWNICZE","S59229",5902956052773,"BiT 500®(St) BLACK","4G4,0",null,"BITNER","KMT",1,24040,"PLN",0.23,null,null,null,null,null,null,null,"n91"]
[3567,null,"STEROWNICZE","S59241",5902956052896,"BiT 500®(St) BLACK","10x2x0,5",null,"BITNER","KMT",1,17000,"PLN",0.23,null,null,null,null,null,null,null,"n91"]
[3575,null,"STEROWNICZE","S59249",5902956052971,"BiT 500®(St) BLACK","3x2x0,75",null,"BITNER","KMT",1,8620,"PLN",0.23,null,null,null,null,null,null,null,"n91"]
[3581,null,"STEROWNICZE","S59255",5902956053039,"BiT 500®(St) BLACK","10x2x0,75",null,"BITNER","KMT",1,23630,"PLN",0.23,null,null,null,null,null,null,null,"n91"]
[3589,null,"STEROWNICZE","S59263",5902956053114,"BiT 500®(St) BLACK","3x2x1,0",null,"BITNER","KMT",1,10980,"PLN",0.23,null,null,null,null,null,null,null,"n91"]
[3592,null,"STEROWNICZE","S59266",5902956053145,"BiT 500®(St) BLACK","6x2x1,0",null,"BITNER","KMT",1,19250,"PLN",0.23,null,null,null,null,null,null,null,"n91"]
[3603,null,"STEROWNICZE","S59277",5902956053251,"BiT 500®(St) BLACK","3x2x1,5",null,"BITNER","KMT",1,14600,"PLN",0.23,null,null,null,null,null,null,null,"n91"]
[3611,null,"STEROWNICZE","S59285",5902956053336,"BiT 500®(St) BLACK","14x2x1,5",null,"BITNER","KMT",1,58970,"PLN",0.23,null,null,null,null,null,null,null,"n91"]
[3617,null,"STEROWNICZE","S59291",5902956053398,"BiT 500®(St) BLACK","3x2x2,5",null,"BITNER","KMT",1,22440,"PLN",0.23,null,null,null,null,null,null,null,"n91"]
[3625,null,"STEROWNICZE","S59299",5902956053473,"BiT 500®(St) BLACK","14x2x2,5",null,"BITNER","KMT",1,95020,"PLN",0.23,null,null,null,null,null,null,null,"n91"]
[3633,null,"STEROWNICZE","SB2906",5902956053558,"BiT 500®2(St) BLACK","8x2x0,5",null,"BITNER","KMT",1,20570,"PLN",0.23,null,null,null,null,null,null,null,"n91"]
[3634,null,"STEROWNICZE","SB2907",5902956053565,"BiT 500®2(St) BLACK","10x2x0,5",null,"BITNER","KMT",1,25100,"PLN",0.23,null,null,null,null,null,null,null,"n91"]
[3647,null,"STEROWNICZE","SB2920",5902956053695,"BiT 500®2(St) BLACK","8x2x0,75",null,"BITNER","KMT",1,26070,"PLN",0.23,null,null,null,null,null,null,null,"n91"]
[3655,null,"STEROWNICZE","SB2928",5902956053770,"BiT 500®2(St) BLACK","2x2x1,0",null,"BITNER","KMT",1,10760,"PLN",0.23,null,null,null,null,null,null,null,"n91"]
[3659,null,"STEROWNICZE","SB2932",5902956053817,"BiT 500®2(St) BLACK","6x2x1,0",null,"BITNER","KMT",1,26220,"PLN",0.23,null,null,null,null,null,null,null,"n91"]
[3669,null,"STEROWNICZE","SB2942",5902956053916,"BiT 500®2(St) BLACK","2x2x1,5",null,"BITNER","KMT",1,13280,"PLN",0.23,null,null,null,null,null,null,null,"n91"]
[3674,null,"STEROWNICZE","SB2947",5902956053961,"BiT 500®2(St) BLACK","7x2x1,5",null,"BITNER","KMT",1,39010,"PLN",0.23,null,null,null,null,null,null,null,"n91"]
[3684,null,"STEROWNICZE","SB2957",5902956054067,"BiT 500®2(St) BLACK","3x2x2,5",null,"BITNER","KMT",1,26100,"PLN",0.23,null,null,null,null,null,null,null,"n91"]
[3691,null,"STEROWNICZE","SB2964",5902956054135,"BiT 500®2(St) BLACK","12x2x2,5",null,"BITNER","KMT",1,95850,"PLN",0.23,null,null,null,null,null,null,null,"n91"]
[3696,null,"STEROWNICZE","SB1802",5902956054180,"BiT 500®BLACK FR","3x0,5",null,"BITNER","KMT",1,3920,"PLN",0.23,null,null,null,null,null,null,null,"n91"]
[3701,null,"STEROWNICZE","SB1807",5902956054234,"BiT 500®BLACK FR","6G0,5",null,"BITNER","KMT",1,6180,"PLN",0.23,null,null,null,null,null,null,null,"n91"]
[3713,null,"STEROWNICZE","SB1819",5902956054357,"BiT 500®BLACK FR","21G0,5",null,"BITNER","KMT",1,18590,"PLN",0.23,null,null,null,null,null,null,null,"n91"]
[3718,null,"STEROWNICZE","SB1824",5902956054401,"BiT 500®BLACK FR","37G0,5",null,"BITNER","KMT",1,31370,"PLN",0.23,null,null,null,null,null,null,null,"n91"]
[3726,null,"STEROWNICZE","SB1832",5902956054487,"BiT 500®BLACK FR","3x0,75",null,"BITNER","KMT",1,5250,"PLN",0.23,null,null,null,null,null,null,null,"n91"]
[3732,null,"STEROWNICZE","SB1838",5902956054548,"BiT 500®BLACK FR","6x0,75",null,"BITNER","KMT",1,9360,"PLN",0.23,null,null,null,null,null,null,null,"n91"]
[3740,null,"STEROWNICZE","SB1846",5902956054623,"BiT 500®BLACK FR","14G0,75",null,"BITNER","KMT",1,17990,"PLN",0.23,null,null,null,null,null,null,null,"n91"]
[3751,null,"STEROWNICZE","SB1857",5902956054739,"BiT 500®BLACK FR","42G0,75",null,"BITNER","KMT",1,51920,"PLN",0.23,null,null,null,null,null,null,null,"n91"]
[3754,null,"STEROWNICZE","SB1860",5902956054760,"BiT 500®BLACK FR","61G0,75",null,"BITNER","KMT",1,73290,"PLN",0.23,null,null,null,null,null,null,null,"n91"]
[3762,null,"STEROWNICZE","SB1868",5902956054845,"BiT 500®BLACK FR","6G1,0",null,"BITNER","KMT",1,10710,"PLN",0.23,null,null,null,null,null,null,null,"n91"]
[3768,null,"STEROWNICZE","SB1874",5902956054906,"BiT 500®BLACK FR","10x1,0",null,"BITNER","KMT",1,19120,"PLN",0.23,null,null,null,null,null,null,null,"n91"]
[3776,null,"STEROWNICZE","SB1882",5902956054982,"BiT 500®BLACK FR","21G1,0",null,"BITNER","KMT",1,33770,"PLN",0.23,null,null,null,null,null,null,null,"n91"]
[3784,null,"STEROWNICZE","SB1890",5902956055064,"BiT 500®BLACK FR","50G1,0",null,"BITNER","KMT",1,78780,"PLN",0.23,null,null,null,null,null,null,null,"n91"]
[3793,null,"STEROWNICZE","SB1899",5902956055156,"BiT 500®BLACK FR","5x1,5",null,"BITNER","KMT",1,13880,"PLN",0.23,null,null,null,null,null,null,null,"n91"]
[3798,null,"STEROWNICZE","SB1904",5902956055200,"BiT 500®BLACK FR","8G1,5",null,"BITNER","KMT",1,19070,"PLN",0.23,null,null,null,null,null,null,null,"n91"]
[3806,null,"STEROWNICZE","SB1912",5902956055286,"BiT 500®BLACK FR","19G1,5",null,"BITNER","KMT",1,43550,"PLN",0.23,null,null,null,null,null,null,null,"n91"]
[3810,null,"STEROWNICZE","SB1916",5902956055323,"BiT 500®BLACK FR","30G1,5",null,"BITNER","KMT",1,68000,"PLN",0.23,null,null,null,null,null,null,null,"n91"]
[3820,null,"STEROWNICZE","SB1926",5902956055422,"BiT 500®BLACK FR","3x2,5",null,"BITNER","KMT",1,13670,"PLN",0.23,null,null,null,null,null,null,null,"n91"]
[3825,null,"STEROWNICZE","SB1933",5902956055491,"BiT 500®BLACK FR","7G2,5",null,"BITNER","KMT",1,26440,"PLN",0.23,null,null,null,null,null,null,null,"n91"]
[3835,null,"STEROWNICZE","SB1943",5902956055590,"BiT 500®BLACK FR","30G2,5",null,"BITNER","KMT",1,110030,"PLN",0.23,null,null,null,null,null,null,null,"n91"]
[3842,null,"STEROWNICZE","SB1950",5902956055668,"BiT 500®BLACK FR","3x4,0",null,"BITNER","KMT",1,21690,"PLN",0.23,null,null,null,null,null,null,null,"n91"]
[3847,null,"STEROWNICZE","SB1955",5902956055712,"BiT 500®BLACK FR","12G4,0",null,"BITNER","KMT",1,75360,"PLN",0.23,null,null,null,null,null,null,null,"n91"]
[3860,null,"STEROWNICZE","SB1968",5902956055842,"BiT 500®BLACK FR","2x16",null,"BITNER","KMT",1,49820,"PLN",0.23,null,null,null,null,null,null,null,"n91"]
[3868,null,"STEROWNICZE","SB1976",5902956055927,"BiT 500®BLACK FR","4G25",null,"BITNER","KMT",1,150780,"PLN",0.23,null,null,null,null,null,null,null,"n91"]
[3869,null,"STEROWNICZE","SB1977",5902956055934,"BiT 500®BLACK FR","5G25",null,"BITNER","KMT",1,187860,"PLN",0.23,null,null,null,null,null,null,null,"n91"]
[3877,null,"STEROWNICZE","SB1985",5902956056016,"BiT 500®BLACK FR","3x50",null,"BITNER","KMT",1,244120,"PLN",0.23,null,null,null,null,null,null,null,"n91"]
[3890,null,"STEROWNICZE","SB1998",5902956056146,"BiT 500®BLACK FR","7x2x0,5",null,"BITNER","KMT",1,12420,"PLN",0.23,null,null,null,null,null,null,null,"n91"]
[3891,null,"STEROWNICZE","SB1999",5902956056153,"BiT 500®BLACK FR","8x2x0,5",null,"BITNER","KMT",1,14020,"PLN",0.23,null,null,null,null,null,null,null,"n91"]
[3902,null,"STEROWNICZE","SB2010",5902956056269,"BiT 500®BLACK FR","5x2x0,75",null,"BITNER","KMT",1,12950,"PLN",0.23,null,null,null,null,null,null,null,"n91"]
[3912,null,"STEROWNICZE","SB2020",5902956056368,"BiT 500®BLACK FR","24x2x0,75",null,"BITNER","KMT",1,54830,"PLN",0.23,null,null,null,null,null,null,null,"n91"]
[3913,null,"STEROWNICZE","SB2021",5902956056375,"BiT 500®BLACK FR","2x2x1,0",null,"BITNER","KMT",1,7560,"PLN",0.23,null,null,null,null,null,null,null,"n91"]
[3927,null,"STEROWNICZE","SB2035",5902956056511,"BiT 500®BLACK FR","2x2x1,5",null,"BITNER","KMT",1,10320,"PLN",0.23,null,null,null,null,null,null,null,"n91"]
[3934,null,"STEROWNICZE","SB2042",5902956056580,"BiT 500®BLACK FR","10x2x1,5",null,"BITNER","KMT",1,43720,"PLN",0.23,null,null,null,null,null,null,null,"n91"]
[3935,null,"STEROWNICZE","SB2043",5902956056597,"BiT 500®BLACK FR","12x2x1,5",null,"BITNER","KMT",1,52000,"PLN",0.23,null,null,null,null,null,null,null,"n91"]
[3944,null,"STEROWNICZE","SB2052",5902956056689,"BiT 500®BLACK FR","5x2x2,5",null,"BITNER","KMT",1,36470,"PLN",0.23,null,null,null,null,null,null,null,"n91"]
[3956,null,"STEROWNICZE","SB3414",5902956056801,"BiT 500®C BLACK FR","4x0,5",null,"BITNER","KMT",1,6580,"PLN",0.23,null,null,null,null,null,null,null,"n91"]
[3957,null,"STEROWNICZE","SB3415",5902956056818,"BiT 500®C BLACK FR","5G0,5",null,"BITNER","KMT",1,7080,"PLN",0.23,null,null,null,null,null,null,null,"n91"]
[3969,null,"STEROWNICZE","SB3427",5902956056931,"BiT 500®C BLACK FR","18G0,5",null,"BITNER","KMT",1,20840,"PLN",0.23,null,null,null,null,null,null,null,"n91"]
[3978,null,"STEROWNICZE","SB3436",5902956057020,"BiT 500®C BLACK FR","42G0,5",null,"BITNER","KMT",1,42870,"PLN",0.23,null,null,null,null,null,null,null,"n91"]
[3983,null,"STEROWNICZE","SB3441",5902956057075,"BiT 500®C BLACK FR","3G0,75",null,"BITNER","KMT",1,6270,"PLN",0.23,null,null,null,null,null,null,null,"n91"]
[3986,null,"STEROWNICZE","SB3444",5902956057105,"BiT 500®C BLACK FR","4x0,75",null,"BITNER","KMT",1,8460,"PLN",0.23,null,null,null,null,null,null,null,"n91"]
[4000,null,"STEROWNICZE","SB3458",5902956057242,"BiT 500®C BLACK FR","18G0,75",null,"BITNER","KMT",1,27820,"PLN",0.23,null,null,null,null,null,null,null,"n91"]
[4005,null,"STEROWNICZE","SB3463",5902956057297,"BiT 500®C BLACK FR","30G0,75",null,"BITNER","KMT",1,42840,"PLN",0.23,null,null,null,null,null,null,null,"n91"]
[4011,null,"STEROWNICZE","SB3469",5902956057358,"BiT 500®C BLACK FR","56G0,75",null,"BITNER","KMT",1,74920,"PLN",0.23,null,null,null,null,null,null,null,"n91"]
[4019,null,"STEROWNICZE","SB3477",5902956057433,"BiT 500®C BLACK FR","5x1,0",null,"BITNER","KMT",1,13990,"PLN",0.23,null,null,null,null,null,null,null,"n91"]
[4027,null,"STEROWNICZE","SB3485",5902956057518,"BiT 500®C BLACK FR","12G1,0",null,"BITNER","KMT",1,24580,"PLN",0.23,null,null,null,null,null,null,null,"n91"]
[4036,null,"STEROWNICZE","SB3494",5902956057600,"BiT 500®C BLACK FR","27G1,0",null,"BITNER","KMT",1,49050,"PLN",0.23,null,null,null,null,null,null,null,"n91"]
[4041,null,"STEROWNICZE","SB3499",5902956057655,"BiT 500®C BLACK FR","42G1,0",null,"BITNER","KMT",1,73950,"PLN",0.23,null,null,null,null,null,null,null,"n91"]
[4049,null,"STEROWNICZE","SB3507",5902956057730,"BiT 500®C BLACK FR","4x1,5",null,"BITNER","KMT",1,15330,"PLN",0.23,null,null,null,null,null,null,null,"n91"]
[4053,null,"STEROWNICZE","SB3511",5902956057778,"BiT 500®C BLACK FR","6x1,5",null,"BITNER","KMT",1,20760,"PLN",0.23,null,null,null,null,null,null,null,"n91"]
[4063,null,"STEROWNICZE","SB3521",5902956057877,"BiT 500®C BLACK FR","18G1,5",null,"BITNER","KMT",1,47350,"PLN",0.23,null,null,null,null,null,null,null,"n91"]
[4071,null,"STEROWNICZE","SB3529",5902956057952,"BiT 500®C BLACK FR","40G1,5",null,"BITNER","KMT",1,97680,"PLN",0.23,null,null,null,null,null,null,null,"n91"]
[4078,null,"STEROWNICZE","SB3536",5902956058027,"BiT 500®C BLACK FR","3x2,5",null,"BITNER","KMT",1,17380,"PLN",0.23,null,null,null,null,null,null,null,"n91"]
[4085,null,"STEROWNICZE","SB3545",5902956058119,"BiT 500®C BLACK FR","10G2,5",null,"BITNER","KMT",1,44690,"PLN",0.23,null,null,null,null,null,null,null,"n91"]
[4093,null,"STEROWNICZE","SB3553",5902956058195,"BiT 500®C BLACK FR","30G2,5",null,"BITNER","KMT",1,117990,"PLN",0.23,null,null,null,null,null,null,null,"n91"]
[4098,null,"STEROWNICZE","SB3558",5902956058249,"BiT 500®C BLACK FR","2x4,0",null,"BITNER","KMT",1,17960,"PLN",0.23,null,null,null,null,null,null,null,"n91"]
[4103,null,"STEROWNICZE","SB3563",5902956058294,"BiT 500®C BLACK FR","7G4,0",null,"BITNER","KMT",1,48660,"PLN",0.23,null,null,null,null,null,null,null,"n91"]
[4112,null,"STEROWNICZE","SB3572",5902956058386,"BiT 500®C BLACK FR","8x2x0,5",null,"BITNER","KMT",1,20680,"PLN",0.23,null,null,null,null,null,null,null,"n91"]
[4120,null,"STEROWNICZE","SB3580",5902956058461,"BiT 500®C BLACK FR","2x2x0,75",null,"BITNER","KMT",1,10200,"PLN",0.23,null,null,null,null,null,null,null,"n91"]
[4128,null,"STEROWNICZE","SB3588",5902956058546,"BiT 500®C BLACK FR","12x2x0,75",null,"BITNER","KMT",1,37630,"PLN",0.23,null,null,null,null,null,null,null,"n91"]
[4134,null,"STEROWNICZE","SB3594",5902956058607,"BiT 500®C BLACK FR","2x2x1,0",null,"BITNER","KMT",1,12180,"PLN",0.23,null,null,null,null,null,null,null,"n91"]
[4142,null,"STEROWNICZE","SB3602",5902956058683,"BiT 500®C BLACK FR","12x2x1,0",null,"BITNER","KMT",1,46860,"PLN",0.23,null,null,null,null,null,null,null,"n91"]
[4153,null,"STEROWNICZE","SB3613",5902956058799,"BiT 500®C BLACK FR","7x2x1,5",null,"BITNER","KMT",1,40680,"PLN",0.23,null,null,null,null,null,null,null,"n91"]
[4156,null,"STEROWNICZE","SB3616",5902956058829,"BiT 500®C BLACK FR","12x2x1,5",null,"BITNER","KMT",1,64280,"PLN",0.23,null,null,null,null,null,null,null,"n91"]
[4164,null,"STEROWNICZE","SB3624",5902956058904,"BiT 500®C BLACK FR","4x2x2,5",null,"BITNER","KMT",1,38130,"PLN",0.23,null,null,null,null,null,null,null,"n91"]
[4170,null,"STEROWNICZE","SB3630",5902956058966,"BiT 500®C BLACK FR","12x2x2,5",null,"BITNER","KMT",1,100290,"PLN",0.23,null,null,null,null,null,null,null,"n91"]
[4178,null,"STEROWNICZE","SB2405",5902956059048,"BiT 500®(St) BLACK FR","5G0,5",null,"BITNER","KMT",1,6030,"PLN",0.23,null,null,null,null,null,null,null,"n91"]
[4186,null,"STEROWNICZE","SB2413",5902956059123,"BiT 500®(St) BLACK FR","12G0,5",null,"BITNER","KMT",1,11820,"PLN",0.23,null,null,null,null,null,null,null,"n91"]
[4195,null,"STEROWNICZE","SB2422",5902956059215,"BiT 500®(St) BLACK FR","30G0,5",null,"BITNER","KMT",1,26030,"PLN",0.23,null,null,null,null,null,null,null,"n91"]
[4200,null,"STEROWNICZE","SB2427",5902956059260,"BiT 500®(St) BLACK FR","50G0,5",null,"BITNER","KMT",1,42760,"PLN",0.23,null,null,null,null,null,null,null,"n91"]
[4208,null,"STEROWNICZE","SB2435",5902956059345,"BiT 500®(St) BLACK FR","5G0,75",null,"BITNER","KMT",1,7890,"PLN",0.23,null,null,null,null,null,null,null,"n91"]
[4220,null,"STEROWNICZE","SB2447",5902956059468,"BiT 500®(St) BLACK FR","16G0,75",null,"BITNER","KMT",1,20710,"PLN",0.23,null,null,null,null,null,null,null,"n91"]
[4222,null,"STEROWNICZE","SB2449",5902956059482,"BiT 500®(St) BLACK FR","19G0,75",null,"BITNER","KMT",1,24060,"PLN",0.23,null,null,null,null,null,null,null,"n91"]
[4234,null,"STEROWNICZE","SB2461",5902956059604,"BiT 500®(St) BLACK FR","2x1,0",null,"BITNER","KMT",1,5490,"PLN",0.23,null,null,null,null,null,null,null,"n91"]
[4237,null,"STEROWNICZE","SB2464",5902956059635,"BiT 500®(St) BLACK FR","4G1,0",null,"BITNER","KMT",1,8420,"PLN",0.23,null,null,null,null,null,null,null,"n91"]
[4244,null,"STEROWNICZE","SB2471",5902956059703,"BiT 500®(St) BLACK FR","7x1,0",null,"BITNER","KMT",1,14400,"PLN",0.23,null,null,null,null,null,null,null,"n91"]
[4256,null,"STEROWNICZE","SB2483",5902956059826,"BiT 500®(St) BLACK FR","25G1,0",null,"BITNER","KMT",1,41070,"PLN",0.23,null,null,null,null,null,null,null,"n91"]
[4262,null,"STEROWNICZE","SB2489",5902956059888,"BiT 500®(St) BLACK FR","42G1,0",null,"BITNER","KMT",1,66740,"PLN",0.23,null,null,null,null,null,null,null,"n91"]
[4270,null,"STEROWNICZE","SB2497",5902956059963,"BiT 500®(St) BLACK FR","4x1,5",null,"BITNER","KMT",1,12400,"PLN",0.23,null,null,null,null,null,null,null,"n91"]
[4278,null,"STEROWNICZE","SB2505",5902956060044,"BiT 500®(St) BLACK FR","10G1,5",null,"BITNER","KMT",1,24700,"PLN",0.23,null,null,null,null,null,null,null,"n91"]
[4279,null,"STEROWNICZE","SB2506",5902956060051,"BiT 500®(St) BLACK FR","10x1,5",null,"BITNER","KMT",1,27170,"PLN",0.23,null,null,null,null,null,null,null,"n91"]
[4292,null,"STEROWNICZE","SB2519",5902956060181,"BiT 500®(St) BLACK FR","40G1,5",null,"BITNER","KMT",1,89580,"PLN",0.23,null,null,null,null,null,null,null,"n91"]
[4300,null,"STEROWNICZE","SB2527",5902956060266,"BiT 500®(St) BLACK FR","4G2,5",null,"BITNER","KMT",1,16710,"PLN",0.23,null,null,null,null,null,null,null,"n91"]
[4304,null,"STEROWNICZE","SB2533",5902956060327,"BiT 500®(St) BLACK FR","7G2,5",null,"BITNER","KMT",1,27220,"PLN",0.23,null,null,null,null,null,null,null,"n91"]
[4314,null,"STEROWNICZE","SB2543",5902956060426,"BiT 500®(St) BLACK FR","30G2,5",null,"BITNER","KMT",1,109030,"PLN",0.23,null,null,null,null,null,null,null,"n91"]
[4322,null,"STEROWNICZE","SB2551",5902956060501,"BiT 500®(St) BLACK FR","4G4,0",null,"BITNER","KMT",1,26450,"PLN",0.23,null,null,null,null,null,null,null,"n91"]
[4329,null,"STEROWNICZE","SB2558",5902956060570,"BiT 500®(St) BLACK FR","4x2x0,5",null,"BITNER","KMT",1,8870,"PLN",0.23,null,null,null,null,null,null,null,"n91"]
[4336,null,"STEROWNICZE","SB2565",5902956060648,"BiT 500®(St) BLACK FR","14x2x0,5",null,"BITNER","KMT",1,25150,"PLN",0.23,null,null,null,null,null,null,null,"n91"]
[4344,null,"STEROWNICZE","SB2573",5902956060723,"BiT 500®(St) BLACK FR","5x2x0,75",null,"BITNER","KMT",1,14560,"PLN",0.23,null,null,null,null,null,null,null,"n91"]
[4346,null,"STEROWNICZE","SB2575",5902956060747,"BiT 500®(St) BLACK FR","7x2x0,75",null,"BITNER","KMT",1,19000,"PLN",0.23,null,null,null,null,null,null,null,"n91"]
[4358,null,"STEROWNICZE","SB2587",5902956060860,"BiT 500®(St) BLACK FR","5x2x1,0",null,"BITNER","KMT",1,18360,"PLN",0.23,null,null,null,null,null,null,null,"n91"]
[4366,null,"STEROWNICZE","SB2595",5902956060945,"BiT 500®(St) BLACK FR","18x2x1,0",null,"BITNER","KMT",1,56890,"PLN",0.23,null,null,null,null,null,null,null,"n91"]
[4371,null,"STEROWNICZE","SB2600",5902956060990,"BiT 500®(St) BLACK FR","4x2x1,5",null,"BITNER","KMT",1,20490,"PLN",0.23,null,null,null,null,null,null,null,"n91"]
[4380,null,"STEROWNICZE","SB2609",5902956061089,"BiT 500®(St) BLACK FR","18x2x1,5",null,"BITNER","KMT",1,80720,"PLN",0.23,null,null,null,null,null,null,null,"n91"]
[4385,null,"STEROWNICZE","SB2614",5902956061133,"BiT 500®(St) BLACK FR","4x2x2,5",null,"BITNER","KMT",1,31470,"PLN",0.23,null,null,null,null,null,null,null,"n91"]
[4396,null,"STEROWNICZE","SB3002",5902956061249,"BiT 500®2(St) BLACK FR","4x2x0,5",null,"BITNER","KMT",1,12560,"PLN",0.23,null,null,null,null,null,null,null,"n91"]
[4402,null,"STEROWNICZE","SB3008",5902956061300,"BiT 500®2(St) BLACK FR","12x2x0,5",null,"BITNER","KMT",1,32260,"PLN",0.23,null,null,null,null,null,null,null,"n91"]
[4407,null,"STEROWNICZE","SB3013",5902956061355,"BiT 500®2(St) BLACK FR","24x2x0,5",null,"BITNER","KMT",1,62720,"PLN",0.23,null,null,null,null,null,null,null,"n91"]
[4413,null,"STEROWNICZE","SB3019",5902956061416,"BiT 500®2(St) BLACK FR","7x2x0,75",null,"BITNER","KMT",1,25320,"PLN",0.23,null,null,null,null,null,null,null,"n91"]
[4421,null,"STEROWNICZE","SB3027",5902956061492,"BiT 500®2(St) BLACK FR","24x2x0,75",null,"BITNER","KMT",1,80350,"PLN",0.23,null,null,null,null,null,null,null,"n91"]
[4429,null,"STEROWNICZE","SB3035",5902956061577,"BiT 500®2(St) BLACK FR","10x2x1,0",null,"BITNER","KMT",1,46270,"PLN",0.23,null,null,null,null,null,null,null,"n91"]
[4438,null,"STEROWNICZE","SB3044",5902956061669,"BiT 500®2(St) BLACK FR","4x2x1,5",null,"BITNER","KMT",1,25830,"PLN",0.23,null,null,null,null,null,null,null,"n91"]
[4443,null,"STEROWNICZE","SB3049",5902956061713,"BiT 500®2(St) BLACK FR","10x2x1,5",null,"BITNER","KMT",1,59890,"PLN",0.23,null,null,null,null,null,null,null,"n91"]
[4451,null,"STEROWNICZE","SB3057",5902956061799,"BiT 500®2(St) BLACK FR","3x2x2,5",null,"BITNER","KMT",1,28720,"PLN",0.23,null,null,null,null,null,null,null,"n91"]
[4455,null,"STEROWNICZE","SB3061",5902956061836,"BiT 500®2(St) BLACK FR","7x2x2,5",null,"BITNER","KMT",1,62990,"PLN",0.23,null,null,null,null,null,null,null,"n91"]
[4465,null,"STEROWNICZE","SB2104",5902956061935,"BiT 500®BLACK OR","4x0,5",null,"BITNER","KMT",1,6370,"PLN",0.23,null,null,null,null,null,null,null,"n91"]
[4473,null,"STEROWNICZE","SB2112",5902956062017,"BiT 500®BLACK OR","10G0,5",null,"BITNER","KMT",1,12050,"PLN",0.23,null,null,null,null,null,null,null,"n91"]
[4480,null,"STEROWNICZE","SB2119",5902956062086,"BiT 500®BLACK OR","21G0,5",null,"BITNER","KMT",1,20950,"PLN",0.23,null,null,null,null,null,null,null,"n91"]
[4487,null,"STEROWNICZE","SB2126",5902956062154,"BiT 500®BLACK OR","42G0,5",null,"BITNER","KMT",1,41020,"PLN",0.23,null,null,null,null,null,null,null,"n91"]
[4495,null,"STEROWNICZE","SB2134",5902956062239,"BiT 500®BLACK OR","4x0,75",null,"BITNER","KMT",1,8650,"PLN",0.23,null,null,null,null,null,null,null,"n91"]
[4505,null,"STEROWNICZE","SB2144",5902956062338,"BiT 500®BLACK OR","12G0,75",null,"BITNER","KMT",1,19190,"PLN",0.23,null,null,null,null,null,null,null,"n91"]
[4509,null,"STEROWNICZE","SB2148",5902956062376,"BiT 500®BLACK OR","18G0,75",null,"BITNER","KMT",1,25730,"PLN",0.23,null,null,null,null,null,null,null,"n91"]
[4514,null,"STEROWNICZE","SB2153",5902956062420,"BiT 500®BLACK OR","30G0,75",null,"BITNER","KMT",1,41370,"PLN",0.23,null,null,null,null,null,null,null,"n91"]
[4522,null,"STEROWNICZE","SB2161",5902956062505,"BiT 500®BLACK OR","2x1,0",null,"BITNER","KMT",1,5730,"PLN",0.23,null,null,null,null,null,null,null,"n91"]
[4531,null,"STEROWNICZE","SB2170",5902956062598,"BiT 500®BLACK OR","7G1,0",null,"BITNER","KMT",1,14440,"PLN",0.23,null,null,null,null,null,null,null,"n91"]
[4536,null,"STEROWNICZE","SB2175",5902956062642,"BiT 500®BLACK OR","12G1,0",null,"BITNER","KMT",1,22570,"PLN",0.23,null,null,null,null,null,null,null,"n91"]
[4547,null,"STEROWNICZE","SB2186",5902956062758,"BiT 500®BLACK OR","34G1,0",null,"BITNER","KMT",1,61470,"PLN",0.23,null,null,null,null,null,null,null,"n91"]
[4553,null,"STEROWNICZE","SB2192",5902956062819,"BiT 500®BLACK OR","61G1,0",null,"BITNER","KMT",1,105840,"PLN",0.23,null,null,null,null,null,null,null,"n91"]
[4558,null,"STEROWNICZE","SB2197",5902956062864,"BiT 500®BLACK OR","4x1,5",null,"BITNER","KMT",1,13550,"PLN",0.23,null,null,null,null,null,null,null,"n91"]
[4572,null,"STEROWNICZE","SB2211",5902956063007,"BiT 500®BLACK OR","18G1,5",null,"BITNER","KMT",1,46540,"PLN",0.23,null,null,null,null,null,null,null,"n91"]
[4579,null,"STEROWNICZE","SB2218",5902956063076,"BiT 500®BLACK OR","37G1,5",null,"BITNER","KMT",1,92100,"PLN",0.23,null,null,null,null,null,null,null,"n91"]
[4580,null,"STEROWNICZE","SB2219",5902956063083,"BiT 500®BLACK OR","40G1,5",null,"BITNER","KMT",1,99940,"PLN",0.23,null,null,null,null,null,null,null,"n91"]
[4589,null,"STEROWNICZE","SB2228",5902956063175,"BiT 500®BLACK OR","4x2,5",null,"BITNER","KMT",1,21160,"PLN",0.23,null,null,null,null,null,null,null,"n91"]
[4601,null,"STEROWNICZE","SB2242",5902956063311,"BiT 500®BLACK OR","25G2,5",null,"BITNER","KMT",1,103270,"PLN",0.23,null,null,null,null,null,null,null,"n91"]
[4602,null,"STEROWNICZE","SB2243",5902956063328,"BiT 500®BLACK OR","30G2,5",null,"BITNER","KMT",1,122040,"PLN",0.23,null,null,null,null,null,null,null,"n91"]
[4614,null,"STEROWNICZE","SB2255",5902956063441,"BiT 500®BLACK OR","12G4,0",null,"BITNER","KMT",1,83590,"PLN",0.23,null,null,null,null,null,null,null,"n91"]
[4623,null,"STEROWNICZE","SB2264",5902956063533,"BiT 500®BLACK OR","3x10",null,"BITNER","KMT",1,59160,"PLN",0.23,null,null,null,null,null,null,null,"n91"]
[4624,null,"STEROWNICZE","SB2265",5902956063540,"BiT 500®BLACK OR","4G10",null,"BITNER","KMT",1,71520,"PLN",0.23,null,null,null,null,null,null,null,"n91"]
[4631,null,"STEROWNICZE","SB2272",5902956063618,"BiT 500®BLACK OR","5G16",null,"BITNER","KMT",1,132840,"PLN",0.23,null,null,null,null,null,null,null,"n91"]
[4645,null,"STEROWNICZE","SB2286",5902956063755,"BiT 500®BLACK OR","4G50",null,"BITNER","KMT",1,325640,"PLN",0.23,null,null,null,null,null,null,null,"n91"]
[4646,null,"STEROWNICZE","SB2287",5902956063762,"BiT 500®BLACK OR","5G50",null,"BITNER","KMT",1,407040,"PLN",0.23,null,null,null,null,null,null,null,"n91"]
[4656,null,"STEROWNICZE","SB2297",5902956063861,"BiT 500®BLACK OR","6x2x0,5",null,"BITNER","KMT",1,13090,"PLN",0.23,null,null,null,null,null,null,null,"n91"]
[4667,null,"STEROWNICZE","SB2308",5902956063977,"BiT 500®BLACK OR","3x2x0,75",null,"BITNER","KMT",1,9980,"PLN",0.23,null,null,null,null,null,null,null,"n91"]
[4672,null,"STEROWNICZE","SB2313",5902956064028,"BiT 500®BLACK OR","8x2x0,75",null,"BITNER","KMT",1,23110,"PLN",0.23,null,null,null,null,null,null,null,"n91"]
[4681,null,"STEROWNICZE","SB2322",5902956064110,"BiT 500®BLACK OR","3x2x1,0",null,"BITNER","KMT",1,12630,"PLN",0.23,null,null,null,null,null,null,null,"n91"]
[4689,null,"STEROWNICZE","SB2330",5902956064196,"BiT 500®BLACK OR","14x2x1,0",null,"BITNER","KMT",1,49230,"PLN",0.23,null,null,null,null,null,null,null,"n91"]
[4694,null,"STEROWNICZE","SB2335",5902956064240,"BiT 500®BLACK OR","2x2x1,5",null,"BITNER","KMT",1,12630,"PLN",0.23,null,null,null,null,null,null,null,"n91"]
[4698,null,"STEROWNICZE","SB2339",5902956064288,"BiT 500®BLACK OR","6x2x1,5",null,"BITNER","KMT",1,31800,"PLN",0.23,null,null,null,null,null,null,null,"n91"]
[4711,null,"STEROWNICZE","SB2352",5902956064417,"BiT 500®BLACK OR","5x2x2,5",null,"BITNER","KMT",1,42220,"PLN",0.23,null,null,null,null,null,null,null,"n91"]
[4716,null,"STEROWNICZE","SB2357",5902956064462,"BiT 500®BLACK OR","12x2x2,5",null,"BITNER","KMT",1,97690,"PLN",0.23,null,null,null,null,null,null,null,"n91"]
[4723,null,"STEROWNICZE","SB3654",5902956064530,"BiT 500®C BLACK OR","4x0,5",null,"BITNER","KMT",1,8320,"PLN",0.23,null,null,null,null,null,null,null,"n91"]
[4730,null,"STEROWNICZE","SB3661",5902956064608,"BiT 500®C BLACK OR","8x0,5",null,"BITNER","KMT",1,15030,"PLN",0.23,null,null,null,null,null,null,null,"n91"]
[4738,null,"STEROWNICZE","SB3669",5902956064684,"BiT 500®C BLACK OR","21G0,5",null,"BITNER","KMT",1,27110,"PLN",0.23,null,null,null,null,null,null,null,"n91"]
[4748,null,"STEROWNICZE","SB3679",5902956064783,"BiT 500®C BLACK OR","61G0,5",null,"BITNER","KMT",1,66600,"PLN",0.23,null,null,null,null,null,null,null,"n91"]
[4752,null,"STEROWNICZE","SB3683",5902956064820,"BiT 500®C BLACK OR","4G0,75",null,"BITNER","KMT",1,9080,"PLN",0.23,null,null,null,null,null,null,null,"n91"]
[4760,null,"STEROWNICZE","SB3691",5902956064905,"BiT 500®C BLACK OR","8G0,75",null,"BITNER","KMT",1,16620,"PLN",0.23,null,null,null,null,null,null,null,"n91"]
[4765,null,"STEROWNICZE","SB3696",5902956064950,"BiT 500®C BLACK OR","14G0,75",null,"BITNER","KMT",1,26020,"PLN",0.23,null,null,null,null,null,null,null,"n91"]
[4774,null,"STEROWNICZE","SB3705",5902956065049,"BiT 500®C BLACK OR","37G0,75",null,"BITNER","KMT",1,59490,"PLN",0.23,null,null,null,null,null,null,null,"n91"]
[4782,null,"STEROWNICZE","SB3713",5902956065124,"BiT 500®C BLACK OR","3x1,0",null,"BITNER","KMT",1,9900,"PLN",0.23,null,null,null,null,null,null,null,"n91"]
[4790,null,"STEROWNICZE","SB3721",5902956065209,"BiT 500®C BLACK OR","7x1,0",null,"BITNER","KMT",1,20660,"PLN",0.23,null,null,null,null,null,null,null,"n91"]
[4796,null,"STEROWNICZE","SB3727",5902956065261,"BiT 500®C BLACK OR","14G1,0",null,"BITNER","KMT",1,32030,"PLN",0.23,null,null,null,null,null,null,null,"n91"]
[4804,null,"STEROWNICZE","SB3735",5902956065346,"BiT 500®C BLACK OR","30G1,0",null,"BITNER","KMT",1,62350,"PLN",0.23,null,null,null,null,null,null,null,"n91"]
[4807,null,"STEROWNICZE","SB3738",5902956065377,"BiT 500®C BLACK OR","40G1,0",null,"BITNER","KMT",1,79500,"PLN",0.23,null,null,null,null,null,null,null,"n91"]
[4818,null,"STEROWNICZE","SB3749",5902956065483,"BiT 500®C BLACK OR","5x1,5",null,"BITNER","KMT",1,20580,"PLN",0.23,null,null,null,null,null,null,null,"n91"]
[4823,null,"STEROWNICZE","SB3754",5902956065537,"BiT 500®C BLACK OR","8G1,5",null,"BITNER","KMT",1,27380,"PLN",0.23,null,null,null,null,null,null,null,"n91"]
[4832,null,"STEROWNICZE","SB3763",5902956065629,"BiT 500®C BLACK OR","21G1,5",null,"BITNER","KMT",1,62650,"PLN",0.23,null,null,null,null,null,null,null,"n91"]
[4840,null,"STEROWNICZE","SB3771",5902956065704,"BiT 500®C BLACK OR","50G1,5",null,"BITNER","KMT",1,138250,"PLN",0.23,null,null,null,null,null,null,null,"n91"]
[4845,null,"STEROWNICZE","SB3776",5902956065759,"BiT 500®C BLACK OR","3x2,5",null,"BITNER","KMT",1,20120,"PLN",0.23,null,null,null,null,null,null,null,"n91"]
[4857,null,"STEROWNICZE","SB3790",5902956065896,"BiT 500®C BLACK OR","18G2,5",null,"BITNER","KMT",1,83990,"PLN",0.23,null,null,null,null,null,null,null,"n91"]
[4862,null,"STEROWNICZE","SB3795",5902956065940,"BiT 500®C BLACK OR","37G2,5",null,"BITNER","KMT",1,163730,"PLN",0.23,null,null,null,null,null,null,null,"n91"]
[4867,null,"STEROWNICZE","SB3800",5902956065995,"BiT 500®C BLACK OR","3x4,0",null,"BITNER","KMT",1,30280,"PLN",0.23,null,null,null,null,null,null,null,"n91"]
[4874,null,"STEROWNICZE","SB3807",5902956066060,"BiT 500®C BLACK OR","3x2x0,5",null,"BITNER","KMT",1,12390,"PLN",0.23,null,null,null,null,null,null,null,"n91"]
[4881,null,"STEROWNICZE","SB3814",5902956066138,"BiT 500®C BLACK OR","12x2x0,5",null,"BITNER","KMT",1,31940,"PLN",0.23,null,null,null,null,null,null,null,"n91"]
[4889,null,"STEROWNICZE","SB3822",5902956066213,"BiT 500®C BLACK OR","4x2x0,75",null,"BITNER","KMT",1,19040,"PLN",0.23,null,null,null,null,null,null,null,"n91"]
[4899,null,"STEROWNICZE","SB3832",5902956066312,"BiT 500®C BLACK OR","20x2x0,75",null,"BITNER","KMT",1,66450,"PLN",0.23,null,null,null,null,null,null,null,"n91"]
[4903,null,"STEROWNICZE","SB3836",5902956066350,"BiT 500®C BLACK OR","4x2x1,0",null,"BITNER","KMT",1,21770,"PLN",0.23,null,null,null,null,null,null,null,"n91"]
[4911,null,"STEROWNICZE","SB3844",5902956066435,"BiT 500®C BLACK OR","16x2x1,0",null,"BITNER","KMT",1,68940,"PLN",0.23,null,null,null,null,null,null,null,"n91"]
[4924,null,"STEROWNICZE","SB3857",5902956066565,"BiT 500®C BLACK OR","14x2x1,5",null,"BITNER","KMT",1,84500,"PLN",0.23,null,null,null,null,null,null,null,"n91"]
[4925,null,"STEROWNICZE","SB3858",5902956066572,"BiT 500®C BLACK OR","16x2x1,5",null,"BITNER","KMT",1,95490,"PLN",0.23,null,null,null,null,null,null,null,"n91"]
[4933,null,"STEROWNICZE","SB3866",5902956066657,"BiT 500®C BLACK OR","6x2x2,5",null,"BITNER","KMT",1,60710,"PLN",0.23,null,null,null,null,null,null,null,"n91"]
[4941,null,"STEROWNICZE","SB2651",5902956066732,"BiT 500®(St) BLACK OR","3G0,5",null,"BITNER","KMT",1,5340,"PLN",0.23,null,null,null,null,null,null,null,"n91"]
[4947,null,"STEROWNICZE","SB2657",5902956066794,"BiT 500®(St) BLACK OR","6G0,5",null,"BITNER","KMT",1,8120,"PLN",0.23,null,null,null,null,null,null,null,"n91"]
[4955,null,"STEROWNICZE","SB2665",5902956066879,"BiT 500®(St) BLACK OR","14G0,5",null,"BITNER","KMT",1,15880,"PLN",0.23,null,null,null,null,null,null,null,"n91"]
[4966,null,"STEROWNICZE","SB2676",5902956066985,"BiT 500®(St) BLACK OR","42G0,5",null,"BITNER","KMT",1,40670,"PLN",0.23,null,null,null,null,null,null,null,"n91"]
[4969,null,"STEROWNICZE","SB2679",5902956067012,"BiT 500®(St) BLACK OR","61G0,5",null,"BITNER","KMT",1,57120,"PLN",0.23,null,null,null,null,null,null,null,"n91"]
[4981,null,"STEROWNICZE","SB2691",5902956067135,"BiT 500®(St) BLACK OR","8G0,75",null,"BITNER","KMT",1,13610,"PLN",0.23,null,null,null,null,null,null,null,"n91"]
[4983,null,"STEROWNICZE","SB2693",5902956067159,"BiT 500®(St) BLACK OR","10G0,75",null,"BITNER","KMT",1,16820,"PLN",0.23,null,null,null,null,null,null,null,"n91"]
[4991,null,"STEROWNICZE","SB2701",5902956067234,"BiT 500®(St) BLACK OR","25G0,75",null,"BITNER","KMT",1,35060,"PLN",0.23,null,null,null,null,null,null,null,"n91"]
[5003,null,"STEROWNICZE","SB2713",5902956067357,"BiT 500®(St) BLACK OR","3x1,0",null,"BITNER","KMT",1,8890,"PLN",0.23,null,null,null,null,null,null,null,"n91"]
[5008,null,"STEROWNICZE","SB2718",5902956067401,"BiT 500®(St) BLACK OR","6G1,0",null,"BITNER","KMT",1,13760,"PLN",0.23,null,null,null,null,null,null,null,"n91"]
[5013,null,"STEROWNICZE","SB2723",5902956067456,"BiT 500®(St) BLACK OR","10G1,0",null,"BITNER","KMT",1,20500,"PLN",0.23,null,null,null,null,null,null,null,"n91"]
[5025,null,"STEROWNICZE","SB2735",5902956067579,"BiT 500®(St) BLACK OR","30G1,0",null,"BITNER","KMT",1,53840,"PLN",0.23,null,null,null,null,null,null,null,"n91"]
[5033,null,"STEROWNICZE","SB2743",5902956067654,"BiT 500®(St) BLACK OR","2x1,5",null,"BITNER","KMT",1,8210,"PLN",0.23,null,null,null,null,null,null,null,"n91"]
[5039,null,"STEROWNICZE","SB2749",5902956067715,"BiT 500®(St) BLACK OR","5x1,5",null,"BITNER","KMT",1,17630,"PLN",0.23,null,null,null,null,null,null,null,"n91"]
[5047,null,"STEROWNICZE","SB2757",5902956067791,"BiT 500®(St) BLACK OR","12G1,5",null,"BITNER","KMT",1,32410,"PLN",0.23,null,null,null,null,null,null,null,"n91"]
[5050,null,"STEROWNICZE","SB2760",5902956067821,"BiT 500®(St) BLACK OR","16G1,5",null,"BITNER","KMT",1,41580,"PLN",0.23,null,null,null,null,null,null,null,"n91"]
[5061,null,"STEROWNICZE","SB2771",5902956067937,"BiT 500®(St) BLACK OR","50G1,5",null,"BITNER","KMT",1,125310,"PLN",0.23,null,null,null,null,null,null,null,"n91"]
[5069,null,"STEROWNICZE","SB2779",5902956068019,"BiT 500®(St) BLACK OR","5G2,5",null,"BITNER","KMT",1,23110,"PLN",0.23,null,null,null,null,null,null,null,"n91"]
[5075,null,"STEROWNICZE","SB2787",5902956068095,"BiT 500®(St) BLACK OR","12x2,5",null,"BITNER","KMT",1,55920,"PLN",0.23,null,null,null,null,null,null,null,"n91"]
[5083,null,"STEROWNICZE","SB2795",5902956068170,"BiT 500®(St) BLACK OR","37G2,5",null,"BITNER","KMT",1,151260,"PLN",0.23,null,null,null,null,null,null,null,"n91"]
[5091,null,"STEROWNICZE","SB2803",5902956068255,"BiT 500®(St) BLACK OR","7G4,0",null,"BITNER","KMT",1,49350,"PLN",0.23,null,null,null,null,null,null,null,"n91"]
[5100,null,"STEROWNICZE","SB2812",5902956068347,"BiT 500®(St) BLACK OR","8x2x0,5",null,"BITNER","KMT",1,19330,"PLN",0.23,null,null,null,null,null,null,null,"n91"]
[5105,null,"STEROWNICZE","SB2817",5902956068392,"BiT 500®(St) BLACK OR","18x2x0,5",null,"BITNER","KMT",1,36980,"PLN",0.23,null,null,null,null,null,null,null,"n91"]
[5113,null,"STEROWNICZE","SB2825",5902956068477,"BiT 500®(St) BLACK OR","7x2x0,75",null,"BITNER","KMT",1,22100,"PLN",0.23,null,null,null,null,null,null,null,"n91"]
[5117,null,"STEROWNICZE","SB2829",5902956068514,"BiT 500®(St) BLACK OR","14x2x0,75",null,"BITNER","KMT",1,41220,"PLN",0.23,null,null,null,null,null,null,null,"n91"]
[5127,null,"STEROWNICZE","SB2839",5902956068613,"BiT 500®(St) BLACK OR","7x2x1,0",null,"BITNER","KMT",1,28400,"PLN",0.23,null,null,null,null,null,null,null,"n91"]
[5132,null,"STEROWNICZE","SB2844",5902956068668,"BiT 500®(St) BLACK OR","16x2x1,0",null,"BITNER","KMT",1,60710,"PLN",0.23,null,null,null,null,null,null,null,"n91"]
[5140,null,"STEROWNICZE","SB2852",5902956068743,"BiT 500®(St) BLACK OR","6x2x1,5",null,"BITNER","KMT",1,33600,"PLN",0.23,null,null,null,null,null,null,null,"n91"]
[5150,null,"STEROWNICZE","SB2862",5902956068842,"BiT 500®(St) BLACK OR","2x2x2,5",null,"BITNER","KMT",1,20910,"PLN",0.23,null,null,null,null,null,null,null,"n91"]
[5154,null,"STEROWNICZE","SB2866",5902956068880,"BiT 500®(St) BLACK OR","6x2x2,5",null,"BITNER","KMT",1,53700,"PLN",0.23,null,null,null,null,null,null,null,"n91"]
[5162,null,"STEROWNICZE","SB3081",5902956068965,"BiT 500®2(St) BLACK OR","3x2x0,5",null,"BITNER","KMT",1,11580,"PLN",0.23,null,null,null,null,null,null,null,"n91"]
[5167,null,"STEROWNICZE","SB3086",5902956069016,"BiT 500®2(St) BLACK OR","8x2x0,5",null,"BITNER","KMT",1,26330,"PLN",0.23,null,null,null,null,null,null,null,"n91"]
[5176,null,"STEROWNICZE","SB3095",5902956069108,"BiT 500®2(St) BLACK OR","3x2x0,75",null,"BITNER","KMT",1,14390,"PLN",0.23,null,null,null,null,null,null,null,"n91"]
[5184,null,"STEROWNICZE","SB3103",5902956069184,"BiT 500®2(St) BLACK OR","14x2x0,75",null,"BITNER","KMT",1,54670,"PLN",0.23,null,null,null,null,null,null,null,"n91"]
[5192,null,"STEROWNICZE","SB3111",5902956069269,"BiT 500®2(St) BLACK OR","5x2x1,0",null,"BITNER","KMT",1,28770,"PLN",0.23,null,null,null,null,null,null,null,"n91"]
[5198,null,"STEROWNICZE","SB3117",5902956069320,"BiT 500®2(St) BLACK OR","14x2x1,0",null,"BITNER","KMT",1,72300,"PLN",0.23,null,null,null,null,null,null,null,"n91"]
[5206,null,"STEROWNICZE","SB3125",5902956069405,"BiT 500®2(St) BLACK OR","5x2x1,5",null,"BITNER","KMT",1,35550,"PLN",0.23,null,null,null,null,null,null,null,"n91"]
[5217,null,"STEROWNICZE","SB3136",5902956069511,"BiT 500®2(St) BLACK OR","2x2x2,5",null,"BITNER","KMT",1,24040,"PLN",0.23,null,null,null,null,null,null,null,"n91"]
[5220,null,"STEROWNICZE","SB3139",5902956069542,"BiT 500®2(St) BLACK OR","5x2x2,5",null,"BITNER","KMT",1,52420,"PLN",0.23,null,null,null,null,null,null,null,"n91"]
[5225,null,"STEROWNICZE","SB3144",5902956069597,"BiT 500®2(St) BLACK OR","12x2x2,5",null,"BITNER","KMT",1,119800,"PLN",0.23,null,null,null,null,null,null,null,"n91"]
[5234,null,"STEROWNICZE","H50007",5902956072726,"BiT 500®H","5x0,5",null,"BITNER","KMT",1,5070,"PLN",0.23,null,null,null,null,null,null,null,"n91"]
[5242,null,"STEROWNICZE","H50015",5902956072801,"BiT 500®H","12x0,5",null,"BITNER","KMT",1,11840,"PLN",0.23,null,null,null,null,null,null,null,"n91"]
[5247,null,"STEROWNICZE","H50021",5902956072856,"BiT 500®H","21G0,5",null,"BITNER","KMT",1,18220,"PLN",0.23,null,null,null,null,null,null,null,"n91"]
[5259,null,"STEROWNICZE","H50027",5902956072979,"BiT 500®H","3G0,75",null,"BITNER","KMT",1,4040,"PLN",0.23,null,null,null,null,null,null,null,"n91"]
[5264,null,"STEROWNICZE","H50032",5902956073020,"BiT 500®H","5x0,75",null,"BITNER","KMT",1,7130,"PLN",0.23,null,null,null,null,null,null,null,"n91"]
[5269,null,"STEROWNICZE","H50037",5902956073075,"BiT 500®H","8G0,75",null,"BITNER","KMT",1,10010,"PLN",0.23,null,null,null,null,null,null,null,"n91"]
[5276,null,"STEROWNICZE","H50044",5902956073143,"BiT 500®H","18G0,75",null,"BITNER","KMT",1,22530,"PLN",0.23,null,null,null,null,null,null,null,"n91"]
[5290,null,"STEROWNICZE","H50050",5902956073280,"BiT 500®H","3G1,0",null,"BITNER","KMT",1,5190,"PLN",0.23,null,null,null,null,null,null,null,"n91"]
[5291,null,"STEROWNICZE","H50051",5902956073297,"BiT 500®H","3x1,0",null,"BITNER","KMT",1,5710,"PLN",0.23,null,null,null,null,null,null,null,"n91"]
[5301,null,"STEROWNICZE","H50061",5902956073396,"BiT 500®H","10G1,0",null,"BITNER","KMT",1,16930,"PLN",0.23,null,null,null,null,null,null,null,"n91"]
[5312,null,"STEROWNICZE","H51830",5902956073501,"BiT 500®H","27G1,0",null,"BITNER","KMT",1,43710,"PLN",0.23,null,null,null,null,null,null,null,"n91"]
[5313,null,"STEROWNICZE","H51831",5902956073518,"BiT 500®H","30G1,0",null,"BITNER","KMT",1,48700,"PLN",0.23,null,null,null,null,null,null,null,"n91"]
[5326,null,"STEROWNICZE","H50079",5902956073648,"BiT 500®H","5G1,5",null,"BITNER","KMT",1,11770,"PLN",0.23,null,null,null,null,null,null,null,"n91"]
[5334,null,"STEROWNICZE","H50107",5902956073723,"BiT 500®H","10x1,5",null,"BITNER","KMT",1,26770,"PLN",0.23,null,null,null,null,null,null,null,"n91"]
[5335,null,"STEROWNICZE","H50086",5902956073730,"BiT 500®H","12G1,5",null,"BITNER","KMT",1,28350,"PLN",0.23,null,null,null,null,null,null,null,"n91"]
[5343,null,"STEROWNICZE","H51844",5902956073815,"BiT 500®H","27G1,5",null,"BITNER","KMT",1,62640,"PLN",0.23,null,null,null,null,null,null,null,"n91"]
[5356,null,"STEROWNICZE","H50092",5902956073945,"BiT 500®H","4x2,5",null,"BITNER","KMT",1,17010,"PLN",0.23,null,null,null,null,null,null,null,"n91"]
[5357,null,"STEROWNICZE","H50093",5902956073952,"BiT 500®H","5G2,5",null,"BITNER","KMT",1,19130,"PLN",0.23,null,null,null,null,null,null,null,"n91"]
[5368,null,"STEROWNICZE","H51856",5902956074089,"BiT 500®H","21G2,5",null,"BITNER","KMT",1,79300,"PLN",0.23,null,null,null,null,null,null,null,"n91"]
[5378,null,"STEROWNICZE","H51865",5902956074188,"BiT 500®H","4G4,0",null,"BITNER","KMT",1,26020,"PLN",0.23,null,null,null,null,null,null,null,"n91"]
[5383,null,"STEROWNICZE","H52000",5902956074232,"BiT 500®H","2x2x0,5",null,"BITNER","KMT",1,4070,"PLN",0.23,null,null,null,null,null,null,null,"n91"]
[5393,null,"STEROWNICZE","H52010",5902956074331,"BiT 500®H","16x2x0,5",null,"BITNER","KMT",1,26670,"PLN",0.23,null,null,null,null,null,null,null,"n91"]
[5400,null,"STEROWNICZE","H52017",5902956074409,"BiT 500®H","5x2x0,75",null,"BITNER","KMT",1,12990,"PLN",0.23,null,null,null,null,null,null,null,"n91"]
[5405,null,"STEROWNICZE","H52022",5902956074454,"BiT 500®H","12x2x0,75",null,"BITNER","KMT",1,28730,"PLN",0.23,null,null,null,null,null,null,null,"n91"]
[5410,null,"STEROWNICZE","H52027",5902956074508,"BiT 500®H","24x2x0,75",null,"BITNER","KMT",1,56060,"PLN",0.23,null,null,null,null,null,null,null,"n91"]
[5422,null,"STEROWNICZE","H52039",5902956074621,"BiT 500®H","18x2x1,0",null,"BITNER","KMT",1,55260,"PLN",0.23,null,null,null,null,null,null,null,"n91"]
[5427,null,"STEROWNICZE","H52044",5902956074676,"BiT 500®H","4x2x1,5",null,"BITNER","KMT",1,18360,"PLN",0.23,null,null,null,null,null,null,null,"n91"]
[5435,null,"STEROWNICZE","H52052",5902956074751,"BiT 500®H","16x2x1,5",null,"BITNER","KMT",1,69550,"PLN",0.23,null,null,null,null,null,null,null,"n91"]
[5441,null,"STEROWNICZE","H52058",5902956074812,"BiT 500®H","4x2x2,5",null,"BITNER","KMT",1,29330,"PLN",0.23,null,null,null,null,null,null,null,"n91"]
[5449,null,"STEROWNICZE","H52066",5902956074898,"BiT 500®H","16x2x2,5",null,"BITNER","KMT",1,113420,"PLN",0.23,null,null,null,null,null,null,null,"n91"]
[5452,null,"STEROWNICZE","SB5502",5902956074928,"BiT 500®CH","3x0,5",null,"BITNER","KMT",1,5080,"PLN",0.23,null,null,null,null,null,null,null,"n91"]
[5463,null,"STEROWNICZE","SB5513",5902956075031,"BiT 500®CH","12G0,5",null,"BITNER","KMT",1,15380,"PLN",0.23,null,null,null,null,null,null,null,"n91"]
[5471,null,"STEROWNICZE","SB5521",5902956075116,"BiT 500®CH","27G0,5",null,"BITNER","KMT",1,29740,"PLN",0.23,null,null,null,null,null,null,null,"n91"]
[5477,null,"STEROWNICZE","SB5527",5902956075178,"BiT 500®CH","50G0,5",null,"BITNER","KMT",1,51400,"PLN",0.23,null,null,null,null,null,null,null,"n91"]
[5485,null,"STEROWNICZE","SB5535",5902956075253,"BiT 500®CH","5G0,75",null,"BITNER","KMT",1,8910,"PLN",0.23,null,null,null,null,null,null,null,"n91"]
[5493,null,"STEROWNICZE","SB5543",5902956075338,"BiT 500®CH","10G0,75",null,"BITNER","KMT",1,18270,"PLN",0.23,null,null,null,null,null,null,null,"n91"]
[5502,null,"STEROWNICZE","SB5552",5902956075420,"BiT 500®CH","27G0,75",null,"BITNER","KMT",1,40340,"PLN",0.23,null,null,null,null,null,null,null,"n91"]
[5507,null,"STEROWNICZE","SB5557",5902956075475,"BiT 500®CH","42G0,75",null,"BITNER","KMT",1,61110,"PLN",0.23,null,null,null,null,null,null,null,"n91"]
[5515,null,"STEROWNICZE","SB5565",5902956075550,"BiT 500®CH","4x1,0",null,"BITNER","KMT",1,9970,"PLN",0.23,null,null,null,null,null,null,null,"n91"]
[5519,null,"STEROWNICZE","SB5569",5902956075598,"BiT 500®CH","6x1,0",null,"BITNER","KMT",1,15790,"PLN",0.23,null,null,null,null,null,null,null,"n91"]
[5529,null,"STEROWNICZE","SB5579",5902956075697,"BiT 500®CH","18G1,0",null,"BITNER","KMT",1,35500,"PLN",0.23,null,null,null,null,null,null,null,"n91"]
[5534,null,"STEROWNICZE","SB5584",5902956075741,"BiT 500®CH","27G1,0",null,"BITNER","KMT",1,51030,"PLN",0.23,null,null,null,null,null,null,null,"n91"]
[5544,null,"STEROWNICZE","SB5594",5902956075840,"BiT 500®CH","3G1,5",null,"BITNER","KMT",1,9730,"PLN",0.23,null,null,null,null,null,null,null,"n91"]
[5551,null,"STEROWNICZE","SB5601",5902956075918,"BiT 500®CH","6x1,5",null,"BITNER","KMT",1,21300,"PLN",0.23,null,null,null,null,null,null,null,"n91"]
[5556,null,"STEROWNICZE","SB5606",5902956075963,"BiT 500®CH","10x1,5",null,"BITNER","KMT",1,33070,"PLN",0.23,null,null,null,null,null,null,null,"n91"]
[5569,null,"STEROWNICZE","SB5619",5902956076090,"BiT 500®CH","40G1,5",null,"BITNER","KMT",1,101810,"PLN",0.23,null,null,null,null,null,null,null,"n91"]
[5570,null,"STEROWNICZE","SB5620",5902956076106,"BiT 500®CH","42G1,5",null,"BITNER","KMT",1,107720,"PLN",0.23,null,null,null,null,null,null,null,"n91"]
[5578,null,"STEROWNICZE","SB5628",5902956076182,"BiT 500®CH","4x2,5",null,"BITNER","KMT",1,22490,"PLN",0.23,null,null,null,null,null,null,null,"n91"]
[5586,null,"STEROWNICZE","SB5638",5902956076281,"BiT 500®CH","14G2,5",null,"BITNER","KMT",1,60780,"PLN",0.23,null,null,null,null,null,null,null,"n91"]
[5592,null,"STEROWNICZE","SB5644",5902956076342,"BiT 500®CH","34G2,5",null,"BITNER","KMT",1,139990,"PLN",0.23,null,null,null,null,null,null,null,"n91"]
[5600,null,"STEROWNICZE","SB5652",5902956076427,"BiT 500®CH","5G4,0",null,"BITNER","KMT",1,38110,"PLN",0.23,null,null,null,null,null,null,null,"n91"]
[5611,null,"STEROWNICZE","SB4257",5902956076533,"BiT 500®(St) H","6G0,5",null,"BITNER","KMT",1,6430,"PLN",0.23,null,null,null,null,null,null,null,"n91"]
[5614,null,"STEROWNICZE","SB4260",5902956076564,"BiT 500®(St) H","8G0,5",null,"BITNER","KMT",1,8090,"PLN",0.23,null,null,null,null,null,null,null,"n91"]
[5622,null,"STEROWNICZE","SB4268",5902956076649,"BiT 500®(St) H","19G0,5",null,"BITNER","KMT",1,17510,"PLN",0.23,null,null,null,null,null,null,null,"n91"]
[5628,null,"STEROWNICZE","SB4274",5902956076700,"BiT 500®(St) H","37G0,5",null,"BITNER","KMT",1,32490,"PLN",0.23,null,null,null,null,null,null,null,"n91"]
[5636,null,"STEROWNICZE","SB4282",5902956076786,"BiT 500®(St) H","3x0,75",null,"BITNER","KMT",1,5350,"PLN",0.23,null,null,null,null,null,null,null,"n91"]
[5644,null,"STEROWNICZE","SB4290",5902956076861,"BiT 500®(St) H","7x0,75",null,"BITNER","KMT",1,10760,"PLN",0.23,null,null,null,null,null,null,null,"n91"]
[5653,null,"STEROWNICZE","SB4299",5902956076953,"BiT 500®(St) H","19G0,75",null,"BITNER","KMT",1,24650,"PLN",0.23,null,null,null,null,null,null,null,"n91"]
[5658,null,"STEROWNICZE","SB4304",5902956077004,"BiT 500®(St) H","34G0,75",null,"BITNER","KMT",1,43570,"PLN",0.23,null,null,null,null,null,null,null,"n91"]
[5666,null,"STEROWNICZE","SB4312",5902956077080,"BiT 500®(St) H","3G1,0",null,"BITNER","KMT",1,6380,"PLN",0.23,null,null,null,null,null,null,null,"n91"]
[5678,null,"STEROWNICZE","SB4324",5902956077202,"BiT 500®(St) H","10x1,0",null,"BITNER","KMT",1,20160,"PLN",0.23,null,null,null,null,null,null,null,"n91"]
[5680,null,"STEROWNICZE","SB4326",5902956077226,"BiT 500®(St) H","12x1,0",null,"BITNER","KMT",1,23260,"PLN",0.23,null,null,null,null,null,null,null,"n91"]
[5692,null,"STEROWNICZE","SB4338",5902956077349,"BiT 500®(St) H","40G1,0",null,"BITNER","KMT",1,65870,"PLN",0.23,null,null,null,null,null,null,null,"n91"]
[5695,null,"STEROWNICZE","SB4341",5902956077370,"BiT 500®(St) H","56G1,0",null,"BITNER","KMT",1,91160,"PLN",0.23,null,null,null,null,null,null,null,"n91"]
[5702,null,"STEROWNICZE","SB4348",5902956077448,"BiT 500®(St) H","5G1,5",null,"BITNER","KMT",1,13390,"PLN",0.23,null,null,null,null,null,null,null,"n91"]
[5714,null,"STEROWNICZE","SB4360",5902956077561,"BiT 500®(St) H","16G1,5",null,"BITNER","KMT",1,38750,"PLN",0.23,null,null,null,null,null,null,null,"n91"]
[5720,null,"STEROWNICZE","SB4366",5902956077622,"BiT 500®(St) H","30G1,5",null,"BITNER","KMT",1,70820,"PLN",0.23,null,null,null,null,null,null,null,"n91"]
[5728,null,"STEROWNICZE","SB4374",5902956077707,"BiT 500®(St) H","2x2,5",null,"BITNER","KMT",1,9440,"PLN",0.23,null,null,null,null,null,null,null,"n91"]
[5736,null,"STEROWNICZE","SB4384",5902956077806,"BiT 500®(St) H","7x2,5",null,"BITNER","KMT",1,31080,"PLN",0.23,null,null,null,null,null,null,null,"n91"]
[5745,null,"STEROWNICZE","SB4393",5902956077899,"BiT 500®(St) H","30G2,5",null,"BITNER","KMT",1,114500,"PLN",0.23,null,null,null,null,null,null,null,"n91"]
[5750,null,"STEROWNICZE","SB4398",5902956077943,"BiT 500®(St) H","2x4,0",null,"BITNER","KMT",1,14830,"PLN",0.23,null,null,null,null,null,null,null,"n91"]
[5758,null,"STEROWNICZE","SB4406",5902956078025,"BiT 500®(St) H","2x2x0,5",null,"BITNER","KMT",1,5360,"PLN",0.23,null,null,null,null,null,null,null,"n91"]
[5762,null,"STEROWNICZE","SB4410",5902956078063,"BiT 500®(St) H","6x2x0,5",null,"BITNER","KMT",1,12050,"PLN",0.23,null,null,null,null,null,null,null,"n91"]
[5772,null,"STEROWNICZE","SB4420",5902956078162,"BiT 500®(St) H","2x2x0,75",null,"BITNER","KMT",1,6770,"PLN",0.23,null,null,null,null,null,null,null,"n91"]
[5780,null,"STEROWNICZE","SB4428",5902956078247,"BiT 500®(St) H","12x2x0,75",null,"BITNER","KMT",1,32120,"PLN",0.23,null,null,null,null,null,null,null,"n91"]
[5787,null,"STEROWNICZE","SB4435",5902956078315,"BiT 500®(St) H","3x2x1,0",null,"BITNER","KMT",1,11980,"PLN",0.23,null,null,null,null,null,null,null,"n91"]
[5794,null,"STEROWNICZE","SB4442",5902956078384,"BiT 500®(St) H","12x2x1,0",null,"BITNER","KMT",1,41500,"PLN",0.23,null,null,null,null,null,null,null,"n91"]
[5802,null,"STEROWNICZE","SB4450",5902956078469,"BiT 500®(St) H","4x2x1,5",null,"BITNER","KMT",1,20640,"PLN",0.23,null,null,null,null,null,null,null,"n91"]
[5804,null,"STEROWNICZE","SB4452",5902956078483,"BiT 500®(St) H","6x2x1,5",null,"BITNER","KMT",1,30350,"PLN",0.23,null,null,null,null,null,null,null,"n91"]
[5816,null,"STEROWNICZE","SB4464",5902956078605,"BiT 500®(St) H","4x2x2,5",null,"BITNER","KMT",1,33120,"PLN",0.23,null,null,null,null,null,null,null,"n91"]
[5821,null,"STEROWNICZE","SB4469",5902956078650,"BiT 500®(St) H","10x2x2,5",null,"BITNER","KMT",1,78090,"PLN",0.23,null,null,null,null,null,null,null,"n91"]
[5829,null,"STEROWNICZE","SB4484",5902956078735,"BiT 500®2(St) H","6x2x0,5",null,"BITNER","KMT",1,17530,"PLN",0.23,null,null,null,null,null,null,null,"n91"]
[5838,null,"STEROWNICZE","SB4493",5902956078827,"BiT 500®2(St) H","24x2x0,5",null,"BITNER","KMT",1,64790,"PLN",0.23,null,null,null,null,null,null,null,"n91"]
[5843,null,"STEROWNICZE","SB4498",5902956078872,"BiT 500®2(St) H","6x2x0,75",null,"BITNER","KMT",1,22460,"PLN",0.23,null,null,null,null,null,null,null,"n91"]
[5854,null,"STEROWNICZE","SB4509",5902956078988,"BiT 500®2(St) H","3x2x1,0",null,"BITNER","KMT",1,15920,"PLN",0.23,null,null,null,null,null,null,null,"n91"]
[5860,null,"STEROWNICZE","SB4515",5902956079046,"BiT 500®2(St) H","10x2x1,0",null,"BITNER","KMT",1,48030,"PLN",0.23,null,null,null,null,null,null,null,"n91"]
[5865,null,"STEROWNICZE","SB4520",5902956079091,"BiT 500®2(St) H","20x2x1,0",null,"BITNER","KMT",1,93450,"PLN",0.23,null,null,null,null,null,null,null,"n91"]
[5871,null,"STEROWNICZE","SB4526",5902956079152,"BiT 500®2(St) H","6x2x1,5",null,"BITNER","KMT",1,38690,"PLN",0.23,null,null,null,null,null,null,null,"n91"]
[5879,null,"STEROWNICZE","SB4534",5902956079237,"BiT 500®2(St) H","20x2x1,5",null,"BITNER","KMT",1,121990,"PLN",0.23,null,null,null,null,null,null,null,"n91"]
[5887,null,"STEROWNICZE","SB4542",5902956079312,"BiT 500®2(St) H","8x2x2,5",null,"BITNER","KMT",1,74360,"PLN",0.23,null,null,null,null,null,null,null,"n91"]
[5896,null,"STEROWNICZE","SB9704",5902956323422,"BiT 500®(St) CH","4x0,5",null,"BITNER","KMT",1,5850,"PLN",0.23,null,null,null,null,null,null,null,"n91"]
[5901,null,"STEROWNICZE","SB9709",5902956323477,"BiT 500®(St) CH","7x0,5",null,"BITNER","KMT",1,9260,"PLN",0.23,null,null,null,null,null,null,null,"n91"]
[5909,null,"STEROWNICZE","SB9717",5902956323552,"BiT 500®(St) CH","18G0,5",null,"BITNER","KMT",1,20090,"PLN",0.23,null,null,null,null,null,null,null,"n91"]
[5921,null,"STEROWNICZE","SB9732",5902956323675,"BiT 500®(St) CH","61G0,5",null,"BITNER","KMT",1,56380,"PLN",0.23,null,null,null,null,null,null,null,"n91"]
[5923,null,"STEROWNICZE","SB9734",5902956297136,"BiT 500®(St) CH","3G0,75",null,"BITNER","KMT",1,5590,"PLN",0.23,null,null,null,null,null,null,null,"n91"]
[5931,null,"STEROWNICZE","SB9742",5902956297228,"BiT 500®(St) CH","7G0,75",null,"BITNER","KMT",1,11290,"PLN",0.23,null,null,null,null,null,null,null,"n91"]
[5938,null,"STEROWNICZE","SB9749",5902956323781,"BiT 500®(St) CH","14G0,75",null,"BITNER","KMT",1,21730,"PLN",0.23,null,null,null,null,null,null,null,"n91"]
[5945,null,"STEROWNICZE","SB9758",5902956323859,"BiT 500®(St) CH","30G0,75",null,"BITNER","KMT",1,43340,"PLN",0.23,null,null,null,null,null,null,null,"n91"]
[5953,null,"STEROWNICZE","SB9767",5902956297112,"BiT 500®(St) CH","2x1,0",null,"BITNER","KMT",1,5130,"PLN",0.23,null,null,null,null,null,null,null,"n91"]
[5963,null,"STEROWNICZE","SB9777",5902956323989,"BiT 500®(St) CH","7x1,0",null,"BITNER","KMT",1,15650,"PLN",0.23,null,null,null,null,null,null,null,"n91"]
[5967,null,"STEROWNICZE","SB9781",5902956297051,"BiT 500®(St) CH","12G1,0",null,"BITNER","KMT",1,23750,"PLN",0.23,null,null,null,null,null,null,null,"n91"]
[5979,null,"STEROWNICZE","SB9796",5902956324115,"BiT 500®(St) CH","37G1,0",null,"BITNER","KMT",1,67540,"PLN",0.23,null,null,null,null,null,null,null,"n91"]
[5980,null,"STEROWNICZE","SB9797",5902956324122,"BiT 500®(St) CH","40G1,0",null,"BITNER","KMT",1,72820,"PLN",0.23,null,null,null,null,null,null,null,"n91"]
[5989,null,"STEROWNICZE","SB9806",5902956324184,"BiT 500®(St) CH","4x1,5",null,"BITNER","KMT",1,13440,"PLN",0.23,null,null,null,null,null,null,null,"n91"]
[6001,null,"STEROWNICZE","SB9818",5902956324276,"BiT 500®(St) CH","14G1,5",null,"BITNER","KMT",1,38090,"PLN",0.23,null,null,null,null,null,null,null,"n91"]
[6005,null,"STEROWNICZE","SB9823",5902956324306,"BiT 500®(St) CH","21G1,5",null,"BITNER","KMT",1,55940,"PLN",0.23,null,null,null,null,null,null,null,"n91"]
[6011,null,"STEROWNICZE","SB9831",5902956324368,"BiT 500®(St) CH","40G1,5",null,"BITNER","KMT",1,102910,"PLN",0.23,null,null,null,null,null,null,null,"n91"]
[6023,null,"STEROWNICZE","SB9843",5902956324481,"BiT 500®(St) CH","6G2,5",null,"BITNER","KMT",1,27750,"PLN",0.23,null,null,null,null,null,null,null,"n91"]
[6030,null,"STEROWNICZE","SB9850",5902956324559,"BiT 500®(St) CH","14G2,5",null,"BITNER","KMT",1,60040,"PLN",0.23,null,null,null,null,null,null,null,"n91"]
[6037,null,"STEROWNICZE","SB9862",5902956324627,"BiT 500®(St) CH","37G2,5",null,"BITNER","KMT",1,154760,"PLN",0.23,null,null,null,null,null,null,null,"n91"]
[6045,null,"STEROWNICZE","SB9873",5902956324702,"BiT 500®(St) CH","7G4,0",null,"BITNER","KMT",1,49590,"PLN",0.23,null,null,null,null,null,null,null,"n91"]
[6047,null,"STEROWNICZE","SB9875",5902956324726,"BiT 500®(St) CH","12G4,0",null,"BITNER","KMT",1,83790,"PLN",0.23,null,null,null,null,null,null,null,"n91"]
[6059,null,"STEROWNICZE","S55143",5902956128317,"IB-BiT 500®","19x0,5",null,"BITNER","KMT",1,17240,"PLN",0.23,null,null,null,null,null,null,null,"n87E"]
[6067,null,"STEROWNICZE","S55149",5902956128393,"IB-BiT 500®","50x0,5",null,"BITNER","KMT",1,44510,"PLN",0.23,null,null,null,null,null,null,null,"n87E"]
[6072,null,"STEROWNICZE","S55114",5902956128447,"IB-BiT 500®","5x0,75",null,"BITNER","KMT",1,6750,"PLN",0.23,null,null,null,null,null,null,null,"n87E"]
[6081,null,"STEROWNICZE","S55155",5902956128539,"IB-BiT 500®","19x0,75",null,"BITNER","KMT",1,24730,"PLN",0.23,null,null,null,null,null,null,null,"n87E"]
[6089,null,"STEROWNICZE","S55163",5902956128614,"IB-BiT 500®","50x0,75",null,"BITNER","KMT",1,66040,"PLN",0.23,null,null,null,null,null,null,null,"n87E"]
[6097,null,"STEROWNICZE","S55165",5902956128690,"IB-BiT 500®","10x1,0",null,"BITNER","KMT",1,17770,"PLN",0.23,null,null,null,null,null,null,null,"n87E"]
[6103,null,"STEROWNICZE","S55170",5902956128768,"IB-BiT 500®","25x1,0",null,"BITNER","KMT",1,42310,"PLN",0.23,null,null,null,null,null,null,null,"n87E"]
[6111,null,"STEROWNICZE","S55173",5902956128843,"IB-BiT 500®","8x1,5",null,"BITNER","KMT",1,19520,"PLN",0.23,null,null,null,null,null,null,null,"n87E"]
[6114,null,"STEROWNICZE","S55175",5902956128874,"IB-BiT 500®","14x1,5",null,"BITNER","KMT",1,34010,"PLN",0.23,null,null,null,null,null,null,null,"n87E"]
[6125,null,"STEROWNICZE","S55182",5902956128997,"IB-BiT 500®","12x2,5",null,"BITNER","KMT",1,48830,"PLN",0.23,null,null,null,null,null,null,null,"n87E"]
[6130,null,"STEROWNICZE","S59522",5902956129048,"IB-BiT 500®","4x2x0,5",null,"BITNER","KMT",1,7660,"PLN",0.23,null,null,null,null,null,null,null,"n87E"]
[6139,null,"STEROWNICZE","S59531",5902956129130,"IB-BiT 500®","18x2x0,5",null,"BITNER","KMT",1,30890,"PLN",0.23,null,null,null,null,null,null,null,"n87E"]
[6147,null,"STEROWNICZE","S59539",5902956129215,"IB-BiT 500®","7x2x0,75",null,"BITNER","KMT",1,17870,"PLN",0.23,null,null,null,null,null,null,null,"n87E"]
[6152,null,"STEROWNICZE","S59544",5902956129260,"IB-BiT 500®","16x2x0,75",null,"BITNER","KMT",1,39900,"PLN",0.23,null,null,null,null,null,null,null,"n87E"]
[6156,null,"STEROWNICZE","S59548",5902956129307,"IB-BiT 500®","2x2x1,0",null,"BITNER","KMT",1,7460,"PLN",0.23,null,null,null,null,null,null,null,"n87E"]
[6169,null,"STEROWNICZE","S59561",5902956129437,"IB-BiT 500®","4x2x1,5",null,"BITNER","KMT",1,19140,"PLN",0.23,null,null,null,null,null,null,null,"n87E"]
[6174,null,"STEROWNICZE","S59566",5902956129482,"IB-BiT 500®","10x2x1,5",null,"BITNER","KMT",1,46420,"PLN",0.23,null,null,null,null,null,null,null,"n87E"]
[6181,null,"STEROWNICZE","S59573",5902956129550,"IB-BiT 500®","6x2x2,5",null,"BITNER","KMT",1,45530,"PLN",0.23,null,null,null,null,null,null,null,"n87E"]
[6188,null,"STEROWNICZE","S59662",5902956129628,"IB-BiT 500®C","4x0,5",null,"BITNER","KMT",1,5950,"PLN",0.23,null,null,null,null,null,null,null,"n87E"]
[6196,null,"STEROWNICZE","S59670",5902956129703,"IB-BiT 500®C","16x0,5",null,"BITNER","KMT",1,20130,"PLN",0.23,null,null,null,null,null,null,null,"n87E"]
[6204,null,"STEROWNICZE","S59678",5902956129789,"IB-BiT 500®C","50x0,5",null,"BITNER","KMT",1,53600,"PLN",0.23,null,null,null,null,null,null,null,"n87E"]
[6214,null,"STEROWNICZE","S59688",5902956129888,"IB-BiT 500®C","12x0,75",null,"BITNER","KMT",1,21280,"PLN",0.23,null,null,null,null,null,null,null,"n87E"]
[6218,null,"STEROWNICZE","S59692",5902956129925,"IB-BiT 500®C","21x0,75",null,"BITNER","KMT",1,33580,"PLN",0.23,null,null,null,null,null,null,null,"n87E"]
[6223,null,"STEROWNICZE","S59697",5902956129970,"IB-BiT 500®C","40x0,75",null,"BITNER","KMT",1,59840,"PLN",0.23,null,null,null,null,null,null,null,"n87E"]
[6231,null,"STEROWNICZE","S59705",5902956130051,"IB-BiT 500®C","8x1,0",null,"BITNER","KMT",1,18740,"PLN",0.23,null,null,null,null,null,null,null,"n87E"]
[6240,null,"STEROWNICZE","S59714",5902956130143,"IB-BiT 500®C","2x1,5",null,"BITNER","KMT",1,7750,"PLN",0.23,null,null,null,null,null,null,null,"n87E"]
[6245,null,"STEROWNICZE","S59719",5902956130198,"IB-BiT 500®C","7x1,5",null,"BITNER","KMT",1,22350,"PLN",0.23,null,null,null,null,null,null,null,"n87E"]
[6256,null,"STEROWNICZE","S59730",5902956130303,"IB-BiT 500®C","5x2,5",null,"BITNER","KMT",1,25290,"PLN",0.23,null,null,null,null,null,null,null,"n87E"]
[6262,null,"STEROWNICZE","S59600",5902956130372,"IB-BiT 500®C","2x2x0,5",null,"BITNER","KMT",1,6980,"PLN",0.23,null,null,null,null,null,null,null,"n87E"]
[6267,null,"STEROWNICZE","S59605",5902956130426,"IB-BiT 500®C","7x2x0,5",null,"BITNER","KMT",1,19930,"PLN",0.23,null,null,null,null,null,null,null,"n87E"]
[6273,null,"STEROWNICZE","S59611",5902956130488,"IB-BiT 500®C","18x2x0,5",null,"BITNER","KMT",1,42710,"PLN",0.23,null,null,null,null,null,null,null,"n87E"]
[6281,null,"STEROWNICZE","S59619",5902956130563,"IB-BiT 500®C","7x2x0,75",null,"BITNER","KMT",1,26100,"PLN",0.23,null,null,null,null,null,null,null,"n87E"]
[6289,null,"STEROWNICZE","S59627",5902956130648,"IB-BiT 500®C","24x2x0,75",null,"BITNER","KMT",1,73350,"PLN",0.23,null,null,null,null,null,null,null,"n87E"]
[6298,null,"STEROWNICZE","S59636",5902956130730,"IB-BiT 500®C","12x2x1,0",null,"BITNER","KMT",1,50520,"PLN",0.23,null,null,null,null,null,null,null,"n87E"]
[6303,null,"STEROWNICZE","S59641",5902956130785,"IB-BiT 500®C","4x2x1,5",null,"BITNER","KMT",1,27170,"PLN",0.23,null,null,null,null,null,null,null,"n87E"]
[6311,null,"STEROWNICZE","S59649",5902956130860,"IB-BiT 500®C","2x2x2,5",null,"BITNER","KMT",1,24390,"PLN",0.23,null,null,null,null,null,null,null,"n87E"]
[6323,null,"STEROWNICZE","SI0153",5902956130983,"IB-BiT 500®CY","5x0,5",null,"BITNER","KMT",1,9950,"PLN",0.23,null,null,null,null,null,null,null,"n87E"]
[6325,null,"STEROWNICZE","SI0155",5902956131003,"IB-BiT 500®CY","7x0,5",null,"BITNER","KMT",1,12430,"PLN",0.23,null,null,null,null,null,null,null,"n87E"]
[6333,null,"STEROWNICZE","SI0163",5902956131089,"IB-BiT 500®CY","20x0,5",null,"BITNER","KMT",1,27930,"PLN",0.23,null,null,null,null,null,null,null,"n87E"]
[6340,null,"STEROWNICZE","SI0170",5902956131157,"IB-BiT 500®CY","3x0,75",null,"BITNER","KMT",1,7680,"PLN",0.23,null,null,null,null,null,null,null,"n87E"]
[6347,null,"STEROWNICZE","SI0177",5902956131225,"IB-BiT 500®CY","12x0,75",null,"BITNER","KMT",1,24190,"PLN",0.23,null,null,null,null,null,null,null,"n87E"]
[6355,null,"STEROWNICZE","SI0185",5902956131300,"IB-BiT 500®CY","2x1,0",null,"BITNER","KMT",1,7270,"PLN",0.23,null,null,null,null,null,null,null,"n87E"]
[6365,null,"STEROWNICZE","SI0195",5902956131409,"IB-BiT 500®CY","16x1,0",null,"BITNER","KMT",1,37250,"PLN",0.23,null,null,null,null,null,null,null,"n87E"]
[6369,null,"STEROWNICZE","SI0199",5902956131447,"IB-BiT 500®CY","21x1,0",null,"BITNER","KMT",1,46900,"PLN",0.23,null,null,null,null,null,null,null,"n87E"]
[6381,null,"STEROWNICZE","SI0211",5902956131560,"IB-BiT 500®CY","3x2,5",null,"BITNER","KMT",1,19170,"PLN",0.23,null,null,null,null,null,null,null,"n87E"]
[6390,null,"STEROWNICZE","S61580",5902956079923,"BiT 750®","4G1,5",null,"BITNER","KMT",1,9170,"PLN",0.23,null,null,null,null,null,null,null,"n93"]
[6391,null,"STEROWNICZE","S61582",5902956079947,"BiT 750®","5G1,5",null,"BITNER","KMT",1,11210,"PLN",0.23,null,null,null,null,null,null,null,"n93"]
[6403,null,"STEROWNICZE","S61599",5902956080110,"BiT 750®","61G1,5",null,"BITNER","KMT",1,123210,"PLN",0.23,null,null,null,null,null,null,null,"n93"]
[6407,null,"STEROWNICZE","S61603",5902956080165,"BiT 750®","4G2,5",null,"BITNER","KMT",1,13990,"PLN",0.23,null,null,null,null,null,null,null,"n93"]
[6413,null,"STEROWNICZE","S61661",5902956080240,"BiT 750®","14G2,5",null,"BITNER","KMT",1,47000,"PLN",0.23,null,null,null,null,null,null,null,"n93"]
[6425,null,"STEROWNICZE","S61620",5902956080370,"BiT 750®","5G4,0 ",null,"BITNER","KMT",1,29250,"PLN",0.23,null,null,null,null,null,null,null,"n93"]
[6432,null,"STEROWNICZE","S61626",5902956080455,"BiT 750®","7G6,0  ",null,"BITNER","KMT",1,57700,"PLN",0.23,null,null,null,null,null,null,null,"n93"]
[6439,null,"STEROWNICZE","S61677",5902956249975,"BiT 750®","1x16",null,"BITNER","KMT",1,20560,"PLN",0.23,null,null,null,null,null,null,null,"n93"]
[6447,null,"STEROWNICZE","S61637",5902956080639,"BiT 750®","5G25  ",null,"BITNER","KMT",1,168040,"PLN",0.23,null,null,null,null,null,null,null,"n93"]
[6449,null,"STEROWNICZE","S61638",5902956080660,"BiT 750®","3G35 ",null,"BITNER","KMT",1,140970,"PLN",0.23,null,null,null,null,null,null,null,"n93"]
[6461,null,"STEROWNICZE","S61647",5902956080813,"BiT 750®","3G95 ",null,"BITNER","KMT",1,377210,"PLN",0.23,null,null,null,null,null,null,null,"n93"]
[6469,null,"STEROWNICZE","S61654",5902956080912,"BiT 750®","4G240",null,"BITNER","KMT",1,1224750,"PLN",0.23,null,null,null,null,null,null,null,"n93"]
[6474,null,"STEROWNICZE","S62706",5902956080981,"BiT 750®CY","10G1,5",null,"BITNER","KMT",1,32000,"PLN",0.23,null,null,null,null,null,null,null,"n93"]
[6483,null,"STEROWNICZE","S62721",5902956081131,"BiT 750®CY","18G2,5",null,"BITNER","KMT",1,75610,"PLN",0.23,null,null,null,null,null,null,null,"n93"]
[6491,null,"STEROWNICZE","S62731",5902956081230,"BiT 750®CY","4G6,0 ",null,"BITNER","KMT",1,42560,"PLN",0.23,null,null,null,null,null,null,null,"n93"]
[6499,null,"STEROWNICZE","S62743",5902956081353,"BiT 750®CY","2X16",null,"BITNER","KMT",1,55910,"PLN",0.23,null,null,null,null,null,null,null,"n93"]
[6505,null,"STEROWNICZE","S62751",5902956081438,"BiT 750®CY","3G25 ",null,"BITNER","KMT",1,118940,"PLN",0.23,null,null,null,null,null,null,null,"n93"]
[6513,null,"STEROWNICZE","S62759",5902956081513,"BiT 750®CY","3G50 ",null,"BITNER","KMT",1,225940,"PLN",0.23,null,null,null,null,null,null,null,"n93"]
[6516,null,"STEROWNICZE","S62762",5902956081544,"BiT 750®CY","2x70",null,"BITNER","KMT",1,224760,"PLN",0.23,null,null,null,null,null,null,null,"n93"]
[6527,null,"STEROWNICZE","S62773",5902956081650,"BiT 750®CY","4G185",null,"BITNER","KMT",1,1022650,"PLN",0.23,null,null,null,null,null,null,null,"n93"]
[6532,null,"STEROWNICZE","S66503",5902956096739,"BiT 1000®FR","1x6,0",null,"BITNER","KMT",1,9500,"PLN",0.23,null,null,null,null,null,null,null,"n95"]
[6541,null,"STEROWNICZE","S66512",5902956096821,"BiT 1000®FR","1x150",null,"BITNER","KMT",1,196370,"PLN",0.23,null,null,null,null,null,null,null,"n95"]
[6549,null,"STEROWNICZE","S66520",5902956096906,"BiT 1000®FR","1G4,0",null,"BITNER","KMT",1,7320,"PLN",0.23,null,null,null,null,null,null,null,"n95"]
[6554,null,"STEROWNICZE","S66525",5902956096951,"BiT 1000®FR","1G35",null,"BITNER","KMT",1,52240,"PLN",0.23,null,null,null,null,null,null,null,"n95"]
[6566,null,"STEROWNICZE","S66151",5902956094308,"BiT 1000®FR","3G0,5",null,"BITNER","KMT",1,4150,"PLN",0.23,null,null,null,null,null,null,null,"n95"]
[6571,null,"STEROWNICZE","S66156",5902956094353,"BiT 1000®FR","5x0,5",null,"BITNER","KMT",1,6420,"PLN",0.23,null,null,null,null,null,null,null,"n95"]
[6576,null,"STEROWNICZE","S66161",5902956094407,"BiT 1000®FR","8x0,5",null,"BITNER","KMT",1,10010,"PLN",0.23,null,null,null,null,null,null,null,"n95"]
[6583,null,"STEROWNICZE","S66168",5902956094476,"BiT 1000®FR","21G0,5",null,"BITNER","KMT",1,19880,"PLN",0.23,null,null,null,null,null,null,null,"n95"]
[6590,null,"STEROWNICZE","S66175",5902956094544,"BiT 1000®FR","52G0,5",null,"BITNER","KMT",1,"oferta","PLN",0.23,null,null,null,null,null,null,null,"n95"]
[6598,null,"STEROWNICZE","S66183",5902956094629,"BiT 1000®FR","5x0,75",null,"BITNER","KMT",1,8690,"PLN",0.23,null,null,null,null,null,null,null,"n95"]
[6608,null,"STEROWNICZE","S66193",5902956094728,"BiT 1000®FR","14G0,75",null,"BITNER","KMT",1,18730,"PLN",0.23,null,null,null,null,null,null,null,"n95"]
[6612,null,"STEROWNICZE","S66197",5902956094766,"BiT 1000®FR","25G0,75",null,"BITNER","KMT",1,32480,"PLN",0.23,null,null,null,null,null,null,null,"n95"]
[6620,null,"STEROWNICZE","S66205",5902956094841,"BiT 1000®FR","2x1,0",null,"BITNER","KMT",1,5070,"PLN",0.23,null,null,null,null,null,null,null,"n95"]
[6625,null,"STEROWNICZE","S66210",5902956094896,"BiT 1000®FR","5G1,0",null,"BITNER","KMT",1,9770,"PLN",0.23,null,null,null,null,null,null,null,"n95"]
[6634,null,"STEROWNICZE","S66219",5902956094988,"BiT 1000®FR","12x1,0",null,"BITNER","KMT",1,22650,"PLN",0.23,null,null,null,null,null,null,null,"n95"]
[6642,null,"STEROWNICZE","S66227",5902956095060,"BiT 1000®FR","34G1,0",null,"BITNER","KMT",1,55180,"PLN",0.23,null,null,null,null,null,null,null,"n95"]
[6650,null,"STEROWNICZE","S66235",5902956095145,"BiT 1000®FR","4G1,5",null,"BITNER","KMT",1,10920,"PLN",0.23,null,null,null,null,null,null,null,"n95"]
[6656,null,"STEROWNICZE","S66241",5902956095206,"BiT 1000®FR","7x1,5",null,"BITNER","KMT",1,18460,"PLN",0.23,null,null,null,null,null,null,null,"n95"]
[6664,null,"STEROWNICZE","S66249",5902956095282,"BiT 1000®FR","21G1,5",null,"BITNER","KMT",1,47970,"PLN",0.23,null,null,null,null,null,null,null,"n95"]
[6675,null,"STEROWNICZE","S66260",5902956095398,"BiT 1000®FR","3x2,5",null,"BITNER","KMT",1,14300,"PLN",0.23,null,null,null,null,null,null,null,"n95"]
[6678,null,"STEROWNICZE","S66263",5902956095428,"BiT 1000®FR","5G2,5",null,"BITNER","KMT",1,19530,"PLN",0.23,null,null,null,null,null,null,null,"n95"]
[6690,null,"STEROWNICZE","S66275",5902956095541,"BiT 1000®FR","30G2,5",null,"BITNER","KMT",1,108720,"PLN",0.23,null,null,null,null,null,null,null,"n95"]
[6692,null,"STEROWNICZE","S66277",5902956095565,"BiT 1000®FR","34G2,5",null,"BITNER","KMT",1,"oferta","PLN",0.23,null,null,null,null,null,null,null,"n95"]
[6700,null,"STEROWNICZE","S66285",5902956095640,"BiT 1000®FR","4G4,0",null,"BITNER","KMT",1,25800,"PLN",0.23,null,null,null,null,null,null,null,"n95"]
[6712,null,"STEROWNICZE","S66297",5902956095763,"BiT 1000®FR","4G10",null,"BITNER","KMT",1,62240,"PLN",0.23,null,null,null,null,null,null,null,"n95"]
[6717,null,"STEROWNICZE","S66302",5902956095817,"BiT 1000®FR","5G16",null,"BITNER","KMT",1,116350,"PLN",0.23,null,null,null,null,null,null,null,"n95"]
[6722,null,"STEROWNICZE","S66307",5902956095862,"BiT 1000®FR","3G35",null,"BITNER","KMT",1,151010,"PLN",0.23,null,null,null,null,null,null,null,"n95"]
[6734,null,"STEROWNICZE","S66319",5902956095985,"BiT 1000®FR","3G120",null,"BITNER","KMT",1,504230,"PLN",0.23,null,null,null,null,null,null,null,"n95"]
[6742,null,"STEROWNICZE","S66328",5902956096067,"BiT 1000®FR","5x2x0,5",null,"BITNER","KMT",1,10620,"PLN",0.23,null,null,null,null,null,null,null,"n95"]
[6748,null,"STEROWNICZE","S66334",5902956096128,"BiT 1000®FR","14x2x0,5",null,"BITNER","KMT",1,26270,"PLN",0.23,null,null,null,null,null,null,null,"n95"]
[6756,null,"STEROWNICZE","S66342",5902956096203,"BiT 1000®FR","5x2x0,75",null,"BITNER","KMT",1,14360,"PLN",0.23,null,null,null,null,null,null,null,"n95"]
[6759,null,"STEROWNICZE","S66345",5902956096234,"BiT 1000®FR","8x2x0,75",null,"BITNER","KMT",1,21620,"PLN",0.23,null,null,null,null,null,null,null,"n95"]
[6770,null,"STEROWNICZE","S66356",5902956096340,"BiT 1000®FR","5x2x1,0",null,"BITNER","KMT",1,18040,"PLN",0.23,null,null,null,null,null,null,null,"n95"]
[6778,null,"STEROWNICZE","S66364",5902956096425,"BiT 1000®FR","18x2x1,0",null,"BITNER","KMT",1,58540,"PLN",0.23,null,null,null,null,null,null,null,"n95"]
[6784,null,"STEROWNICZE","S66370",5902956096487,"BiT 1000®FR","5x2x1,5",null,"BITNER","KMT",1,24950,"PLN",0.23,null,null,null,null,null,null,null,"n95"]
[6792,null,"STEROWNICZE","S66378",5902956096562,"BiT 1000®FR","18x2x1,5",null,"BITNER","KMT",1,82400,"PLN",0.23,null,null,null,null,null,null,null,"n95"]
[6800,null,"STEROWNICZE","S66386",5902956096647,"BiT 1000®FR","7x2x2,5",null,"BITNER","KMT",1,53490,"PLN",0.23,null,null,null,null,null,null,null,"n95"]
[6801,null,"STEROWNICZE","S66387",5902956096654,"BiT 1000®FR","8x2x2,5",null,"BITNER","KMT",1,59690,"PLN",0.23,null,null,null,null,null,null,null,"n95"]
[6814,null,"STEROWNICZE","BS0718",5902956097149,"BiT 1000®C FR","7G0,5",null,"BITNER","KMT",1,11970,"PLN",0.23,null,null,null,null,null,null,null,"n95"]
[6822,null,"STEROWNICZE","BS0726",5902956097224,"BiT 1000®C FR","16G0,5",null,"BITNER","KMT",1,22440,"PLN",0.23,null,null,null,null,null,null,null,"n95"]
[6826,null,"STEROWNICZE","BS0730",5902956097262,"BiT 1000®C FR","25G0,5",null,"BITNER","KMT",1,32440,"PLN",0.23,null,null,null,null,null,null,null,"n95"]
[6836,null,"STEROWNICZE","BS0740",5902956097361,"BiT 1000®C FR","4G0,75",null,"BITNER","KMT",1,10220,"PLN",0.23,null,null,null,null,null,null,null,"n95"]
[6841,null,"STEROWNICZE","BS0745",5902956097415,"BiT 1000®C FR","6x0,75",null,"BITNER","KMT",1,15330,"PLN",0.23,null,null,null,null,null,null,null,"n95"]
[6851,null,"STEROWNICZE","BS0755",5902956097514,"BiT 1000®C FR","18G0,75",null,"BITNER","KMT",1,31710,"PLN",0.23,null,null,null,null,null,null,null,"n95"]
[6858,null,"STEROWNICZE","BS0762",5902956097583,"BiT 1000®C FR","42G0,75",null,"BITNER","KMT",1,66270,"PLN",0.23,null,null,null,null,null,null,null,"n95"]
[6863,null,"STEROWNICZE","BS0767",5902956097637,"BiT 1000®C FR","3x1,0",null,"BITNER","KMT",1,10900,"PLN",0.23,null,null,null,null,null,null,null,"n95"]
[6868,null,"STEROWNICZE","BS0772",5902956097682,"BiT 1000®C FR","6G1,0",null,"BITNER","KMT",1,16310,"PLN",0.23,null,null,null,null,null,null,null,"n95"]
[6877,null,"STEROWNICZE","BS0781",5902956097774,"BiT 1000®C FR","14G1,0",null,"BITNER","KMT",1,30990,"PLN",0.23,null,null,null,null,null,null,null,"n95"]
[6885,null,"STEROWNICZE","BS0790",5902956097866,"BiT 1000®C FR","37G1,0",null,"BITNER","KMT",1,71820,"PLN",0.23,null,null,null,null,null,null,null,"n95"]
[6893,null,"STEROWNICZE","BS0798",5902956097941,"BiT 1000®C FR","4x1,5",null,"BITNER","KMT",1,16730,"PLN",0.23,null,null,null,null,null,null,null,"n95"]
[6899,null,"STEROWNICZE","BS0804",5902956098009,"BiT 1000®C FR","7x1,5",null,"BITNER","KMT",1,25750,"PLN",0.23,null,null,null,null,null,null,null,"n95"]
[6907,null,"STEROWNICZE","BS0812",5902956098085,"BiT 1000®C FR","18G1,5",null,"BITNER","KMT",1,51790,"PLN",0.23,null,null,null,null,null,null,null,"n95"]
[6918,null,"STEROWNICZE","BS0823",5902956098191,"BiT 1000®C FR","3G2,5",null,"BITNER","KMT",1,17290,"PLN",0.23,null,null,null,null,null,null,null,"n95"]
[6921,null,"STEROWNICZE","BS0826",5902956098221,"BiT 1000®C FR","4x2,5",null,"BITNER","KMT",1,24560,"PLN",0.23,null,null,null,null,null,null,null,"n95"]
[6929,null,"STEROWNICZE","BS0834",5902956098306,"BiT 1000®C FR","12G2,5",null,"BITNER","KMT",1,54640,"PLN",0.23,null,null,null,null,null,null,null,"n95"]
[6935,null,"STEROWNICZE","BS0840",5902956098368,"BiT 1000®C FR","25G2,5",null,"BITNER","KMT",1,107520,"PLN",0.23,null,null,null,null,null,null,null,"n95"]
[6943,null,"STEROWNICZE","BS0852",5902956098443,"BiT 1000®C FR","4x2x0,5",null,"BITNER","KMT",1,15060,"PLN",0.23,null,null,null,null,null,null,null,"n95"]
[6951,null,"STEROWNICZE","BS0860",5902956098528,"BiT 1000®C FR","16x2x0,5",null,"BITNER","KMT",1,41550,"PLN",0.23,null,null,null,null,null,null,null,"n95"]
[6960,null,"STEROWNICZE","BS0869",5902956098610,"BiT 1000®C FR","7x2x0,75",null,"BITNER","KMT",1,28530,"PLN",0.23,null,null,null,null,null,null,null,"n95"]
[6965,null,"STEROWNICZE","BS0874",5902956098665,"BiT 1000®C FR","16x2x0,75",null,"BITNER","KMT",1,54220,"PLN",0.23,null,null,null,null,null,null,null,"n95"]
[6973,null,"STEROWNICZE","BS0882",5902956098740,"BiT 1000®C FR","6x2x1,0",null,"BITNER","KMT",1,29570,"PLN",0.23,null,null,null,null,null,null,null,"n95"]
[6977,null,"STEROWNICZE","BS0886",5902956098788,"BiT 1000®C FR","12x2x1,0",null,"BITNER","KMT",1,51290,"PLN",0.23,null,null,null,null,null,null,null,"n95"]
[6987,null,"STEROWNICZE","BS0896",5902956098887,"BiT 1000®C FR","6x2x1,5",null,"BITNER","KMT",1,37930,"PLN",0.23,null,null,null,null,null,null,null,"n95"]
[6992,null,"STEROWNICZE","BS0901",5902956098931,"BiT 1000®C FR","14x2x1,5",null,"BITNER","KMT",1,79350,"PLN",0.23,null,null,null,null,null,null,null,"n95"]
[7002,null,"STEROWNICZE","BS0911",5902956099037,"BiT 1000®C FR","7x2x2,5",null,"BITNER","KMT",1,65350,"PLN",0.23,null,null,null,null,null,null,null,"n95"]
[7009,null,"STEROWNICZE","S66561",5902956099105,"BiT 1000®CY FR","3G0,5",null,"BITNER","KMT",1,8670,"PLN",0.23,null,null,null,null,null,null,null,"n95"]
[7014,null,"STEROWNICZE","S66566",5902956099150,"BiT 1000®CY FR","8G0,5",null,"BITNER","KMT",1,15910,"PLN",0.23,null,null,null,null,null,null,null,"n95"]
[7027,null,"STEROWNICZE","S66579",5902956099280,"BiT 1000®CY FR","3G0,75",null,"BITNER","KMT",1,9020,"PLN",0.23,null,null,null,null,null,null,null,"n95"]
[7035,null,"STEROWNICZE","S66587",5902956099365,"BiT 1000®CY FR","14G0,75",null,"BITNER","KMT",1,28970,"PLN",0.23,null,null,null,null,null,null,null,"n95"]
[7036,null,"STEROWNICZE","S66588",5902956099372,"BiT 1000®CY FR","16G0,75",null,"BITNER","KMT",1,31670,"PLN",0.23,null,null,null,null,null,null,null,"n95"]
[7044,null,"STEROWNICZE","S66596",5902956099457,"BiT 1000®CY FR","4G1,0",null,"BITNER","KMT",1,13820,"PLN",0.23,null,null,null,null,null,null,null,"n95"]
[7057,null,"STEROWNICZE","S66609",5902956099587,"BiT 1000®CY FR","25G1,0",null,"BITNER","KMT",1,56140,"PLN",0.23,null,null,null,null,null,null,null,"n95"]
[7058,null,"STEROWNICZE","S66610",5902956099594,"BiT 1000®CY FR","2x1,5",null,"BITNER","KMT",1,11800,"PLN",0.23,null,null,null,null,null,null,null,"n95"]
[7069,null,"STEROWNICZE","S66402",5902956099709,"BiT 1000®CY FR","4G2,5",null,"BITNER","KMT",1,24000,"PLN",0.23,null,null,null,null,null,null,null,"n95"]
[7079,null,"STEROWNICZE","S66412",5902956099808,"BiT 1000®CY FR","4G4,0",null,"BITNER","KMT",1,34120,"PLN",0.23,null,null,null,null,null,null,null,"n95"]
[7080,null,"STEROWNICZE","S66413",5902956099815,"BiT 1000®CY FR","5G4,0",null,"BITNER","KMT",1,41080,"PLN",0.23,null,null,null,null,null,null,null,"n95"]
[7094,null,"STEROWNICZE","S66427",5902956099952,"BiT 1000®CY FR","7G16",null,"BITNER","KMT",1,180790,"PLN",0.23,null,null,null,null,null,null,null,"n95"]
[7101,null,"STEROWNICZE","S66434",5902956100023,"BiT 1000®CY FR","3G50",null,"BITNER","KMT",1,243540,"PLN",0.23,null,null,null,null,null,null,null,"n95"]
[7102,null,"STEROWNICZE","S66435",5902956100030,"BiT 1000®CY FR","4G50",null,"BITNER","KMT",1,316520,"PLN",0.23,null,null,null,null,null,null,null,"n95"]
[7111,null,"STEROWNICZE","S66444",5902956100122,"BiT 1000®CY FR","4G120",null,"BITNER","KMT",1,734880,"PLN",0.23,null,null,null,null,null,null,null,"n95"]
[7123,null,"STEROWNICZE","BS0938",5902956100566,"BiT 1000®(St) FR","7G0,5",null,"BITNER","KMT",1,8670,"PLN",0.23,null,null,null,null,null,null,null,"n95"]
[7124,null,"STEROWNICZE","BS0939",5902956100573,"BiT 1000®(St) FR","7x0,5",null,"BITNER","KMT",1,9540,"PLN",0.23,null,null,null,null,null,null,null,"n95"]
[7136,null,"STEROWNICZE","BS0951",5902956100696,"BiT 1000®(St) FR","27G0,5",null,"BITNER","KMT",1,25810,"PLN",0.23,null,null,null,null,null,null,null,"n95"]
[7145,null,"STEROWNICZE","BS0960",5902956100788,"BiT 1000®(St) FR","3G0,75",null,"BITNER","KMT",1,5980,"PLN",0.23,null,null,null,null,null,null,null,"n95"]
[7150,null,"STEROWNICZE","BS0965",5902956100832,"BiT 1000®(St) FR","5x0,75",null,"BITNER","KMT",1,9730,"PLN",0.23,null,null,null,null,null,null,null,"n95"]
[7153,null,"STEROWNICZE","BS0968",5902956100863,"BiT 1000®(St) FR","7G0,75",null,"BITNER","KMT",1,11200,"PLN",0.23,null,null,null,null,null,null,null,"n95"]
[7167,null,"STEROWNICZE","BS0982",5902956101006,"BiT 1000®(St) FR","30G0,75",null,"BITNER","KMT",1,39010,"PLN",0.23,null,null,null,null,null,null,null,"n95"]
[7172,null,"STEROWNICZE","BS0987",5902956101051,"BiT 1000®(St) FR","52G0,75",null,"BITNER","KMT",1,65930,"PLN",0.23,null,null,null,null,null,null,null,"n95"]
[7178,null,"STEROWNICZE","BS0993",5902956101112,"BiT 1000®(St) FR","4x1,0",null,"BITNER","KMT",1,10280,"PLN",0.23,null,null,null,null,null,null,null,"n95"]
[7186,null,"STEROWNICZE","BS1001",5902956101198,"BiT 1000®(St) FR","10G1,0",null,"BITNER","KMT",1,19110,"PLN",0.23,null,null,null,null,null,null,null,"n95"]
[7194,null,"STEROWNICZE","BS1009",5902956101273,"BiT 1000®(St) FR","19G1,0",null,"BITNER","KMT",1,32630,"PLN",0.23,null,null,null,null,null,null,null,"n95"]
[7203,null,"STEROWNICZE","BS1018",5902956101365,"BiT 1000®(St) FR","52G1,0",null,"BITNER","KMT",1,84270,"PLN",0.23,null,null,null,null,null,null,null,"n95"]
[7208,null,"STEROWNICZE","BS1023",5902956101419,"BiT 1000®(St) FR","4G1,5",null,"BITNER","KMT",1,12260,"PLN",0.23,null,null,null,null,null,null,null,"n95"]
[7216,null,"STEROWNICZE","BS1031",5902956101495,"BiT 1000®(St) FR","8G1,5",null,"BITNER","KMT",1,20870,"PLN",0.23,null,null,null,null,null,null,null,"n95"]
[7220,null,"STEROWNICZE","BS1035",5902956101532,"BiT 1000®(St) FR","12x1,5",null,"BITNER","KMT",1,32530,"PLN",0.23,null,null,null,null,null,null,null,"n95"]
[7230,null,"STEROWNICZE","BS1045",5902956101631,"BiT 1000®(St) FR","37G1,5",null,"BITNER","KMT",1,82950,"PLN",0.23,null,null,null,null,null,null,null,"n95"]
[7238,null,"STEROWNICZE","BS1053",5902956101716,"BiT 1000®(St) FR","4G2,5",null,"BITNER","KMT",1,17310,"PLN",0.23,null,null,null,null,null,null,null,"n95"]
[7243,null,"STEROWNICZE","BS1058",5902956101761,"BiT 1000®(St) FR","6x2,5",null,"BITNER","KMT",1,27120,"PLN",0.23,null,null,null,null,null,null,null,"n95"]
[7253,null,"STEROWNICZE","BS1068",5902956101860,"BiT 1000®(St) FR","25G2,5",null,"BITNER","KMT",1,93130,"PLN",0.23,null,null,null,null,null,null,null,"n95"]
[7260,null,"STEROWNICZE","BS1082",5902956101938,"BiT 1000®(St) FR","4x2x0,5",null,"BITNER","KMT",1,9830,"PLN",0.23,null,null,null,null,null,null,null,"n95"]
[7265,null,"STEROWNICZE","BS1087",5902956101983,"BiT 1000®(St) FR","10x2x0,5",null,"BITNER","KMT",1,20660,"PLN",0.23,null,null,null,null,null,null,null,"n95"]
[7270,null,"STEROWNICZE","BS1092",5902956102034,"BiT 1000®(St) FR","20x2x0,5",null,"BITNER","KMT",1,37910,"PLN",0.23,null,null,null,null,null,null,null,"n95"]
[7279,null,"STEROWNICZE","BS1101",5902956102126,"BiT 1000®(St) FR","10x2x0,75",null,"BITNER","KMT",1,28050,"PLN",0.23,null,null,null,null,null,null,null,"n95"]
[7287,null,"STEROWNICZE","BS1109",5902956102201,"BiT 1000®(St) FR","3x2x1,0",null,"BITNER","KMT",1,12990,"PLN",0.23,null,null,null,null,null,null,null,"n95"]
[7295,null,"STEROWNICZE","BS1117",5902956102287,"BiT 1000®(St) FR","14x2x1,0",null,"BITNER","KMT",1,47870,"PLN",0.23,null,null,null,null,null,null,null,"n95"]
[7301,null,"STEROWNICZE","BS1123",5902956102348,"BiT 1000®(St) FR","3x2x1,5",null,"BITNER","KMT",1,16980,"PLN",0.23,null,null,null,null,null,null,null,"n95"]
[7309,null,"STEROWNICZE","BS1131",5902956102423,"BiT 1000®(St) FR","14x2x1,5",null,"BITNER","KMT",1,66400,"PLN",0.23,null,null,null,null,null,null,null,"n95"]
[7320,null,"STEROWNICZE","BS1142",5902956102539,"BiT 1000®(St) FR","8x2x2,5",null,"BITNER","KMT",1,61890,"PLN",0.23,null,null,null,null,null,null,null,"n95"]
[7323,null,"STEROWNICZE","BS1145",5902956102560,"BiT 1000®(St) FR","14x2x2,5",null,"BITNER","KMT",1,105680,"PLN",0.23,null,null,null,null,null,null,null,"n95"]
[7331,null,"STEROWNICZE","BS1166",5902956102645,"BiT 1000®2(St) FR","8x2x0,5",null,"BITNER","KMT",1,25110,"PLN",0.23,null,null,null,null,null,null,null,"n95"]
[7337,null,"STEROWNICZE","BS1172",5902956102706,"BiT 1000®2(St) FR","20x2x0,5",null,"BITNER","KMT",1,56700,"PLN",0.23,null,null,null,null,null,null,null,"n95"]
[7345,null,"STEROWNICZE","BS1180",5902956102782,"BiT 1000®2(St) FR","8x2x0,75",null,"BITNER","KMT",1,30390,"PLN",0.23,null,null,null,null,null,null,null,"n95"]
[7353,null,"STEROWNICZE","BS1188",5902956102867,"BiT 1000®2(St) FR","2x2x1,0",null,"BITNER","KMT",1,13100,"PLN",0.23,null,null,null,null,null,null,null,"n95"]
[7362,null,"STEROWNICZE","BS1197",5902956102959,"BiT 1000®2(St) FR","14x2x1,0",null,"BITNER","KMT",1,66710,"PLN",0.23,null,null,null,null,null,null,null,"n95"]
[7367,null,"STEROWNICZE","BS1202",5902956103000,"BiT 1000®2(St) FR","2x2x1,5",null,"BITNER","KMT",1,15990,"PLN",0.23,null,null,null,null,null,null,null,"n95"]
[7375,null,"STEROWNICZE","BS1210",5902956103086,"BiT 1000®2(St) FR","12x2x1,5",null,"BITNER","KMT",1,74170,"PLN",0.23,null,null,null,null,null,null,null,"n95"]
[7387,null,"STEROWNICZE","BS1223",5902956103215,"BiT 1000®2(St) FR","8x2x2,5",null,"BITNER","KMT",1,73650,"PLN",0.23,null,null,null,null,null,null,null,"n95"]
[7389,null,"STEROWNICZE","BS1225",5902956103239,"BiT 1000®2(St) FR","12x2x2,5",null,"BITNER","KMT",1,108860,"PLN",0.23,null,null,null,null,null,null,null,"n95"]
[7401,null,"STEROWNICZE","S66789",5902956105769,"BiT 1000®OR","1x70",null,"BITNER","KMT",1,113270,"PLN",0.23,null,null,null,null,null,null,null,"n95"]
[7404,null,"STEROWNICZE","S66792",5902956105790,"BiT 1000®OR","1x150",null,"BITNER","KMT",1,232070,"PLN",0.23,null,null,null,null,null,null,null,"n95"]
[7411,null,"STEROWNICZE","S65976",5902956103277,"BiT 1000®OR","3G0,5",null,"BITNER","KMT",1,5450,"PLN",0.23,null,null,null,null,null,null,null,"n95"]
[7423,null,"STEROWNICZE","S65983",5902956103390,"BiT 1000®OR","12G0,5",null,"BITNER","KMT",1,15710,"PLN",0.23,null,null,null,null,null,null,null,"n95"]
[7429,null,"STEROWNICZE","S65989",5902956103451,"BiT 1000®OR","25G0,5",null,"BITNER","KMT",1,28060,"PLN",0.23,null,null,null,null,null,null,null,"n95"]
[7437,null,"STEROWNICZE","S65993",5902956103536,"BiT 1000®OR","2x0,75",null,"BITNER","KMT",1,5530,"PLN",0.23,null,null,null,null,null,null,null,"n95"]
[7445,null,"STEROWNICZE","S66713",5902956103611,"BiT 1000®OR","6x0,75",null,"BITNER","KMT",1,12520,"PLN",0.23,null,null,null,null,null,null,null,"n95"]
[7446,null,"STEROWNICZE","S65998",5902956103628,"BiT 1000®OR","7G0,75",null,"BITNER","KMT",1,12660,"PLN",0.23,null,null,null,null,null,null,null,"n95"]
[7459,null,"STEROWNICZE","S66009",5902956103758,"BiT 1000®OR","32G0,75",null,"BITNER","KMT",1,47920,"PLN",0.23,null,null,null,null,null,null,null,"n95"]
[7467,null,"STEROWNICZE","S66721",5902956103833,"BiT 1000®OR","3x1,0",null,"BITNER","KMT",1,9820,"PLN",0.23,null,null,null,null,null,null,null,"n95"]
[7471,null,"STEROWNICZE","S66723",5902956103871,"BiT 1000®OR","5x1,0",null,"BITNER","KMT",1,13200,"PLN",0.23,null,null,null,null,null,null,null,"n95"]
[7481,null,"STEROWNICZE","S66021",5902956103970,"BiT 1000®OR","16G1,0",null,"BITNER","KMT",1,31700,"PLN",0.23,null,null,null,null,null,null,null,"n95"]
[7489,null,"STEROWNICZE","S66728",5902956104052,"BiT 1000®OR","42G1,0",null,"BITNER","KMT",1,79620,"PLN",0.23,null,null,null,null,null,null,null,"n95"]
[7496,null,"STEROWNICZE","S66735",5902956104120,"BiT 1000®OR","4x1,5",null,"BITNER","KMT",1,14750,"PLN",0.23,null,null,null,null,null,null,null,"n95"]
[7503,null,"STEROWNICZE","S66742",5902956104199,"BiT 1000®OR","10G1,5",null,"BITNER","KMT",1,29240,"PLN",0.23,null,null,null,null,null,null,null,"n95"]
[7511,null,"STEROWNICZE","S66750",5902956104274,"BiT 1000®OR","30G1,5",null,"BITNER","KMT",1,79830,"PLN",0.23,null,null,null,null,null,null,null,"n95"]
[7513,null,"STEROWNICZE","S66752",5902956104298,"BiT 1000®OR","34G1,5",null,"BITNER","KMT",1,90860,"PLN",0.23,null,null,null,null,null,null,null,"n95"]
[7525,null,"STEROWNICZE","S66036",5902956104410,"BiT 1000®OR","7G2,5",null,"BITNER","KMT",1,31040,"PLN",0.23,null,null,null,null,null,null,null,"n95"]
[7530,null,"STEROWNICZE","S66761",5902956104465,"BiT 1000®OR","14G2,5",null,"BITNER","KMT",1,60850,"PLN",0.23,null,null,null,null,null,null,null,"n95"]
[7538,null,"STEROWNICZE","S66766",5902956104540,"BiT 1000®OR","37G2,5",null,"BITNER","KMT",1,157600,"PLN",0.23,null,null,null,null,null,null,null,"n95"]
[7547,null,"STEROWNICZE","S66045",5902956104632,"BiT 1000®OR","7G4,0",null,"BITNER","KMT",1,50800,"PLN",0.23,null,null,null,null,null,null,null,"n95"]
[7552,null,"STEROWNICZE","S66048",5902956104687,"BiT 1000®OR","4G6,0",null,"BITNER","KMT",1,43780,"PLN",0.23,null,null,null,null,null,null,null,"n95"]
[7563,null,"STEROWNICZE","S66058",5902956104793,"BiT 1000®OR","7G16",null,"BITNER","KMT",1,188920,"PLN",0.23,null,null,null,null,null,null,null,"n95"]
[7569,null,"STEROWNICZE","S66064",5902956104854,"BiT 1000®OR","5G35",null,"BITNER","KMT",1,292640,"PLN",0.23,null,null,null,null,null,null,null,"n95"]
[7574,null,"STEROWNICZE","S66069",5902956104908,"BiT 1000®OR","4G70",null,"BITNER","KMT",1,474340,"PLN",0.23,null,null,null,null,null,null,null,"n95"]
[7580,null,"STEROWNICZE","S66075",5902956104960,"BiT 1000®OR","4G120",null,"BITNER","KMT",1,792830,"PLN",0.23,null,null,null,null,null,null,null,"n95"]
[7588,null,"STEROWNICZE","S66834",5902956105042,"BiT 1000®OR","6x2x0,5",null,"BITNER","KMT",1,15290,"PLN",0.23,null,null,null,null,null,null,null,"n95"]
[7596,null,"STEROWNICZE","S66842",5902956105127,"BiT 1000®OR","20x2x0,5",null,"BITNER","KMT",1,42840,"PLN",0.23,null,null,null,null,null,null,null,"n95"]
[7605,null,"STEROWNICZE","S66851",5902956105219,"BiT 1000®OR","10x2x0,75",null,"BITNER","KMT",1,30820,"PLN",0.23,null,null,null,null,null,null,null,"n95"]
[7610,null,"STEROWNICZE","S66856",5902956105264,"BiT 1000®OR","20x2x0,75",null,"BITNER","KMT",1,59940,"PLN",0.23,null,null,null,null,null,null,null,"n95"]
[7618,null,"STEROWNICZE","S66864",5902956105349,"BiT 1000®OR","8x2x1,0",null,"BITNER","KMT",1,31770,"PLN",0.23,null,null,null,null,null,null,null,"n95"]
[7622,null,"STEROWNICZE","S66868",5902956105387,"BiT 1000®OR","16x2x1,0",null,"BITNER","KMT",1,62010,"PLN",0.23,null,null,null,null,null,null,null,"n95"]
[7632,null,"STEROWNICZE","S66878",5902956105486,"BiT 1000®OR","8x2x1,5",null,"BITNER","KMT",1,44280,"PLN",0.23,null,null,null,null,null,null,null,"n95"]
[7640,null,"STEROWNICZE","S66886",5902956105561,"BiT 1000®OR","2x2x2,5",null,"BITNER","KMT",1,20000,"PLN",0.23,null,null,null,null,null,null,null,"n95"]
[7647,null,"STEROWNICZE","S66893",5902956105639,"BiT 1000®OR","10x2x2,5",null,"BITNER","KMT",1,82970,"PLN",0.23,null,null,null,null,null,null,null,"n95"]
[7654,null,"STEROWNICZE","BS1303",5902956106063,"BiT 1000®C OR","4G0,5",null,"BITNER","KMT",1,10490,"PLN",0.23,null,null,null,null,null,null,null,"n95"]
[7662,null,"STEROWNICZE","BS1311",5902956106148,"BiT 1000®C OR","8x0,5",null,"BITNER","KMT",1,17580,"PLN",0.23,null,null,null,null,null,null,null,"n95"]
[7672,null,"STEROWNICZE","BS1321",5902956106247,"BiT 1000®C OR","30G0,5",null,"BITNER","KMT",1,41800,"PLN",0.23,null,null,null,null,null,null,null,"n95"]
[7676,null,"STEROWNICZE","BS1325",5902956106285,"BiT 1000®C OR","52G0,5",null,"BITNER","KMT",1,66730,"PLN",0.23,null,null,null,null,null,null,null,"n95"]
[7681,null,"STEROWNICZE","BS1330",5902956106339,"BiT 1000®C OR","4G0,75",null,"BITNER","KMT",1,12540,"PLN",0.23,null,null,null,null,null,null,null,"n95"]
[7689,null,"STEROWNICZE","BS1338",5902956106414,"BiT 1000®C OR","8G0,75",null,"BITNER","KMT",1,19820,"PLN",0.23,null,null,null,null,null,null,null,"n95"]
[7698,null,"STEROWNICZE","BS1347",5902956106506,"BiT 1000®C OR","21G0,75",null,"BITNER","KMT",1,40520,"PLN",0.23,null,null,null,null,null,null,null,"n95"]
[7703,null,"STEROWNICZE","BS1352",5902956106551,"BiT 1000®C OR","42G0,75",null,"BITNER","KMT",1,75310,"PLN",0.23,null,null,null,null,null,null,null,"n95"]
[7714,null,"STEROWNICZE","BS1363",5902956106667,"BiT 1000®C OR","6x1,0",null,"BITNER","KMT",1,19460,"PLN",0.23,null,null,null,null,null,null,null,"n95"]
[7720,null,"STEROWNICZE","BS1369",5902956106728,"BiT 1000®C OR","12G1,0",null,"BITNER","KMT",1,31560,"PLN",0.23,null,null,null,null,null,null,null,"n95"]
[7725,null,"STEROWNICZE","BS1375",5902956106780,"BiT 1000®C OR","19G1,0",null,"BITNER","KMT",1,45280,"PLN",0.23,null,null,null,null,null,null,null,"n95"]
[7739,null,"STEROWNICZE","BS1389",5902956106926,"BiT 1000®C OR","5G1,5",null,"BITNER","KMT",1,21220,"PLN",0.23,null,null,null,null,null,null,null,"n95"]
[7746,null,"STEROWNICZE","BS1396",5902956106995,"BiT 1000®C OR","10G1,5",null,"BITNER","KMT",1,37070,"PLN",0.23,null,null,null,null,null,null,null,"n95"]
[7747,null,"STEROWNICZE","BS1397",5902956107008,"BiT 1000®C OR","10x1,5",null,"BITNER","KMT",1,38920,"PLN",0.23,null,null,null,null,null,null,null,"n95"]
[7756,null,"STEROWNICZE","BS1406",5902956107091,"BiT 1000®C OR","30G1,5",null,"BITNER","KMT",1,92440,"PLN",0.23,null,null,null,null,null,null,null,"n95"]
[7768,null,"STEROWNICZE","BS1418",5902956107213,"BiT 1000®C OR","5x2,5",null,"BITNER","KMT",1,31360,"PLN",0.23,null,null,null,null,null,null,null,"n95"]
[7769,null,"STEROWNICZE","BS1419",5902956107220,"BiT 1000®C OR","6G2,5",null,"BITNER","KMT",1,34640,"PLN",0.23,null,null,null,null,null,null,null,"n95"]
[7781,null,"STEROWNICZE","BS1431",5902956107343,"BiT 1000®C OR","30G2,5",null,"BITNER","KMT",1,142600,"PLN",0.23,null,null,null,null,null,null,null,"n95"]
[7790,null,"STEROWNICZE","BS1449",5902956107435,"BiT 1000®C OR","6x2x0,5",null,"BITNER","KMT",1,22620,"PLN",0.23,null,null,null,null,null,null,null,"n95"]
[7791,null,"STEROWNICZE","BS1450",5902956107442,"BiT 1000®C OR","7x2x0,5",null,"BITNER","KMT",1,26170,"PLN",0.23,null,null,null,null,null,null,null,"n95"]
[7798,null,"STEROWNICZE","BS1457",5902956107510,"BiT 1000®C OR","20x2x0,5",null,"BITNER","KMT",1,58110,"PLN",0.23,null,null,null,null,null,null,null,"n95"]
[7812,null,"STEROWNICZE","BS1471",5902956107657,"BiT 1000®C OR","20x2x0,75",null,"BITNER","KMT",1,72780,"PLN",0.23,null,null,null,null,null,null,null,"n95"]
[7813,null,"STEROWNICZE","BS1472",5902956107664,"BiT 1000®C OR","24x2x0,75",null,"BITNER","KMT",1,83860,"PLN",0.23,null,null,null,null,null,null,null,"n95"]
[7823,null,"STEROWNICZE","BS1482",5902956107763,"BiT 1000®C OR","14x2x1,0",null,"BITNER","KMT",1,65610,"PLN",0.23,null,null,null,null,null,null,null,"n95"]
[7834,null,"STEROWNICZE","BS1493",5902956107879,"BiT 1000®C OR","8x2x1,5",null,"BITNER","KMT",1,57990,"PLN",0.23,null,null,null,null,null,null,null,"n95"]
[7839,null,"STEROWNICZE","BS1498",5902956107923,"BiT 1000®C OR","18x2x1,5",null,"BITNER","KMT",1,115370,"PLN",0.23,null,null,null,null,null,null,null,"n95"]
[7848,null,"STEROWNICZE","BS1507",5902956108012,"BiT 1000®C OR","8x2x2,5",null,"BITNER","KMT",1,82340,"PLN",0.23,null,null,null,null,null,null,null,"n95"]
[7856,null,"STEROWNICZE","S66903",5902956108098,"BiT 1000®CY OR","5G0,5",null,"BITNER","KMT",1,13530,"PLN",0.23,null,null,null,null,null,null,null,"n95"]
[7861,null,"STEROWNICZE","S66908",5902956108142,"BiT 1000®CY OR","12G0,5",null,"BITNER","KMT",1,23890,"PLN",0.23,null,null,null,null,null,null,null,"n95"]
[7865,null,"STEROWNICZE","S66912",5902956108180,"BiT 1000®CY OR","19G0,5",null,"BITNER","KMT",1,32920,"PLN",0.23,null,null,null,null,null,null,null,"n95"]
[7878,null,"STEROWNICZE","S66925",5902956108319,"BiT 1000®CY OR","10G0,75",null,"BITNER","KMT",1,27310,"PLN",0.23,null,null,null,null,null,null,null,"n95"]
[7883,null,"STEROWNICZE","S66930",5902956108364,"BiT 1000®CY OR","19G0,75",null,"BITNER","KMT",1,41350,"PLN",0.23,null,null,null,null,null,null,null,"n95"]
[7890,null,"STEROWNICZE","S66937",5902956108432,"BiT 1000®CY OR","5G1,0",null,"BITNER","KMT",1,18840,"PLN",0.23,null,null,null,null,null,null,null,"n95"]
[7897,null,"STEROWNICZE","S66944",5902956108500,"BiT 1000®CY OR","16G1,0",null,"BITNER","KMT",1,43830,"PLN",0.23,null,null,null,null,null,null,null,"n95"]
[7905,null,"STEROWNICZE","S66083",5902956108586,"BiT 1000®CY OR","4G1,5",null,"BITNER","KMT",1,20340,"PLN",0.23,null,null,null,null,null,null,null,"n95"]
[7915,null,"STEROWNICZE","S66093",5902956108685,"BiT 1000®CY OR","5G2,5",null,"BITNER","KMT",1,33000,"PLN",0.23,null,null,null,null,null,null,null,"n95"]
[7919,null,"STEROWNICZE","S66097",5902956108722,"BiT 1000®CY OR","16G2,5",null,"BITNER","KMT",1,89610,"PLN",0.23,null,null,null,null,null,null,null,"n95"]
[7927,null,"STEROWNICZE","S66105",5902956108807,"BiT 1000®CY OR","10G4,0",null,"BITNER","KMT",1,89280,"PLN",0.23,null,null,null,null,null,null,null,"n95"]
[7932,null,"STEROWNICZE","S66110",5902956108852,"BiT 1000®CY OR","3G10",null,"BITNER","KMT",1,67540,"PLN",0.23,null,null,null,null,null,null,null,"n95"]
[7941,null,"STEROWNICZE","S66119",5902956108944,"BiT 1000®CY OR","4G25",null,"BITNER","KMT",1,194670,"PLN",0.23,null,null,null,null,null,null,null,"n95"]
[7949,null,"STEROWNICZE","S66127",5902956109026,"BiT 1000®CY OR","3G70",null,"BITNER","KMT",1,398230,"PLN",0.23,null,null,null,null,null,null,null,"n95"]
[7957,null,"STEROWNICZE","S66135",5902956109101,"BiT 1000®CY OR","4G150",null,"BITNER","KMT",1,1058310,"PLN",0.23,null,null,null,null,null,null,null,"n95"]
[7963,null,"STEROWNICZE","BS1553",5902956109484,"BiT 1000®(St) OR","4G0,5",null,"BITNER","KMT",1,7880,"PLN",0.23,null,null,null,null,null,null,null,"n95"]
[7971,null,"STEROWNICZE","BS1561",5902956109569,"BiT 1000®(St) OR","8x0,5",null,"BITNER","KMT",1,13310,"PLN",0.23,null,null,null,null,null,null,null,"n95"]
[7974,null,"STEROWNICZE","BS1564",5902956109590,"BiT 1000®(St) OR","12x0,5",null,"BITNER","KMT",1,18260,"PLN",0.23,null,null,null,null,null,null,null,"n95"]
[7985,null,"STEROWNICZE","BS1575",5902956109705,"BiT 1000®(St) OR","40G0,5",null,"BITNER","KMT",1,43590,"PLN",0.23,null,null,null,null,null,null,null,"n95"]
[7990,null,"STEROWNICZE","BS1580",5902956109750,"BiT 1000®(St) OR","3G0,75",null,"BITNER","KMT",1,8200,"PLN",0.23,null,null,null,null,null,null,null,"n95"]
[7999,null,"STEROWNICZE","BS1589",5902956109842,"BiT 1000®(St) OR","7x0,75",null,"BITNER","KMT",1,15150,"PLN",0.23,null,null,null,null,null,null,null,"n95"]
[8007,null,"STEROWNICZE","BS1597",5902956109927,"BiT 1000®(St) OR","18G0,75",null,"BITNER","KMT",1,29080,"PLN",0.23,null,null,null,null,null,null,null,"n95"]
[8012,null,"STEROWNICZE","BS1602",5902956109972,"BiT 1000®(St) OR","30G0,75",null,"BITNER","KMT",1,46090,"PLN",0.23,null,null,null,null,null,null,null,"n95"]
[8024,null,"STEROWNICZE","BS1614",5902956110091,"BiT 1000®(St) OR","5G1,0",null,"BITNER","KMT",1,13660,"PLN",0.23,null,null,null,null,null,null,null,"n95"]
[8029,null,"STEROWNICZE","BS1619",5902956110145,"BiT 1000®(St) OR","7x1,0",null,"BITNER","KMT",1,19440,"PLN",0.23,null,null,null,null,null,null,null,"n95"]
[8034,null,"STEROWNICZE","BS1624",5902956110190,"BiT 1000®(St) OR","12x1,0",null,"BITNER","KMT",1,28220,"PLN",0.23,null,null,null,null,null,null,null,"n95"]
[8041,null,"STEROWNICZE","BS1631",5902956110268,"BiT 1000®(St) OR","25G1,0",null,"BITNER","KMT",1,50350,"PLN",0.23,null,null,null,null,null,null,null,"n95"]
[8048,null,"STEROWNICZE","BS1638",5902956110336,"BiT 1000®(St) OR","52G1,0",null,"BITNER","KMT",1,99590,"PLN",0.23,null,null,null,null,null,null,null,"n95"]
[8056,null,"STEROWNICZE","BS1646",5902956110411,"BiT 1000®(St) OR","5x1,5",null,"BITNER","KMT",1,19930,"PLN",0.23,null,null,null,null,null,null,null,"n95"]
[8066,null,"STEROWNICZE","BS1656",5902956110510,"BiT 1000®(St) OR","14G1,5",null,"BITNER","KMT",1,39710,"PLN",0.23,null,null,null,null,null,null,null,"n95"]
[8070,null,"STEROWNICZE","BS1660",5902956110558,"BiT 1000®(St) OR","21G1,5",null,"BITNER","KMT",1,58580,"PLN",0.23,null,null,null,null,null,null,null,"n95"]
[8078,null,"STEROWNICZE","BS1668",5902956110633,"BiT 1000®(St) OR","52G1,5",null,"BITNER","KMT",1,137180,"PLN",0.23,null,null,null,null,null,null,null,"n95"]
[8091,null,"STEROWNICZE","BS1681",5902956110763,"BiT 1000®(St) OR","10G2,5",null,"BITNER","KMT",1,46720,"PLN",0.23,null,null,null,null,null,null,null,"n95"]
[8092,null,"STEROWNICZE","BS1682",5902956110770,"BiT 1000®(St) OR","12G2,5",null,"BITNER","KMT",1,54220,"PLN",0.23,null,null,null,null,null,null,null,"n95"]
[8100,null,"STEROWNICZE","BS1690",5902956110855,"BiT 1000®(St) OR","34G2,5",null,"BITNER","KMT",1,148100,"PLN",0.23,null,null,null,null,null,null,null,"n95"]
[8108,null,"STEROWNICZE","BS1755",5902956110930,"BiT 1000®(St) OR","7x2x0,5",null,"BITNER","KMT",1,19600,"PLN",0.23,null,null,null,null,null,null,null,"n95"]
[8114,null,"STEROWNICZE","BS1761",5902956110992,"BiT 1000®(St) OR","18x2x0,5",null,"BITNER","KMT",1,40770,"PLN",0.23,null,null,null,null,null,null,null,"n95"]
[8122,null,"STEROWNICZE","BS1769",5902956111074,"BiT 1000®(St) OR","7x2x0,75",null,"BITNER","KMT",1,23810,"PLN",0.23,null,null,null,null,null,null,null,"n95"]
[8133,null,"STEROWNICZE","BS1780",5902956111180,"BiT 1000®(St) OR","4x2x1,0",null,"BITNER","KMT",1,18610,"PLN",0.23,null,null,null,null,null,null,null,"n95"]
[8136,null,"STEROWNICZE","BS1783",5902956111210,"BiT 1000®(St) OR","7x2x1,0",null,"BITNER","KMT",1,30210,"PLN",0.23,null,null,null,null,null,null,null,"n95"]
[8148,null,"STEROWNICZE","BS1795",5902956111333,"BiT 1000®(St) OR","5x2x1,5",null,"BITNER","KMT",1,31040,"PLN",0.23,null,null,null,null,null,null,null,"n95"]
[8150,null,"STEROWNICZE","BS1797",5902956111357,"BiT 1000®(St) OR","7x2x1,5",null,"BITNER","KMT",1,41180,"PLN",0.23,null,null,null,null,null,null,null,"n95"]
[8158,null,"STEROWNICZE","BS1805",5902956111432,"BiT 1000®(St) OR","24x2x1,5",null,"BITNER","KMT",1,121850,"PLN",0.23,null,null,null,null,null,null,null,"n95"]
[8170,null,"STEROWNICZE","BS1850",5902956111555,"BiT 1000®2(St) OR","2x2x0,5",null,"BITNER","KMT",1,10240,"PLN",0.23,null,null,null,null,null,null,null,"n95"]
[8175,null,"STEROWNICZE","BS1855",5902956111609,"BiT 1000®2(St) OR","7x2x0,5",null,"BITNER","KMT",1,25900,"PLN",0.23,null,null,null,null,null,null,null,"n95"]
[8180,null,"STEROWNICZE","BS1860",5902956111654,"BiT 1000®2(St) OR","16x2x0,5",null,"BITNER","KMT",1,54800,"PLN",0.23,null,null,null,null,null,null,null,"n95"]
[8192,null,"STEROWNICZE","BS1872",5902956111777,"BiT 1000®2(St) OR","12x2x0,75",null,"BITNER","KMT",1,52090,"PLN",0.23,null,null,null,null,null,null,null,"n95"]
[8200,null,"STEROWNICZE","BS1880",5902956111852,"BiT 1000®2(St) OR","4x2x1,0",null,"BITNER","KMT",1,25470,"PLN",0.23,null,null,null,null,null,null,null,"n95"]
[8206,null,"STEROWNICZE","BS1886",5902956111913,"BiT 1000®2(St) OR","12x2x1,0",null,"BITNER","KMT",1,69680,"PLN",0.23,null,null,null,null,null,null,null,"n95"]
[8214,null,"STEROWNICZE","BS1894",5902956111999,"BiT 1000®2(St) OR","4x2x1,5",null,"BITNER","KMT",1,32080,"PLN",0.23,null,null,null,null,null,null,null,"n95"]
[8217,null,"STEROWNICZE","BS1897",5902956112026,"BiT 1000®2(St) OR","7x2x1,5",null,"BITNER","KMT",1,52780,"PLN",0.23,null,null,null,null,null,null,null,"n95"]
[8228,null,"STEROWNICZE","BS1909",5902956112149,"BiT 1000®2(St) OR","4x2x2,5",null,"BITNER","KMT",1,45320,"PLN",0.23,null,null,null,null,null,null,null,"n95"]
[8236,null,"STEROWNICZE","BS1917",5902956112224,"BiT 1000®2(St) OR","16x2x2,5",null,"BITNER","KMT",1,161770,"PLN",0.23,null,null,null,null,null,null,null,"n95"]
[8242,null,"STEROWNICZE","H60855",5902956114693,"BiT 1000®H","1x16",null,"BITNER","KMT",1,25500,"PLN",0.23,null,null,null,null,null,null,null,"n95"]
[8250,null,"STEROWNICZE","H60863",5902956114778,"BiT 1000®H","1x185",null,"BITNER","KMT",1,265300,"PLN",0.23,null,null,null,null,null,null,null,"n95"]
[8258,null,"STEROWNICZE","H60869",5902956114853,"BiT 1000®H","1G6,0",null,"BITNER","KMT",1,12380,"PLN",0.23,null,null,null,null,null,null,null,"n95"]
[8267,null,"STEROWNICZE","H60878",5902956114945,"BiT 1000®H","1G150",null,"BITNER","KMT",1,239570,"PLN",0.23,null,null,null,null,null,null,null,"n95"]
[8272,null,"STEROWNICZE","H60885",5902956114990,"BiT 1000®H","1G500",null,"BITNER","KMT",1,854600,"PLN",0.23,null,null,null,null,null,null,null,"n95"]
[8280,null,"STEROWNICZE","H60754",5902956112309,"BiT 1000®H","6G0,5",null,"BITNER","KMT",1,13530,"PLN",0.23,null,null,null,null,null,null,null,"n95"]
[8285,null,"STEROWNICZE","H60757",5902956112354,"BiT 1000®H","10G0,5",null,"BITNER","KMT",1,5180,"PLN",0.23,null,null,null,null,null,null,null,"n95"]
[8292,null,"STEROWNICZE","H61501",5902956112422,"BiT 1000®H","25G0,5",null,"BITNER","KMT",1,26980,"PLN",0.23,null,null,null,null,null,null,null,"n95"]
[8299,null,"STEROWNICZE","H63010",5902956112491,"BiT 1000®H","61G0,5",null,"BITNER","KMT",1,59550,"PLN",0.23,null,null,null,null,null,null,null,"n95"]
[8307,null,"STEROWNICZE","H60767",5902956112576,"BiT 1000®H","6G0,75",null,"BITNER","KMT",1,10970,"PLN",0.23,null,null,null,null,null,null,null,"n95"]
[8317,null,"STEROWNICZE","H60773",5902956112675,"BiT 1000®H","16G0,75",null,"BITNER","KMT",1,24160,"PLN",0.23,null,null,null,null,null,null,null,"n95"]
[8321,null,"STEROWNICZE","H61506",5902956112712,"BiT 1000®H","30G0,75",null,"BITNER","KMT",1,42010,"PLN",0.23,null,null,null,null,null,null,null,"n95"]
[8329,null,"STEROWNICZE","H60777",5902956112798,"BiT 1000®H","3G1,0",null,"BITNER","KMT",1,8340,"PLN",0.23,null,null,null,null,null,null,null,"n95"]
[8334,null,"STEROWNICZE","H63021",5902956112842,"BiT 1000®H","5x1,0",null,"BITNER","KMT",1,12730,"PLN",0.23,null,null,null,null,null,null,null,"n95"]
[8343,null,"STEROWNICZE","H60785",5902956112934,"BiT 1000®H","14G1,0",null,"BITNER","KMT",1,26850,"PLN",0.23,null,null,null,null,null,null,null,"n95"]
[8351,null,"STEROWNICZE","H61516",5902956113016,"BiT 1000®H","37G1,0",null,"BITNER","KMT",1,65450,"PLN",0.23,null,null,null,null,null,null,null,"n95"]
[8359,null,"STEROWNICZE","H63027",5902956113092,"BiT 1000®H","4x1,5",null,"BITNER","KMT",1,14230,"PLN",0.23,null,null,null,null,null,null,null,"n95"]
[8365,null,"STEROWNICZE","H60795",5902956113153,"BiT 1000®H","8G1,5",null,"BITNER","KMT",1,21900,"PLN",0.23,null,null,null,null,null,null,null,"n95"]
[8373,null,"STEROWNICZE","H61521",5902956113238,"BiT 1000®H","25G1,5",null,"BITNER","KMT",1,63750,"PLN",0.23,null,null,null,null,null,null,null,"n95"]
[8384,null,"STEROWNICZE","H60804",5902956113344,"BiT 1000®H","4G2,5",null,"BITNER","KMT",1,18070,"PLN",0.23,null,null,null,null,null,null,null,"n95"]
[8387,null,"STEROWNICZE","H63034",5902956113375,"BiT 1000®H","5x2,5",null,"BITNER","KMT",1,24400,"PLN",0.23,null,null,null,null,null,null,null,"n95"]
[8392,null,"STEROWNICZE","H60807",5902956113429,"BiT 1000®H","12G2,5",null,"BITNER","KMT",1,49910,"PLN",0.23,null,null,null,null,null,null,null,"n95"]
[8401,null,"STEROWNICZE","H63038",5902956113511,"BiT 1000®H","37G2,5",null,"BITNER","KMT",1,147910,"PLN",0.23,null,null,null,null,null,null,null,"n95"]
[8409,null,"STEROWNICZE","H60814",5902956113597,"BiT 1000®H","5G4,0",null,"BITNER","KMT",1,35110,"PLN",0.23,null,null,null,null,null,null,null,"n95"]
[8414,null,"STEROWNICZE","H60817",5902956113641,"BiT 1000®H","3G6,0",null,"BITNER","KMT",1,31330,"PLN",0.23,null,null,null,null,null,null,null,"n95"]
[8426,null,"STEROWNICZE","H60828",5902956113764,"BiT 1000®H","7G16",null,"BITNER","KMT",1,177290,"PLN",0.23,null,null,null,null,null,null,null,"n95"]
[8431,null,"STEROWNICZE","H60833",5902956113818,"BiT 1000®H","4G35",null,"BITNER","KMT",1,220980,"PLN",0.23,null,null,null,null,null,null,null,"n95"]
[8436,null,"STEROWNICZE","H60838",5902956113863,"BiT 1000®H","3G70",null,"BITNER","KMT",1,336520,"PLN",0.23,null,null,null,null,null,null,null,"n95"]
[8443,null,"STEROWNICZE","H60845",5902956113931,"BiT 1000®H","4G120",null,"BITNER","KMT",1,744040,"PLN",0.23,null,null,null,null,null,null,null,"n95"]
[8457,null,"STEROWNICZE","H61570",5902956114075,"BiT 1000®H","16x2x0,5",null,"BITNER","KMT",1,32230,"PLN",0.23,null,null,null,null,null,null,null,"n95"]
[8458,null,"STEROWNICZE","H61571",5902956114082,"BiT 1000®H","18x2x0,5",null,"BITNER","KMT",1,35870,"PLN",0.23,null,null,null,null,null,null,null,"n95"]
[8468,null,"STEROWNICZE","H61581",5902956114181,"BiT 1000®H","10x2x0,75",null,"BITNER","KMT",1,29650,"PLN",0.23,null,null,null,null,null,null,null,"n95"]
[8479,null,"STEROWNICZE","H61592",5902956114297,"BiT 1000®H","6x2x1,0",null,"BITNER","KMT",1,23200,"PLN",0.23,null,null,null,null,null,null,null,"n95"]
[8480,null,"STEROWNICZE","H61593",5902956114303,"BiT 1000®H","7x2x1,0",null,"BITNER","KMT",1,26980,"PLN",0.23,null,null,null,null,null,null,null,"n95"]
[8493,null,"STEROWNICZE","H61606",5902956114433,"BiT 1000®H","6x2x1,5",null,"BITNER","KMT",1,30970,"PLN",0.23,null,null,null,null,null,null,null,"n95"]
[8501,null,"STEROWNICZE","H61614",5902956114518,"BiT 1000®H","20x2x1,5",null,"BITNER","KMT",1,97770,"PLN",0.23,null,null,null,null,null,null,null,"n95"]
[8502,null,"STEROWNICZE","H61615",5902956114525,"BiT 1000®H","24x2x1,5",null,"BITNER","KMT",1,116650,"PLN",0.23,null,null,null,null,null,null,null,"n95"]
[8510,null,"STEROWNICZE","H61623",5902956114600,"BiT 1000®H","10x2x2,5",null,"BITNER","KMT",1,79600,"PLN",0.23,null,null,null,null,null,null,null,"n95"]
[8523,null,"STEROWNICZE","H63059",5902956115096,"BiT 1000®CH","7x0,5",null,"BITNER","KMT",1,14600,"PLN",0.23,null,null,null,null,null,null,null,"n95"]
[8524,null,"STEROWNICZE","H63060",5902956115102,"BiT 1000®CH","8G0,5",null,"BITNER","KMT",1,15120,"PLN",0.23,null,null,null,null,null,null,null,"n95"]
[8535,null,"STEROWNICZE","H63071",5902956115218,"BiT 1000®CH","30G0,5",null,"BITNER","KMT",1,40800,"PLN",0.23,null,null,null,null,null,null,null,"n95"]
[8545,null,"STEROWNICZE","H63081",5902956115317,"BiT 1000®CH","4x0,75",null,"BITNER","KMT",1,12460,"PLN",0.23,null,null,null,null,null,null,null,"n95"]
[8550,null,"STEROWNICZE","H63086",5902956115362,"BiT 1000®CH","7G0,75",null,"BITNER","KMT",1,16410,"PLN",0.23,null,null,null,null,null,null,null,"n95"]
[8560,null,"STEROWNICZE","H63096",5902956115461,"BiT 1000®CH","19G0,75",null,"BITNER","KMT",1,36320,"PLN",0.23,null,null,null,null,null,null,null,"n95"]
[8567,null,"STEROWNICZE","H63103",5902956115539,"BiT 1000®CH","52G0,75",null,"BITNER","KMT",1,84610,"PLN",0.23,null,null,null,null,null,null,null,"n95"]
[8572,null,"STEROWNICZE","H63108",5902956115584,"BiT 1000®CH","4G1,0",null,"BITNER","KMT",1,13220,"PLN",0.23,null,null,null,null,null,null,null,"n95"]
[8577,null,"STEROWNICZE","H63113",5902956115638,"BiT 1000®CH","6x1,0",null,"BITNER","KMT",1,19900,"PLN",0.23,null,null,null,null,null,null,null,"n95"]
[8586,null,"STEROWNICZE","H63122",5902956115720,"BiT 1000®CH","16G1,0",null,"BITNER","KMT",1,38530,"PLN",0.23,null,null,null,null,null,null,null,"n95"]
[8594,null,"STEROWNICZE","H63131",5902956115812,"BiT 1000®CH","42G1,0",null,"BITNER","KMT",1,88250,"PLN",0.23,null,null,null,null,null,null,null,"n95"]
[8602,null,"STEROWNICZE","H63139",5902956115898,"BiT 1000®CH","5G1,5",null,"BITNER","KMT",1,20700,"PLN",0.23,null,null,null,null,null,null,null,"n95"]
[8608,null,"STEROWNICZE","H63145",5902956115959,"BiT 1000®CH","8G1,5",null,"BITNER","KMT",1,29340,"PLN",0.23,null,null,null,null,null,null,null,"n95"]
[8616,null,"STEROWNICZE","H63153",5902956116031,"BiT 1000®CH","19G1,5",null,"BITNER","KMT",1,59610,"PLN",0.23,null,null,null,null,null,null,null,"n95"]
[8619,null,"STEROWNICZE","H63156",5902956116062,"BiT 1000®CH","30G1,5",null,"BITNER","KMT",1,87260,"PLN",0.23,null,null,null,null,null,null,null,"n95"]
[8630,null,"STEROWNICZE","H63167",5902956116178,"BiT 1000®CH","5G2,5",null,"BITNER","KMT",1,29160,"PLN",0.23,null,null,null,null,null,null,null,"n95"]
[8638,null,"STEROWNICZE","H63175",5902956116253,"BiT 1000®CH","12x2,5",null,"BITNER","KMT",1,66660,"PLN",0.23,null,null,null,null,null,null,null,"n95"]
[8644,null,"STEROWNICZE","H63181",5902956116314,"BiT 1000®CH","30G2,5",null,"BITNER","KMT",1,134620,"PLN",0.23,null,null,null,null,null,null,null,"n95"]
[8652,null,"STEROWNICZE","H61303",5902956116390,"BiT 1000®CH","5x2x0,5",null,"BITNER","KMT",1,19800,"PLN",0.23,null,null,null,null,null,null,null,"n95"]
[8660,null,"STEROWNICZE","H61311",5902956116475,"BiT 1000®CH","18x2x0,5",null,"BITNER","KMT",1,49590,"PLN",0.23,null,null,null,null,null,null,null,"n95"]
[8669,null,"STEROWNICZE","H61320",5902956116567,"BiT 1000®CH","8x2x0,75",null,"BITNER","KMT",1,36210,"PLN",0.23,null,null,null,null,null,null,null,"n95"]
[8674,null,"STEROWNICZE","H61325",5902956116611,"BiT 1000®CH","18x2x0,75",null,"BITNER","KMT",1,65070,"PLN",0.23,null,null,null,null,null,null,null,"n95"]
[8682,null,"STEROWNICZE","H61333",5902956116697,"BiT 1000®CH","7x2x1,0",null,"BITNER","KMT",1,36200,"PLN",0.23,null,null,null,null,null,null,null,"n95"]
[8686,null,"STEROWNICZE","H61337",5902956116734,"BiT 1000®CH","14x2x1,0",null,"BITNER","KMT",1,64010,"PLN",0.23,null,null,null,null,null,null,null,"n95"]
[8696,null,"STEROWNICZE","H61347",5902956116833,"BiT 1000®CH","7x2x1,5",null,"BITNER","KMT",1,47940,"PLN",0.23,null,null,null,null,null,null,null,"n95"]
[8701,null,"STEROWNICZE","H61352",5902956116888,"BiT 1000®CH","16x2x1,5",null,"BITNER","KMT",1,98550,"PLN",0.23,null,null,null,null,null,null,null,"n95"]
[8711,null,"STEROWNICZE","H61362",5902956116987,"BiT 1000®CH","8x2x2,5",null,"BITNER","KMT",1,80330,"PLN",0.23,null,null,null,null,null,null,null,"n95"]
[8718,null,"STEROWNICZE","H61052",5902956117052,"BiT 1000®HCH","4G0,5",null,"BITNER","KMT",1,11110,"PLN",0.23,null,null,null,null,null,null,null,"n95"]
[8723,null,"STEROWNICZE","H61057",5902956117106,"BiT 1000®HCH","10G0,5",null,"BITNER","KMT",1,21420,"PLN",0.23,null,null,null,null,null,null,null,"n95"]
[8736,null,"STEROWNICZE","H61070",5902956117236,"BiT 1000®HCH","4G0,75",null,"BITNER","KMT",1,13250,"PLN",0.23,null,null,null,null,null,null,null,"n95"]
[8737,null,"STEROWNICZE","H61071",5902956117243,"BiT 1000®HCH","5G0,75",null,"BITNER","KMT",1,15930,"PLN",0.23,null,null,null,null,null,null,null,"n95"]
[8745,null,"STEROWNICZE","H61079",5902956117328,"BiT 1000®HCH","18G0,75",null,"BITNER","KMT",1,38470,"PLN",0.23,null,null,null,null,null,null,null,"n95"]
[8753,null,"STEROWNICZE","H61087",5902956117403,"BiT 1000®HCH","5G1,0",null,"BITNER","KMT",1,18100,"PLN",0.23,null,null,null,null,null,null,null,"n95"]
[8759,null,"STEROWNICZE","H61093",5902956117465,"BiT 1000®HCH","14G1,0",null,"BITNER","KMT",1,37740,"PLN",0.23,null,null,null,null,null,null,null,"n95"]
[8767,null,"STEROWNICZE","H61101",5902956117540,"BiT 1000®HCH","3G1,5",null,"BITNER","KMT",1,15990,"PLN",0.23,null,null,null,null,null,null,null,"n95"]
[8778,null,"STEROWNICZE","H60903",5902956117656,"BiT 1000®HCH","5G2,5",null,"BITNER","KMT",1,31700,"PLN",0.23,null,null,null,null,null,null,null,"n95"]
[8781,null,"STEROWNICZE","H60906",5902956117687,"BiT 1000®HCH","14G2,5",null,"BITNER","KMT",1,70830,"PLN",0.23,null,null,null,null,null,null,null,"n95"]
[8789,null,"STEROWNICZE","H60914",5902956117762,"BiT 1000®HCH","7G4,0",null,"BITNER","KMT",1,59310,"PLN",0.23,null,null,null,null,null,null,null,"n95"]
[8795,null,"STEROWNICZE","H60920",5902956117823,"BiT 1000®HCH","3G10",null,"BITNER","KMT",1,62760,"PLN",0.23,null,null,null,null,null,null,null,"n95"]
[8803,null,"STEROWNICZE","H60928",5902956117908,"BiT 1000®HCH","3G25",null,"BITNER","KMT",1,139530,"PLN",0.23,null,null,null,null,null,null,null,"n95"]
[8811,null,"STEROWNICZE","H60936",5902956117984,"BiT 1000®HCH","5G50",null,"BITNER","KMT",1,419030,"PLN",0.23,null,null,null,null,null,null,null,"n95"]
[8820,null,"STEROWNICZE","H60945",5902956118073,"BiT 1000®HCH","4G150",null,"BITNER","KMT",1,983320,"PLN",0.23,null,null,null,null,null,null,null,"n95"]
[8825,null,"STEROWNICZE","H61750",5902956118585,"BiT 1000®(St) H","3x0,5",null,"BITNER","KMT",1,6400,"PLN",0.23,null,null,null,null,null,null,null,"n95"]
[8833,null,"STEROWNICZE","H61806",5902956118486,"BiT 1000®(St) H","8G0,5",null,"BITNER","KMT",1,11060,"PLN",0.23,null,null,null,null,null,null,null,"n95"]
[8845,null,"STEROWNICZE","H61814",5902956118561,"BiT 1000®(St) H","30G0,5",null,"BITNER","KMT",1,31440,"PLN",0.23,null,null,null,null,null,null,null,"n95"]
[8847,null,"STEROWNICZE","H61758",5902956118660,"BiT 1000®(St) H","37G0,5",null,"BITNER","KMT",1,37970,"PLN",0.23,null,null,null,null,null,null,null,"n95"]
[8859,null,"STEROWNICZE","H61820",5902956118783,"BiT 1000®(St) H","6G0,75",null,"BITNER","KMT",1,11520,"PLN",0.23,null,null,null,null,null,null,null,"n95"]
[8862,null,"STEROWNICZE","H61767",5902956118813,"BiT 1000®(St) H","7x0,75",null,"BITNER","KMT",1,13860,"PLN",0.23,null,null,null,null,null,null,null,"n95"]
[8869,null,"STEROWNICZE","H61826",5902956118882,"BiT 1000®(St) H","16G0,75",null,"BITNER","KMT",1,25130,"PLN",0.23,null,null,null,null,null,null,null,"n95"]
[8881,null,"STEROWNICZE","H61835",5902956119001,"BiT 1000®(St) H","61G0,75",null,"BITNER","KMT",1,84900,"PLN",0.23,null,null,null,null,null,null,null,"n95"]
[8887,null,"STEROWNICZE","H61839",5902956119063,"BiT 1000®(St) H","5G1,0",null,"BITNER","KMT",1,12500,"PLN",0.23,null,null,null,null,null,null,null,"n95"]
[8895,null,"STEROWNICZE","H61778",5902956119148,"BiT 1000®(St) H","10x1,0",null,"BITNER","KMT",1,23890,"PLN",0.23,null,null,null,null,null,null,null,"n95"]
[8903,null,"STEROWNICZE","H61848",5902956119223,"BiT 1000®(St) H","21G1,0",null,"BITNER","KMT",1,39810,"PLN",0.23,null,null,null,null,null,null,null,"n95"]
[8912,null,"STEROWNICZE","H61855",5902956119315,"BiT 1000®(St) H","61G1,0",null,"BITNER","KMT",1,108490,"PLN",0.23,null,null,null,null,null,null,null,"n95"]
[8917,null,"STEROWNICZE","H61785",5902956119360,"BiT 1000®(St) H","4x1,5",null,"BITNER","KMT",1,15130,"PLN",0.23,null,null,null,null,null,null,null,"n95"]
[8925,null,"STEROWNICZE","H61863",5902956119445,"BiT 1000®(St) H","10G1,5",null,"BITNER","KMT",1,29340,"PLN",0.23,null,null,null,null,null,null,null,"n95"]
[8929,null,"STEROWNICZE","H61865",5902956119483,"BiT 1000®(St) H","14G1,5",null,"BITNER","KMT",1,37270,"PLN",0.23,null,null,null,null,null,null,null,"n95"]
[8939,null,"STEROWNICZE","H61793",5902956119582,"BiT 1000®(St) H","40G1,5",null,"BITNER","KMT",1,99470,"PLN",0.23,null,null,null,null,null,null,null,"n95"]
[8947,null,"STEROWNICZE","H61795",5902956119667,"BiT 1000®(St) H","4x2,5",null,"BITNER","KMT",1,21640,"PLN",0.23,null,null,null,null,null,null,null,"n95"]
[8954,null,"STEROWNICZE","H61883",5902956119735,"BiT 1000®(St) H","10G2,5",null,"BITNER","KMT",1,43840,"PLN",0.23,null,null,null,null,null,null,null,"n95"]
[8961,null,"STEROWNICZE","H61889",5902956119803,"BiT 1000®(St) H","25G2,5",null,"BITNER","KMT",1,103270,"PLN",0.23,null,null,null,null,null,null,null,"n95"]
[8969,null,"STEROWNICZE","H61903",5902956119889,"BiT 1000®(St) H","5x2x0,5",null,"BITNER","KMT",1,13910,"PLN",0.23,null,null,null,null,null,null,null,"n95"]
[8971,null,"STEROWNICZE","H61905",5902956119902,"BiT 1000®(St) H","7x2x0,5",null,"BITNER","KMT",1,18210,"PLN",0.23,null,null,null,null,null,null,null,"n95"]
[8983,null,"STEROWNICZE","H61917",5902956120021,"BiT 1000®(St) H","5x2x0,75",null,"BITNER","KMT",1,18550,"PLN",0.23,null,null,null,null,null,null,null,"n95"]
[8988,null,"STEROWNICZE","H61922",5902956120076,"BiT 1000®(St) H","12x2x0,75",null,"BITNER","KMT",1,35400,"PLN",0.23,null,null,null,null,null,null,null,"n95"]
[8996,null,"STEROWNICZE","H61930",5902956120151,"BiT 1000®(St) H","4x2x1,0",null,"BITNER","KMT",1,17740,"PLN",0.23,null,null,null,null,null,null,null,"n95"]
[9005,null,"STEROWNICZE","H61939",5902956120243,"BiT 1000®(St) H","18x2x1,0",null,"BITNER","KMT",1,66290,"PLN",0.23,null,null,null,null,null,null,null,"n95"]
[9010,null,"STEROWNICZE","H61944",5902956120298,"BiT 1000®(St) H","4x2x1,5",null,"BITNER","KMT",1,23900,"PLN",0.23,null,null,null,null,null,null,null,"n95"]
[9021,null,"STEROWNICZE","H61955",5902956120403,"BiT 1000®(St) H","24x2x1,5",null,"BITNER","KMT",1,118880,"PLN",0.23,null,null,null,null,null,null,null,"n95"]
[9027,null,"STEROWNICZE","H61961",5902956120465,"BiT 1000®(St) H","7x2x2,5",null,"BITNER","KMT",1,59620,"PLN",0.23,null,null,null,null,null,null,null,"n95"]
[9032,null,"STEROWNICZE","H61966",5902956120519,"BiT 1000®(St) H","16x2x2,5",null,"BITNER","KMT",1,132220,"PLN",0.23,null,null,null,null,null,null,null,"n95"]
[9038,null,"STEROWNICZE","H62015",5902956121257,"BiT 1000®2(St) H","7x2x0,5",null,"BITNER","KMT",1,24710,"PLN",0.23,null,null,null,null,null,null,null,"n95"]
[9046,null,"STEROWNICZE","H62023",5902956121332,"BiT 1000®2(St) H","24x2x0,5",null,"BITNER","KMT",1,73210,"PLN",0.23,null,null,null,null,null,null,null,"n95"]
[9054,null,"STEROWNICZE","H62031",5902956121417,"BiT 1000®2(St) H","10x2x0,75",null,"BITNER","KMT",1,40610,"PLN",0.23,null,null,null,null,null,null,null,"n95"]
[9063,null,"STEROWNICZE","H62040",5902956121509,"BiT 1000®2(St) H","4x2x1,0",null,"BITNER","KMT",1,24300,"PLN",0.23,null,null,null,null,null,null,null,"n95"]
[9068,null,"STEROWNICZE","H62045",5902956121554,"BiT 1000®2(St) H","10x2x1,0",null,"BITNER","KMT",1,52880,"PLN",0.23,null,null,null,null,null,null,null,"n95"]
[9076,null,"STEROWNICZE","H62053",5902956121639,"BiT 1000®2(St) H","3x2x1,5",null,"BITNER","KMT",1,23820,"PLN",0.23,null,null,null,null,null,null,null,"n95"]
[9088,null,"STEROWNICZE","H62065",5902956121752,"BiT 1000®2(St) H","24x2x1,5",null,"BITNER","KMT",1,155540,"PLN",0.23,null,null,null,null,null,null,null,"n95"]
[9090,null,"STEROWNICZE","H62067",5902956121783,"BiT 1000®2(St) H","3x2x2,5",null,"BITNER","KMT",1,32270,"PLN",0.23,null,null,null,null,null,null,null,"n95"]
[9098,null,"STEROWNICZE","H62075",5902956121868,"BiT 1000®2(St) H","14x2x2,5",null,"BITNER","KMT",1,137690,"PLN",0.23,null,null,null,null,null,null,null,"n95"]
[9105,null,"STEROWNICZE","IB0005",5902956136107,"IB-BiT 1000®","7x0,5",null,"BITNER","KMT",1,9150,"PLN",0.23,null,null,null,null,null,null,null,"n87E"]
[9112,null,"STEROWNICZE","IB0012",5902956136176,"IB-BiT 1000®","21x0,5",null,"BITNER","KMT",1,23130,"PLN",0.23,null,null,null,null,null,null,null,"n87E"]
[9120,null,"STEROWNICZE","IB0020",5902956136251,"IB-BiT 1000®","6x0,75",null,"BITNER","KMT",1,11210,"PLN",0.23,null,null,null,null,null,null,null,"n87E"]
[9130,null,"STEROWNICZE","IB0030",5902956136350,"IB-BiT 1000®","30x0,75",null,"BITNER","KMT",1,42370,"PLN",0.23,null,null,null,null,null,null,null,"n87E"]
[9134,null,"STEROWNICZE","IB0038",5902956136398,"IB-BiT 1000®","4x1,0",null,"BITNER","KMT",1,9750,"PLN",0.23,null,null,null,null,null,null,null,"n87E"]
[9146,null,"STEROWNICZE","IB0050",5902956136510,"IB-BiT 1000®","30x1,0",null,"BITNER","KMT",1,53910,"PLN",0.23,null,null,null,null,null,null,null,"n87E"]
[9147,null,"STEROWNICZE","IB0147",5902956136527,"IB-BiT 1000®","32x1,0",null,"BITNER","KMT",1,57630,"PLN",0.23,null,null,null,null,null,null,null,"n87E"]
[9156,null,"STEROWNICZE","IB0063",5902956136619,"IB-BiT 1000®","10x1,5",null,"BITNER","KMT",1,28780,"PLN",0.23,null,null,null,null,null,null,null,"n87E"]
[9168,null,"STEROWNICZE","IB0078",5902956136763,"IB-BiT 1000®","4x2,5",null,"BITNER","KMT",1,18500,"PLN",0.23,null,null,null,null,null,null,null,"n87E"]
[9172,null,"STEROWNICZE","IB0083",5902956268860,"IB-BiT 1000®","10x2,5",null,"BITNER","KMT",1,42900,"PLN",0.23,null,null,null,null,null,null,null,"n87E"]
[9178,null,"STEROWNICZE","IB0089",5902956136831,"IB-BiT 1000®","25x2,5",null,"BITNER","KMT",1,101840,"PLN",0.23,null,null,null,null,null,null,null,"n87E"]
[9190,null,"STEROWNICZE","IB0208",5902956136954,"IB-BiT 1000®","12x2x0,5",null,"BITNER","KMT",1,26020,"PLN",0.23,null,null,null,null,null,null,null,"n87E"]
[9197,null,"STEROWNICZE","IB0215",5902956137029,"IB-BiT 1000®","3x2x0,75",null,"BITNER","KMT",1,11200,"PLN",0.23,null,null,null,null,null,null,null,"n87E"]
[9204,null,"STEROWNICZE","IB0222",5902956137098,"IB-BiT 1000®","12x2x0,75",null,"BITNER","KMT",1,36000,"PLN",0.23,null,null,null,null,null,null,null,"n87E"]
[9212,null,"STEROWNICZE","IB0230",5902956137173,"IB-BiT 1000®","4x2x1,0",null,"BITNER","KMT",1,18090,"PLN",0.23,null,null,null,null,null,null,null,"n87E"]
[9214,null,"STEROWNICZE","IB0232",5902956137197,"IB-BiT 1000®","6x2x1,0",null,"BITNER","KMT",1,23760,"PLN",0.23,null,null,null,null,null,null,null,"n87E"]
[9226,null,"STEROWNICZE","IB0244",5902956137319,"IB-BiT 1000®","4x2x1,5",null,"BITNER","KMT",1,22710,"PLN",0.23,null,null,null,null,null,null,null,"n87E"]
[9234,null,"STEROWNICZE","IB0252",5902956137395,"IB-BiT 1000®","16x2x1,5",null,"BITNER","KMT",1,81190,"PLN",0.23,null,null,null,null,null,null,null,"n87E"]
[9239,null,"STEROWNICZE","IB0257",5902956137449,"IB-BiT 1000®","3x2x2,5",null,"BITNER","KMT",1,27260,"PLN",0.23,null,null,null,null,null,null,null,"n87E"]
[9248,null,"STEROWNICZE","IB0266",5902956137531,"IB-BiT 1000®","16x2x2,5",null,"BITNER","KMT",1,130200,"PLN",0.23,null,null,null,null,null,null,null,"n87E"]
[9256,null,"STEROWNICZE","IB1757",5902956137616,"IB-BiT 1000®C","10x0,5",null,"BITNER","KMT",1,18680,"PLN",0.23,null,null,null,null,null,null,null,"n87E"]
[9264,null,"STEROWNICZE","IB1765",5902956137692,"IB-BiT 1000®C","30x0,5",null,"BITNER","KMT",1,41130,"PLN",0.23,null,null,null,null,null,null,null,"n87E"]
[9270,null,"STEROWNICZE","IB1771",5902956137753,"IB-BiT 1000®C","2x0,75",null,"BITNER","KMT",1,8870,"PLN",0.23,null,null,null,null,null,null,null,"n87E"]
[9278,null,"STEROWNICZE","IB1779",5902956137838,"IB-BiT 1000®C","12x0,75",null,"BITNER","KMT",1,25760,"PLN",0.23,null,null,null,null,null,null,null,"n87E"]
[9281,null,"STEROWNICZE","IB1782",5902956137869,"IB-BiT 1000®C","18x0,75",null,"BITNER","KMT",1,35460,"PLN",0.23,null,null,null,null,null,null,null,"n87E"]
[9292,null,"STEROWNICZE","IB1793",5902956137975,"IB-BiT 1000®C","3x1,0",null,"BITNER","KMT",1,11980,"PLN",0.23,null,null,null,null,null,null,null,"n87E"]
[9297,null,"STEROWNICZE","IB1798",5902956138026,"IB-BiT 1000®C","8x1,0",null,"BITNER","KMT",1,22850,"PLN",0.23,null,null,null,null,null,null,null,"n87E"]
[9306,null,"STEROWNICZE","IB1807",5902956138118,"IB-BiT 1000®C","30x1,0",null,"BITNER","KMT",1,66640,"PLN",0.23,null,null,null,null,null,null,null,"n87E"]
[9314,null,"STEROWNICZE","IB1815",5902956138194,"IB-BiT 1000®C","4x1,5",null,"BITNER","KMT",1,17000,"PLN",0.23,null,null,null,null,null,null,null,"n87E"]
[9319,null,"STEROWNICZE","IB1820",5902956138248,"IB-BiT 1000®C","10x1,5",null,"BITNER","KMT",1,36470,"PLN",0.23,null,null,null,null,null,null,null,"n87E"]
[9323,null,"STEROWNICZE","IB1824",5902956138286,"IB-BiT 1000®C","18x1,5",null,"BITNER","KMT",1,57910,"PLN",0.23,null,null,null,null,null,null,null,"n87E"]
[9336,null,"STEROWNICZE","IB1837",5902956138415,"IB-BiT 1000®C","5x2,5",null,"BITNER","KMT",1,29400,"PLN",0.23,null,null,null,null,null,null,null,"n87E"]
[9341,null,"STEROWNICZE","IB1842",5902956138460,"IB-BiT 1000®C","14x2,5",null,"BITNER","KMT",1,69800,"PLN",0.23,null,null,null,null,null,null,null,"n87E"]
[9349,null,"STEROWNICZE","IB1850",5902956138545,"IB-BiT 1000®C","42x2,5",null,"BITNER","KMT",1,199700,"PLN",0.23,null,null,null,null,null,null,null,"n87E"]
[9356,null,"STEROWNICZE","IB0905",5902956138613,"IB-BiT 1000®C","7x2x0,5",null,"BITNER","KMT",1,25770,"PLN",0.23,null,null,null,null,null,null,null,"n87E"]
[9363,null,"STEROWNICZE","IB0912",5902956138682,"IB-BiT 1000®C","20x2x0,5",null,"BITNER","KMT",1,57220,"PLN",0.23,null,null,null,null,null,null,null,"n87E"]
[9371,null,"STEROWNICZE","IB0920",5902956138767,"IB-BiT 1000®C","8x2x0,75",null,"BITNER","KMT",1,35740,"PLN",0.23,null,null,null,null,null,null,null,"n87E"]
[9381,null,"STEROWNICZE","IB0930",5902956138866,"IB-BiT 1000®C","4x2x1,0",null,"BITNER","KMT",1,25240,"PLN",0.23,null,null,null,null,null,null,null,"n87E"]
[9385,null,"STEROWNICZE","IB0934",5902956138903,"IB-BiT 1000®C","8x2x1,0",null,"BITNER","KMT",1,43410,"PLN",0.23,null,null,null,null,null,null,null,"n87E"]
[9390,null,"STEROWNICZE","IB0939",5902956138958,"IB-BiT 1000®C","18x2x1,0",null,"BITNER","KMT",1,80570,"PLN",0.23,null,null,null,null,null,null,null,"n87E"]
[9398,null,"STEROWNICZE","IB0947",5902956139030,"IB-BiT 1000®C","7x2x1,5",null,"BITNER","KMT",1,51130,"PLN",0.23,null,null,null,null,null,null,null,"n87E"]
[9407,null,"STEROWNICZE","IB0956",5902956139122,"IB-BiT 1000®C","2x2x2,5",null,"BITNER","KMT",1,28880,"PLN",0.23,null,null,null,null,null,null,null,"n87E"]
[9412,null,"STEROWNICZE","IB0961",5902956139177,"IB-BiT 1000®C","7x2x2,5",null,"BITNER","KMT",1,71880,"PLN",0.23,null,null,null,null,null,null,null,"n87E"]
[9423,null,"STEROWNICZE","IB2005",5902956321725,"IB-BiT 1000®CY","7x0,5",null,"BITNER","KMT",1,16620,"PLN",0.23,null,null,null,null,null,null,null,"n87E"]
[9429,null,"STEROWNICZE","IB2011",5902956321787,"IB-BiT 1000®CY","18x0,5",null,"BITNER","KMT",1,31610,"PLN",0.23,null,null,null,null,null,null,null,"n87E"]
[9434,null,"STEROWNICZE","IB2016",5902956322067,"IB-BiT 1000®CY","25x0,5",null,"BITNER","KMT",1,40920,"PLN",0.23,null,null,null,null,null,null,null,"n87E"]
[9440,null,"STEROWNICZE","IB2023",5902956322111,"IB-BiT 1000®CY","4x0,75",null,"BITNER","KMT",1,13900,"PLN",0.23,null,null,null,null,null,null,null,"n87E"]
[9448,null,"STEROWNICZE","IB2031",5902956322388,"IB-BiT 1000®CY","16x0,75",null,"BITNER","KMT",1,35990,"PLN",0.23,null,null,null,null,null,null,null,"n87E"]
[9456,null,"STEROWNICZE","IB2039",5902956322425,"IB-BiT 1000®CY","30x0,75",null,"BITNER","KMT",1,59450,"PLN",0.23,null,null,null,null,null,null,null,"n87E"]
[9465,null,"STEROWNICZE","IB2051",5902956322487,"IB-BiT 1000®CY","5x1,0",null,"BITNER","KMT",1,18540,"PLN",0.23,null,null,null,null,null,null,null,"n87E"]
[9470,null,"STEROWNICZE","IB2055",5902956322524,"IB-BiT 1000®CY","12x1,0",null,"BITNER","KMT",1,34640,"PLN",0.23,null,null,null,null,null,null,null,"n87E"]
[9478,null,"STEROWNICZE","IB2063",5902956322579,"IB-BiT 1000®CY","25x1,0",null,"BITNER","KMT",1,63780,"PLN",0.23,null,null,null,null,null,null,null,"n87E"]
[9490,null,"STEROWNICZE","IB2075",5902956324894,"IB-BiT 1000®CY","6x1,5",null,"BITNER","KMT",1,26520,"PLN",0.23,null,null,null,null,null,null,null,"n87E"]
[9492,null,"STEROWNICZE","IB2077",5902956322678,"IB-BiT 1000®CY","8x1,5",null,"BITNER","KMT",1,32860,"PLN",0.23,null,null,null,null,null,null,null,"n87E"]
[9500,null,"STEROWNICZE","IB2084",5902956322739,"IB-BiT 1000®CY","21x1,5",null,"BITNER","KMT",1,74970,"PLN",0.23,null,null,null,null,null,null,null,"n87E"]
[9507,null,"STEROWNICZE","IB2091",5902956322777,"IB-BiT 1000®CY","37x1,5",null,"BITNER","KMT",1,122970,"PLN",0.23,null,null,null,null,null,null,null,"n87E"]
[9514,null,"STEROWNICZE","IB2100",5902956322845,"IB-BiT 1000®CY","6x2,5",null,"BITNER","KMT",1,37550,"PLN",0.23,null,null,null,null,null,null,null,"n87E"]
[9522,null,"STEROWNICZE","IB2108",5902956324955,"IB-BiT 1000®CY","19x2,5",null,"BITNER","KMT",1,103230,"PLN",0.23,null,null,null,null,null,null,null,"n87E"]
[9532,null,"STEROWNICZE","IB2119",5902956322999,"IB-BiT 1000®CY","10x4,0",null,"BITNER","KMT",1,87870,"PLN",0.23,null,null,null,null,null,null,null,"n87E"]
[9536,null,"STEROWNICZE","IB2124",5902956323033,"IB-BiT 1000®CY","7x6,0",null,"BITNER","KMT",1,84660,"PLN",0.23,null,null,null,null,null,null,null,"n87E"]
[9548,null,"STEROWNICZE","IB2139",5902956323163,"IB-BiT 1000®CY","3x25",null,"BITNER","KMT",1,147810,"PLN",0.23,null,null,null,null,null,null,null,"n87E"]
[9557,null,"STEROWNICZE","IB2148",5902956323255,"IB-BiT 1000®CY","5x50",null,"BITNER","KMT",1,443880,"PLN",0.23,null,null,null,null,null,null,null,"n87E"]
[9558,null,"STEROWNICZE","IB2149",5902956323262,"IB-BiT 1000®CY","3x70",null,"BITNER","KMT",1,391950,"PLN",0.23,null,null,null,null,null,null,null,"n87E"]
[9570,null,"STEROWNICZE","EM9052",5902956126764,"BiT 1000®Power","3x1,5",null,"BITNER","KMT",1,9020,"PLN",0.23,null,null,null,null,null,null,null,"n95"]
[9574,null,"STEROWNICZE","EM9056",5902956126801,"BiT 1000®Power","2x2,5",null,"BITNER","KMT",1,9000,"PLN",0.23,null,null,null,null,null,null,null,"n95"]
[9580,null,"STEROWNICZE","EM9062",5902956126863,"BiT 1000®Power","2x4,0",null,"BITNER","KMT",1,13610,"PLN",0.23,null,null,null,null,null,null,null,"n95"]
[9592,null,"STEROWNICZE","EM9074",5902956126986,"BiT 1000®Power","2x10",null,"BITNER","KMT",1,31900,"PLN",0.23,null,null,null,null,null,null,null,"n95"]
[9599,null,"STEROWNICZE","EM9081",5902956127051,"BiT 1000®Power","3G16",null,"BITNER","KMT",1,65840,"PLN",0.23,null,null,null,null,null,null,null,"n95"]
[9606,null,"STEROWNICZE","EM9088",5902956127129,"BiT 1000®Power","3x25",null,"BITNER","KMT",1,114380,"PLN",0.23,null,null,null,null,null,null,null,"n95"]
[9614,null,"STEROWNICZE","EM9097",5902956127211,"BiT 1000®Power","5G35",null,"BITNER","KMT",1,228520,"PLN",0.23,null,null,null,null,null,null,null,"n95"]
[9616,null,"STEROWNICZE","EM9099",5902956127235,"BiT 1000®Power","3G50",null,"BITNER","KMT",1,198990,"PLN",0.23,null,null,null,null,null,null,null,"n95"]
[9628,null,"STEROWNICZE","EM9112",5902956127365,"BiT 1000®Power","4x95",null,"BITNER","KMT",1,549330,"PLN",0.23,null,null,null,null,null,null,null,"n95"]
[9636,null,"STEROWNICZE","EM9120",5902956127440,"BiT 1000®Power","3x150",null,"BITNER","KMT",1,642600,"PLN",0.23,null,null,null,null,null,null,null,"n95"]
[9641,null,"STEROWNICZE","EM9125",5902956127495,"BiT 1000®Power","3x185",null,"BITNER","KMT",1,784040,"PLN",0.23,null,null,null,null,null,null,null,"n95"]
[9650,null,"STEROWNICZE","EM9145",5902956127587,"BiT 1000®Power","1G1,5",null,"BITNER","KMT",1,3010,"PLN",0.23,null,null,null,null,null,null,null,"n95"]
[9658,null,"STEROWNICZE","EM9154",5902956127679,"BiT 1000®Power","1G70",null,"BITNER","KMT",1,98530,"PLN",0.23,null,null,null,null,null,null,null,"n95"]
[9666,null,"STEROWNICZE","EM9162",5902956127754,"BiT 1000®Power","1x1,5",null,"BITNER","KMT",1,2730,"PLN",0.23,null,null,null,null,null,null,null,"n95"]
[9672,null,"STEROWNICZE","EM9168",5902956127815,"BiT 1000®Power","1x25",null,"BITNER","KMT",1,34020,"PLN",0.23,null,null,null,null,null,null,null,"n95"]
[9680,null,"STEROWNICZE","EM9176",5902956127891,"BiT 1000®Power","1x240",null,"BITNER","KMT",1,290950,"PLN",0.23,null,null,null,null,null,null,null,"n95"]
[9683,null,"STEROWNICZE","S66461",5902956128058,"BiT 1000®solar czarny","1x2,5",null,"BITNER","KMT",1,5380,"PLN",0.23,null,null,null,null,null,null,null,"n32A"]
[9694,null,"STEROWNICZE","S66461.05",5902956238337,"BiT 1000®solar czerwony","1x2,5",null,"BITNER","KMT",1,5380,"PLN",0.23,null,null,null,null,null,null,null,"n32A"]
[9699,null,"STEROWNICZE","S66466.05",5902956238382,"BiT 1000®solar czerwony","1x25",null,"BITNER","KMT",1,34290,"PLN",0.23,null,null,null,null,null,null,null,"n32A"]
[9708,null,"STEROWNICZE","S66464.06",5902956238474,"BiT 1000®solar niebieski","1x10",null,"BITNER","KMT",1,14370,"PLN",0.23,null,null,null,null,null,null,null,"n32A"]
[9716,null,"STEROWNICZE","EM9001",5902956127938,"BiT CP","1x1,5",null,"BITNER","KMT",1,3120,"PLN",0.23,null,null,null,null,null,null,null,"n32B"]
[9721,null,"STEROWNICZE","EM9006",5902956127983,"BiT CP","1x16",null,"BITNER","KMT",1,21150,"PLN",0.23,null,null,null,null,null,null,null,"n32B"]
[9733,null,"STEROWNICZE","S10673",5902956141705,"BiT NOVAK","12x2x0,5+0,5",null,"BITNER","KMT",1,25330,"PLN",0.23,null,null,null,null,null,null,null,"n82"]
[9738,null,"STEROWNICZE","LP0171",5902956141668,"BiTsensor PE-H LSOH ","2x2x22AWG",null,"BITNER","KMT",1,5180,"PLN",0.23,null,null,null,null,null,null,null,"n81"]
[9743,null,"STEROWNICZE","EB0009",5902956141521,"BiT Profibus PA","1x2x1,0 niebieski",null,"BITNER","KMT",1,13620,"PLN",0.23,null,null,null,null,null,null,null,"n81"]
[9750,null,"STEROWNICZE","IP0002",5902956145536,"BiTservo®2YSLCY-J","4G2,5",null,"BITNER","KMT",1,21600,"PLN",0.23,null,null,null,null,null,null,null,"n89"]
[9757,null,"STEROWNICZE","IP0009",5902956145604,"BiTservo®2YSLCY-J","4G50",null,"BITNER","KMT",1,280720,"PLN",0.23,null,null,null,null,null,null,null,"n89"]
[9765,null,"STEROWNICZE","IP0051",5902956146731,"BiTservo®2XSLCY-J","4G2,5",null,"BITNER","KMT",1,22270,"PLN",0.23,null,null,null,null,null,null,null,"n89"]
[9775,null,"STEROWNICZE","IP0061",5902956146830,"BiTservo®2XSLCY-J","4G120",null,"BITNER","KMT",1,668100,"PLN",0.23,null,null,null,null,null,null,null,"n89"]
[9779,null,"STEROWNICZE","IP0100",5902956146120,"BiTservo®3plus 2YSLCY-J","3x1,5+3G0,25",null,"BITNER","KMT",1,13870,"PLN",0.23,null,null,null,null,null,null,null,"n89"]
[9787,null,"STEROWNICZE","IP0108",5902956146205,"BiTservo®3plus 2YSLCY-J","3x50+3G10",null,"BITNER","KMT",1,254370,"PLN",0.23,null,null,null,null,null,null,null,"n89"]
[9792,null,"STEROWNICZE","IP0113",5902956146250,"BiTservo®3plus 2YSLCY-J","3x185+3G35",null,"BITNER","KMT",1,879150,"PLN",0.23,null,null,null,null,null,null,null,"n89"]
[9801,null,"STEROWNICZE","IP0157",5902956147394,"BiTservo®3plus 2XSLCY-J","3X35+3G6,0",null,"BITNER","KMT",1,180170,"PLN",0.23,null,null,null,null,null,null,null,"n89"]
[9809,null,"STEROWNICZE","IP1600",5902956147028,"BiTservo®UV 2XSLCYK-J","4G1,5",null,"BITNER","KMT",1,15970,"PLN",0.23,null,null,null,null,null,null,null,"n89"]
[9817,null,"STEROWNICZE","IP1608",5902956147103,"BiTservo®UV 2XSLCYK-J","4G50",null,"BITNER","KMT",1,282600,"PLN",0.23,null,null,null,null,null,null,null,"n89"]
[9823,null,"STEROWNICZE","IP1614",5902956147165,"BiTservo®UV 2XSLCYK-J","4G240",null,"BITNER","KMT",1,1309500,"PLN",0.23,null,null,null,null,null,null,null,"n89"]
[9831,null,"STEROWNICZE","IP1657",5902956145895,"BiTservo®UV 2YSLCYK-J","4G35",null,"BITNER","KMT",1,203400,"PLN",0.23,null,null,null,null,null,null,null,"n89"]
[9842,null,"STEROWNICZE","IP1703",5902956147509,"BiTservo®UV 3plus 2XSLCYK-J","3x6,0+3G1,0",null,"BITNER","KMT",1,36640,"PLN",0.23,null,null,null,null,null,null,null,"n89"]
[9845,null,"STEROWNICZE","IP1706",5902956147530,"BiTservo®UV 3plus 2XSLCYK-J","3x25+3G4,0",null,"BITNER","KMT",1,132460,"PLN",0.23,null,null,null,null,null,null,null,"n89"]
[9857,null,"STEROWNICZE","IP1753",5902956146458,"BiTservo®UV 3plus 2YSLCYK-J","3x6,0+3G1,0",null,"BITNER","KMT",1,36130,"PLN",0.23,null,null,null,null,null,null,null,"n89"]
[9859,null,"STEROWNICZE","IP1755",5902956146472,"BiTservo®UV 3plus 2YSLCYK-J","3x16+3G2,5",null,"BITNER","KMT",1,84100,"PLN",0.23,null,null,null,null,null,null,null,"n89"]
[9867,null,"STEROWNICZE","IP1763",5902956146557,"BiTservo®UV 3plus 2YSLCYK-J","3x185+3G35",null,"BITNER","KMT",1,877110,"PLN",0.23,null,null,null,null,null,null,null,"n89"]
[9879,null,"STEROWNICZE","IP1810",5902956146076,"BiTservo®2YSLCH-J","4G95",null,"BITNER","KMT",1,628770,"PLN",0.23,null,null,null,null,null,null,null,"n89"]
[9884,null,"STEROWNICZE","IP1850",5902956147172,"BiTservo®2XSLCH-J","4G1,5",null,"BITNER","KMT",1,18760,"PLN",0.23,null,null,null,null,null,null,null,"n89"]
[9889,null,"STEROWNICZE","IP1855",5902956147226,"BiTservo®2XSLCH-J","4G16",null,"BITNER","KMT",1,113430,"PLN",0.23,null,null,null,null,null,null,null,"n89"]
[9901,null,"STEROWNICZE","IP2122",5902956146892,"BiTservo®UV 2XSLCYK-J FR","4G4,0",null,"BITNER","KMT",1,31030,"PLN",0.23,null,null,null,null,null,null,null,"n89"]
[9909,null,"STEROWNICZE","IP2130",5902956146977,"BiTservo®UV 2XSLCYK-J FR","4G95",null,"BITNER","KMT",1,550410,"PLN",0.23,null,null,null,null,null,null,null,"n89"]
[9915,null,"STEROWNICZE","IP2221",5902956150851,"BiTservo®UV 3PLUS-2XSLCYK-J FR","3x2,5+3G0,5",null,"BITNER","KMT",1,19740,"PLN",0.23,null,null,null,null,null,null,null,"n89"]
[9923,null,"STEROWNICZE","IP2229",5902956150936,"BiTservo®UV 3PLUS-2XSLCYK-J FR","3x70+3G10",null,"BITNER","KMT",1,348720,"PLN",0.23,null,null,null,null,null,null,null,"n89"]
[9926,null,"STEROWNICZE","IP2232",5902956150967,"BiTservo®UV 3PLUS-2XSLCYK-J FR","3x150+3G25",null,"BITNER","KMT",1,721160,"PLN",0.23,null,null,null,null,null,null,null,"n89"]
[9937,null,"STEROWNICZE","IP2308",5902956146656,"BiTservo®3plus 2YSLCH-J","3x50+3G10",null,"BITNER","KMT",1,295070,"PLN",0.23,null,null,null,null,null,null,null,"n89"]
[9945,null,"STEROWNICZE","IP2401",5902956147639,"BiTservo®3plus 2XSLCH-J ","3X2,5+3G0,5",null,"BITNER","KMT",1,22910,"PLN",0.23,null,null,null,null,null,null,null,"n89"]
[9951,null,"STEROWNICZE","IP2407",5902956147691,"BiTservo®3plus 2XSLCH-J ","3X35+3G6,0",null,"BITNER","KMT",1,209000,"PLN",0.23,null,null,null,null,null,null,null,"n89"]
[9959,null,"STEROWNICZE","IP4550",5902956148148,"BiTservo®MV10 6/10kV ","3x16+3x16/3",null,"BITNER","KMT",1,390830,"PLN",0.23,null,null,null,null,null,null,null,"n89E"]
[9967,null,"STEROWNICZE","IP4558",5902956148223,"BiTservo®MV10 6/10kV ","3x150+3x70/3 ",null,"BITNER","KMT",1,1490160,"PLN",0.23,null,null,null,null,null,null,null,"n89E"]
[9968,null,"STEROWNICZE","IP4559",5902956148230,"BiTservo®MV10 6/10kV ","3x185+3x95/3 ",null,"BITNER","KMT",1,1778730,"PLN",0.23,null,null,null,null,null,null,null,"n89E"]
[9981,null,"STEROWNICZE","IP4592",5902956150530,"BiTservo®FS  FE180/E90","4G150",null,"BITNER","KMT",1,1158300,"PLN",0.23,null,null,null,null,null,null,null,"n89E"]
[9989,null,"STEROWNICZE","IP4655",5902956150615,"BiTservo®FS  FE180/E90","3X16+3G2,5",null,"BITNER","KMT",1,138640,"PLN",0.23,null,null,null,null,null,null,null,"n89E"]
[9993,null,"STEROWNICZE","IP4659",5902956150653,"BiTservo®FS  FE180/E90","3X70+3G10",null,"BITNER","KMT",1,494510,"PLN",0.23,null,null,null,null,null,null,null,"n89E"]
[10003,null,"STEROWNICZE","S52954",5902956079718,"H05 VVH6-F 300/500V","18G0,75",null,"BITNER","KMT",1,29660,"PLN",0.23,null,null,null,null,null,null,null,"n31"]
[10008,null,"STEROWNICZE","S52959",5902956079763,"H05 VVH6-F 300/500V","6G1,0",null,"BITNER","KMT",1,12980,"PLN",0.23,null,null,null,null,null,null,null,"n31"]
[10018,null,"STEROWNICZE","S61803",5902956085139,"H07 VVH6-F 450/750V","6G1,5",null,"BITNER","KMT",1,18420,"PLN",0.23,null,null,null,null,null,null,null,"n31"]
[10025,null,"STEROWNICZE","S61810",5902956085207,"H07 VVH6-F 450/750V","9G2,5",null,"BITNER","KMT",1,43910,"PLN",0.23,null,null,null,null,null,null,null,"n31"]
[10030,null,"STEROWNICZE","S61815",5902956085252,"H07 VVH6-F 450/750V","5G6,0",null,"BITNER","KMT",1,56380,"PLN",0.23,null,null,null,null,null,null,null,"n31"]
[10035,null,"STEROWNICZE","S61820",5902956085306,"H07 VVH6-F 450/750V","4G25",null,"BITNER","KMT",1,"oferta","PLN",0.23,null,null,null,null,null,null,null,"n31"]
[10044,null,"STEROWNICZE","S10008",5902956140791,"RD-Y(St)Y Bd","28x2x0,5",null,"BITNER","KMT",1,46930,"PLN",0.23,null,null,null,null,null,null,null,"n82"]
[10052,null,"STEROWNICZE","S10015",5902956281821,"RD-Y(St)Y Bd","16x2x1,0",null,"BITNER","KMT",1,56190,"PLN",0.23,null,null,null,null,null,null,null,"n82"]
[10060,null,"STEROWNICZE","S10407",5902956150783,"RD-Y(St)Yv Bd","28x2x0,5",null,"BITNER","KMT",1,48040,"PLN",0.23,null,null,null,null,null,null,null,"n82"]
[10066,null,"STEROWNICZE","S10414",5902956281852,"RD-Y(St)Yv Bd","4x2x1,0",null,"BITNER","KMT",1,"oferta","PLN",0.23,null,null,null,null,null,null,null,"n82"]
[10074,null,"STEROWNICZE","S10055",5902956281722,"BiT RD-H(St)HBd","20x2x0,5",null,"BITNER","KMT",1,42790,"PLN",0.23,null,null,null,null,null,null,null,"n82"]
[10085,null,"STEROWNICZE","S10100",5902956140593,"RE-2Y(St)Yv-P","2x2x0,5",null,"BITNER","KMT",1,5960,"PLN",0.23,null,null,null,null,null,null,null,"n82"]
[10088,null,"STEROWNICZE","S10103",5902956140623,"RE-2Y(St)Yv-P","12x2x0,5",null,"BITNER","KMT",1,22540,"PLN",0.23,null,null,null,null,null,null,null,"n82"]
[10096,null,"STEROWNICZE","S10111",5902956140708,"RE-2Y(St)Yv-P","16x2x1,3",null,"BITNER","KMT",1,72320,"PLN",0.23,null,null,null,null,null,null,null,"n82"]
[10102,null,"STEROWNICZE","S10117",5902956281920,"RE-2Y(St)Yv-P","24x2x0,75",null,"BITNER","KMT",1,61230,"PLN",0.23,null,null,null,null,null,null,null,"n82"]
[10110,null,"STEROWNICZE","S10163",5902956281937,"RE-2Y(St)Yv-P(St)","2x2x0,75",null,"BITNER","KMT",1,9170,"PLN",0.23,null,null,null,null,null,null,null,"n82"]
[10118,null,"STEROWNICZE","S10161",5902956140579,"RE-2Y(St)Yv-P(St)","16x2x1,3",null,"BITNER","KMT",1,82410,"PLN",0.23,null,null,null,null,null,null,null,"n82"]
[10127,null,"STEROWNICZE","S10652",5902956141903,"BiT KJAAM ARM","8x(2+1)x0,5+0,5",null,"BITNER","KMT",1,32800,"PLN",0.23,null,null,null,null,null,null,null,"n82"]
[10132,null,"STEROWNICZE","S10572",5902956141859,"BiT KJAAM OUTDOOR","8x(2+1)x0,5+0,5",null,"BITNER","KMT",1,27890,"PLN",0.23,null,null,null,null,null,null,null,"n82"]
[10140,null,"BEZPIECZNE","B62600",5902956148278,"BiTflame®1000 FE180/E90 0,6/1kV","1x1,5 RE",null,"BITNER","KMT",1,2840,"PLN",0.23,null,null,null,null,null,null,null,"n01"]
[10144,null,"BEZPIECZNE","B62604",5902956148315,"BiTflame®1000 FE180/E90 0,6/1kV","1x10 RE",null,"BITNER","KMT",1,11000,"PLN",0.23,null,null,null,null,null,null,null,"n01"]
[10154,null,"BEZPIECZNE","B62614",5902956148414,"BiTflame®1000 FE180/E90 0,6/1kV","1x240 RM",null,"BITNER","KMT",1,226670,"PLN",0.23,null,null,null,null,null,null,null,"n01"]
[10159,null,"BEZPIECZNE","B62619",5902956148469,"BiTflame®1000 FE180/E90 0,6/1kV","2x6,0 RE",null,"BITNER","KMT",1,15950,"PLN",0.23,null,null,null,null,null,null,null,"n01"]
[10169,null,"BEZPIECZNE","B62689",5902956149169,"BiTflame®1000 FE180/E90 0,6/1kV","3G6,0 RE",null,"BITNER","KMT",1,22670,"PLN",0.23,null,null,null,null,null,null,null,"n01"]
[10176,null,"BEZPIECZNE","B62696",5902956149237,"BiTflame®1000 FE180/E90 0,6/1kV","3G95 RM",null,"BITNER","KMT",1,287410,"PLN",0.23,null,null,null,null,null,null,null,"n01"]
[10181,null,"BEZPIECZNE","B62701",5902956149282,"BiTflame®1000 FE180/E90 0,6/1kV","4G1,5 RE",null,"BITNER","KMT",1,10880,"PLN",0.23,null,null,null,null,null,null,null,"n01"]
[10194,null,"BEZPIECZNE","B62714",5902956149411,"BiTflame®1000 FE180/E90 0,6/1kV","4G185 RM",null,"BITNER","KMT",1,731260,"PLN",0.23,null,null,null,null,null,null,null,"n01"]
[10202,null,"BEZPIECZNE","B62722",5902956149497,"BiTflame®1000 FE180/E90 0,6/1kV","5G25 RM",null,"BITNER","KMT",1,134930,"PLN",0.23,null,null,null,null,null,null,null,"n01"]
[10203,null,"BEZPIECZNE","B62723",5902956149503,"BiTflame®1000 FE180/E90 0,6/1kV","5G35 RM",null,"BITNER","KMT",1,178590,"PLN",0.23,null,null,null,null,null,null,null,"n01"]
[10211,null,"BEZPIECZNE","B62731",5902956149589,"BiTflame®1000 FE180/E90 0,6/1kV","7G2,5 RE",null,"BITNER","KMT",1,25320,"PLN",0.23,null,null,null,null,null,null,null,"n01"]
[10224,null,"BEZPIECZNE","B62744",5902956149718,"BiTflame®1000 FE180/E90 0,6/1kV","19G1,5 RE",null,"BITNER","KMT",1,46850,"PLN",0.23,null,null,null,null,null,null,null,"n01"]
[10225,null,"BEZPIECZNE","B62745",5902956149725,"BiTflame®1000 FE180/E90 0,6/1kV","19G2,5 RE",null,"BITNER","KMT",1,66590,"PLN",0.23,null,null,null,null,null,null,null,"n01"]
[10236,null,"BEZPIECZNE","B62503",5902956149831,"BiTflame®1000C FE180/E90 0,6/1kV","2x6,0RE/6,0",null,"BITNER","KMT",1,27040,"PLN",0.23,null,null,null,null,null,null,null,"n01"]
[10246,null,"BEZPIECZNE","B62513",5902956149930,"BiTflame®1000C FE180/E90 0,6/1kV","3x6,0RE/6,0",null,"BITNER","KMT",1,34550,"PLN",0.23,null,null,null,null,null,null,null,"n01"]
[10247,null,"BEZPIECZNE","B62514",5902956149947,"BiTflame®1000C FE180/E90 0,6/1kV","3x10RE/10",null,"BITNER","KMT",1,48700,"PLN",0.23,null,null,null,null,null,null,null,"n01"]
[10261,null,"BEZPIECZNE","B62528",5902956150080,"BiTflame®1000C FE180/E90 0,6/1kV","4x6,0RE/6,0",null,"BITNER","KMT",1,42830,"PLN",0.23,null,null,null,null,null,null,null,"n01"]
[10268,null,"BEZPIECZNE","B62535",5902956150158,"BiTflame®1000C FE180/E90 0,6/1kV","4x95RM/50",null,"BITNER","KMT",1,462670,"PLN",0.23,null,null,null,null,null,null,null,"n01"]
[10269,null,"BEZPIECZNE","B62536",5902956150165,"BiTflame®1000C FE180/E90 0,6/1kV","4x120RM/70",null,"BITNER","KMT",1,573000,"PLN",0.23,null,null,null,null,null,null,null,"n01"]
[10278,null,"BEZPIECZNE","B62545",5902956150257,"BiTflame®1000C FE180/E90 0,6/1kV","10x1,5RE/2,5",null,"BITNER","KMT",1,35160,"PLN",0.23,null,null,null,null,null,null,null,"n01"]
[10290,null,"BEZPIECZNE","B62557",5902956150370,"BiTflame®1000C FE180/E90 0,6/1kV","24x1,5RE/6,0",null,"BITNER","KMT",1,77620,"PLN",0.23,null,null,null,null,null,null,null,"n01"]
[10295,null,"BEZPIECZNE","B60401",5902956198006,"(N)HXCH FE180/E30 ","3x2,5RE/2,5",null,"BITNER","KMT",1,16480,"PLN",0.23,null,null,null,null,null,null,null,"n01"]
[10303,null,"BEZPIECZNE","B60409",5902956198143,"(N)HXCH FE180/E30 ","4x1,5RE/1,5",null,"BITNER","KMT",1,15800,"PLN",0.23,null,null,null,null,null,null,null,"n01"]
[10312,null,"BEZPIECZNE","B60418",5902956198297,"(N)HXCH FE180/E30 ","7x1,5RE/2,5",null,"BITNER","KMT",1,22140,"PLN",0.23,null,null,null,null,null,null,null,"n01"]
[10317,null,"BEZPIECZNE","B60423",5902956198365,"(N)HXCH FE180/E30 ","12x2,5RE/4,0",null,"BITNER","KMT",1,45670,"PLN",0.23,null,null,null,null,null,null,null,"n01"]
[10320,null,"BEZPIECZNE","B60426",5902956197948,"(N)HXCH FE180/E30 ","2x4,0RE/4,0",null,"BITNER","KMT",1,18070,"PLN",0.23,null,null,null,null,null,null,null,"n01"]
[10334,null,"BEZPIECZNE","B60446",5902956197986,"(N)HXCH FE180/E30 ","2x25RM/16",null,"BITNER","KMT",1,73920,"PLN",0.23,null,null,null,null,null,null,null,"n01"]
[10339,null,"BEZPIECZNE","B60451",5902956198396,"(N)HXCH FE180/E30 ","14x2,5RE/4,0",null,"BITNER","KMT",1,52010,"PLN",0.23,null,null,null,null,null,null,null,"n01"]
[10345,null,"BEZPIECZNE","B60457",5902956198464,"(N)HXCH FE180/E30 ","30x1,5RE/6,0",null,"BITNER","KMT",1,76430,"PLN",0.23,null,null,null,null,null,null,null,"n01"]
[10353,null,"BEZPIECZNE","B60603",5902956198587,"(N)HXCH FE180/E90","3x6,0RE/6,0",null,"BITNER","KMT",1,30730,"PLN",0.23,null,null,null,null,null,null,null,"n01"]
[10361,null,"BEZPIECZNE","B60611",5902956198723,"(N)HXCH FE180/E90","4x4,0RE/4,0",null,"BITNER","KMT",1,27840,"PLN",0.23,null,null,null,null,null,null,null,"n01"]
[10370,null,"BEZPIECZNE","B60620",5902956198884,"(N)HXCH FE180/E90","10x1,5RE/2,5",null,"BITNER","KMT",1,30910,"PLN",0.23,null,null,null,null,null,null,null,"n01"]
[10375,null,"BEZPIECZNE","B60635",5902956199010,"(N)HXCH FE180/E90","24x2,5RE/10",null,"BITNER","KMT",1,95440,"PLN",0.23,null,null,null,null,null,null,null,"n01"]
[10383,null,"BEZPIECZNE","B60644",5902956198693,"(N)HXCH FE180/E90","3x240RM/120",null,"BITNER","KMT",1,821600,"PLN",0.23,null,null,null,null,null,null,null,"n01"]
[10391,null,"BEZPIECZNE","B60652",5902956198952,"(N)HXCH FE180/E90","14x2,5RE/4,0",null,"BITNER","KMT",1,53910,"PLN",0.23,null,null,null,null,null,null,null,"n01"]
[10395,null,"BEZPIECZNE","B60656",5902956199027,"(N)HXCH FE180/E90","30x1,5RE/6,0",null,"BITNER","KMT",1,79780,"PLN",0.23,null,null,null,null,null,null,null,"n01"]
[10405,null,"BEZPIECZNE","B60636",5902956198488,"(N)HXCH FE180/E90 ","2x1,5RE/1,5",null,"BITNER","KMT",1,11640,"PLN",0.23,null,null,null,null,null,null,null,"n01"]
[10410,null,"BEZPIECZNE","B60027",5902956192189,"(N)HXH-J FE180/E30","3x10 RE",null,"BITNER","KMT",1,34410,"PLN",0.23,null,null,null,null,null,null,null,"n01"]
[10420,null,"BEZPIECZNE","B60037",5902956192288,"(N)HXH-J FE180/E30","3x240  RM",null,"BITNER","KMT",1,690810,"PLN",0.23,null,null,null,null,null,null,null,"n01"]
[10427,null,"BEZPIECZNE","B60044",5902956192356,"(N)HXH-J FE180/E30","4x25 RM",null,"BITNER","KMT",1,106390,"PLN",0.23,null,null,null,null,null,null,null,"n01"]
[10432,null,"BEZPIECZNE","B60049",5902956192400,"(N)HXH-J FE180/E30","4x120  RM",null,"BITNER","KMT",1,450400,"PLN",0.23,null,null,null,null,null,null,null,"n01"]
[10437,null,"BEZPIECZNE","B60054",5902956192455,"(N)HXH-J FE180/E30","5x2,5 RE",null,"BITNER","KMT",1,18440,"PLN",0.23,null,null,null,null,null,null,null,"n01"]
[10446,null,"BEZPIECZNE","B60063",5902956192547,"(N)HXH-J FE180/E30","5x95  RM",null,"BITNER","KMT",1,461480,"PLN",0.23,null,null,null,null,null,null,null,"n01"]
[10454,null,"BEZPIECZNE","B60074",5902956192639,"(N)HXH-J FE180/E30","10x4,0 RE",null,"BITNER","KMT",1,49180,"PLN",0.23,null,null,null,null,null,null,null,"n01"]
[10462,null,"BEZPIECZNE","B60082",5902956192738,"(N)HXH-J FE180/E30","24x1,5 RE",null,"BITNER","KMT",1,54770,"PLN",0.23,null,null,null,null,null,null,null,"n01"]
[10468,null,"BEZPIECZNE","B60088",5902956192790,"(N)HXH-J FE180/E30","48x1,5 RE",null,"BITNER","KMT",1,101400,"PLN",0.23,null,null,null,null,null,null,null,"n01"]
[10476,null,"BEZPIECZNE","B60107",5902956192844,"(N)HXH-J FE180/E30","3x70+1x35RM",null,"BITNER","KMT",1,240900,"PLN",0.23,null,null,null,null,null,null,null,"n01"]
[10487,null,"BEZPIECZNE","B60227",5902956193896,"(N)HXH-J FE180/E90","3x16 RM",null,"BITNER","KMT",1,54980,"PLN",0.23,null,null,null,null,null,null,null,"n01"]
[10490,null,"BEZPIECZNE","B60230",5902956193926,"(N)HXH-J FE180/E90","3x50 RM",null,"BITNER","KMT",1,149990,"PLN",0.23,null,null,null,null,null,null,null,"n01"]
[10498,null,"BEZPIECZNE","B60238",5902956194008,"(N)HXH-J FE180/E90","4x2,5 RE",null,"BITNER","KMT",1,15210,"PLN",0.23,null,null,null,null,null,null,null,"n01"]
[10504,null,"BEZPIECZNE","B60244",5902956194060,"(N)HXH-J FE180/E90","4x35 RM",null,"BITNER","KMT",1,142010,"PLN",0.23,null,null,null,null,null,null,null,"n01"]
[10512,null,"BEZPIECZNE","B60252",5902956194145,"(N)HXH-J FE180/E90","5x1,5 RE",null,"BITNER","KMT",1,13420,"PLN",0.23,null,null,null,null,null,null,null,"n01"]
[10520,null,"BEZPIECZNE","B60260",5902956194220,"(N)HXH-J FE180/E90","5x50 RM",null,"BITNER","KMT",1,246060,"PLN",0.23,null,null,null,null,null,null,null,"n01"]
[10529,null,"BEZPIECZNE","B60269",5902956194312,"(N)HXH-J FE180/E90","  10x2,5 RE",null,"BITNER","KMT",1,35000,"PLN",0.23,null,null,null,null,null,null,null,"n01"]
[10534,null,"BEZPIECZNE","B60274",5902956194398,"(N)HXH-J FE180/E90","  19x1,5 RE",null,"BITNER","KMT",1,44680,"PLN",0.23,null,null,null,null,null,null,null,"n01"]
[10542,null,"BEZPIECZNE","B60291",5902956194466,"(N)HXH-J FE180/E90","3x25+1x16RM",null,"BITNER","KMT",1,99830,"PLN",0.23,null,null,null,null,null,null,null,"n01"]
[10554,null,"BEZPIECZNE","B60004",5902956191151,"(N)HXH-O FE180/E30","1x6,0 RE",null,"BITNER","KMT",1,7740,"PLN",0.23,null,null,null,null,null,null,null,"n01"]
[10556,null,"BEZPIECZNE","B60006",5902956191175,"(N)HXH-O FE180/E30","1x16 RM",null,"BITNER","KMT",1,17290,"PLN",0.23,null,null,null,null,null,null,null,"n01"]
[10568,null,"BEZPIECZNE","B60018",5902956191304,"(N)HXH-O FE180/E30","2x4,0 RE",null,"BITNER","KMT",1,11830,"PLN",0.23,null,null,null,null,null,null,null,"n01"]
[10571,null,"BEZPIECZNE","B60021",5902956191335,"(N)HXH-O FE180/E30","2x16 RE",null,"BITNER","KMT",1,38420,"PLN",0.23,null,null,null,null,null,null,null,"n01"]
[10578,null,"BEZPIECZNE","B60100",5902956191397,"(N)HXH-O FE180/E30","2x120 RM",null,"BITNER","KMT",1,235190,"PLN",0.23,null,null,null,null,null,null,null,"n01"]
[10590,null,"BEZPIECZNE","B60211",5902956192998,"(N)HXH-O FE180/E90","1x120RM",null,"BITNER","KMT",1,109250,"PLN",0.23,null,null,null,null,null,null,null,"n01"]
[10596,null,"BEZPIECZNE","B60217",5902956193063,"(N)HXH-O FE180/E90","2x4,0RE",null,"BITNER","KMT",1,12340,"PLN",0.23,null,null,null,null,null,null,null,"n01"]
[10604,null,"BEZPIECZNE","B60288",5902956193131,"(N)HXH-O FE180/E90","2x70 RM",null,"BITNER","KMT",1,140970,"PLN",0.23,null,null,null,null,null,null,null,"n01"]
[10612,null,"BEZPIECZNE","S63702",5902956200976,"BiT HDHXżo 450/750V","4x1,0",null,"BITNER","KMT",1,6240,"PLN",0.23,null,null,null,null,null,null,null,"n03"]
[10613,null,"BEZPIECZNE","S63703",5902956200983,"BiT HDHXżo 450/750V","5x1,0  ",null,"BITNER","KMT",1,7680,"PLN",0.23,null,null,null,null,null,null,null,"n03"]
[10626,null,"BEZPIECZNE","B50001",5902956187604,"HDGs FE180/PH90/E90","2x1,0",null,"BITNER","KMT",1,3210,"PLN",0.23,null,null,null,null,null,null,null,"n05"]
[10634,null,"BEZPIECZNE","B50204",5902956188946,"HDGsekwfżo FE180/PH90/E90","3x1,0",null,"BITNER","KMT",1,5380,"PLN",0.23,null,null,null,null,null,null,null,"n05c"]
[10638,null,"BEZPIECZNE","B50208",5902956188984,"HDGsekwfżo FE180/PH90/E90","4x1,0",null,"BITNER","KMT",1,6850,"PLN",0.23,null,null,null,null,null,null,null,"n05c"]
[10648,null,"BEZPIECZNE","B50218",5902956189080,"HDGsekwfżo FE180/PH90/E90","7x2,5",null,"BITNER","KMT",1,22580,"PLN",0.23,null,null,null,null,null,null,null,"n05c"]
[10656,null,"BEZPIECZNE","B50226",5902956189196,"HDGsekwfżo FE180/PH90/E90","16x1,5",null,"BITNER","KMT",1,32510,"PLN",0.23,null,null,null,null,null,null,null,"n05c"]
[10663,null,"BEZPIECZNE","B50233",5902956189295,"HDGsekwfżo FE180/PH90/E90","24x2,5",null,"BITNER","KMT",1,75160,"PLN",0.23,null,null,null,null,null,null,null,"n05c"]
[10670,null,"BEZPIECZNE","B50240",5902956189158,"HDGsekwfżo FE180/PH90/E90","14x1,0",null,"BITNER","KMT",1,20570,"PLN",0.23,null,null,null,null,null,null,null,"n05c"]
[10678,null,"BEZPIECZNE","B50007",5902956188083,"HDGsżo FE180/PH90/E90","3x2,5",null,"BITNER","KMT",1,9680,"PLN",0.23,null,null,null,null,null,null,null,"n05"]
[10680,null,"BEZPIECZNE","B50009",5902956188106,"HDGsżo FE180/PH90/E90","4x1,0",null,"BITNER","KMT",1,5960,"PLN",0.23,null,null,null,null,null,null,null,"n05c"]
[10692,null,"BEZPIECZNE","B50021",5902956188229,"HDGsżo FE180/PH90/E90","10x1,5",null,"BITNER","KMT",1,19700,"PLN",0.23,null,null,null,null,null,null,null,"n05c"]
[10697,null,"BEZPIECZNE","B50026",5902956188304,"HDGsżo FE180/PH90/E90","16x1,0",null,"BITNER","KMT",1,22250,"PLN",0.23,null,null,null,null,null,null,null,"n05c"]
[10705,null,"BEZPIECZNE","B50034",5902956188410,"HDGsżo FE180/PH90/E90","24x2,5",null,"BITNER","KMT",1,73780,"PLN",0.23,null,null,null,null,null,null,null,"n05c"]
[10714,null,"BEZPIECZNE","B50043",5902956188298,"HDGsżo FE180/PH90/E90","14x2,5",null,"BITNER","KMT",1,42710,"PLN",0.23,null,null,null,null,null,null,null,"n05c"]
[10719,null,"BEZPIECZNE","B50401",5902956189370,"HLGs FE180/PH90/E90","2x1,5",null,"BITNER","KMT",1,4350,"PLN",0.23,null,null,null,null,null,null,null,"n05"]
[10730,null,"BEZPIECZNE","B50608",5902956190741,"HLGsekwfżo FE180/PH90/E90","4x1,0",null,"BITNER","KMT",1,6740,"PLN",0.23,null,null,null,null,null,null,null,"n05c"]
[10736,null,"BEZPIECZNE","B50614",5902956190802,"HLGsekwfżo FE180/PH90/E90","5x2,5",null,"BITNER","KMT",1,16870,"PLN",0.23,null,null,null,null,null,null,null,"n05c"]
[10741,null,"BEZPIECZNE","B50619",5902956190857,"HLGsekwfżo FE180/PH90/E90","10x1,0",null,"BITNER","KMT",1,15030,"PLN",0.23,null,null,null,null,null,null,null,"n05c"]
[10747,null,"BEZPIECZNE","B50625",5902956190949,"HLGsekwfżo FE180/PH90/E90","16x1,0",null,"BITNER","KMT",1,22790,"PLN",0.23,null,null,null,null,null,null,null,"n05c"]
[10755,null,"BEZPIECZNE","B50633",5902956191052,"HLGsekwfżo FE180/PH90/E90","24x2,5",null,"BITNER","KMT",1,74790,"PLN",0.23,null,null,null,null,null,null,null,"n05c"]
[10763,null,"BEZPIECZNE","B50641",5902956190925,"HLGsekwfżo FE180/PH90/E90","14x1,5",null,"BITNER","KMT",1,27650,"PLN",0.23,null,null,null,null,null,null,null,"n05c"]
[10772,null,"BEZPIECZNE","B50408",5902956189868,"HLGsżo FE180/PH90/E90","4x1,0",null,"BITNER","KMT",1,5840,"PLN",0.23,null,null,null,null,null,null,null,"n05c"]
[10777,null,"BEZPIECZNE","B50413",5902956189912,"HLGsżo FE180/PH90/E90","5x1,5",null,"BITNER","KMT",1,10050,"PLN",0.23,null,null,null,null,null,null,null,"n05c"]
[10785,null,"BEZPIECZNE","B50421",5902956189998,"HLGsżo FE180/PH90/E90","10x2,5",null,"BITNER","KMT",1,31000,"PLN",0.23,null,null,null,null,null,null,null,"n05c"]
[10789,null,"BEZPIECZNE","B50425",5902956190062,"HLGsżo FE180/PH90/E90","16x1,0",null,"BITNER","KMT",1,21710,"PLN",0.23,null,null,null,null,null,null,null,"n05c"]
[10799,null,"BEZPIECZNE","B50435",5902956190192,"HLGsżo FE180/PH90/E90","30x1,5",null,"BITNER","KMT",1,56540,"PLN",0.23,null,null,null,null,null,null,null,"n05c"]
[10807,null,"BEZPIECZNE","B50444",5902956190093,"HLGsżo FE180/PH90/E90","19x1,0",null,"BITNER","KMT",1,25420,"PLN",0.23,null,null,null,null,null,null,null,"n05c"]
[10814,null,"BEZPIECZNE","TN0204",5902956184917,"HTKSH","4x2x0,8",null,"BITNER","KMT",1,4880,"PLN",0.23,null,null,null,null,null,null,null,"n04A"]
[10821,null,"BEZPIECZNE","TN0213",5902956185013,"HTKSH","1x4x1,0",null,"BITNER","KMT",1,3820,"PLN",0.23,null,null,null,null,null,null,null,"n04A"]
[10829,null,"BEZPIECZNE","TN0249",5902956184801,"HTKSH","3x2x0,5",null,"BITNER","KMT",1,1540,"PLN",0.23,null,null,null,null,null,null,null,"n04A"]
[10839,null,"BEZPIECZNE","TN0259",5902956184986,"HTKSH","30x2x0,8",null,"BITNER","KMT",1,33760,"PLN",0.23,null,null,null,null,null,null,null,"n04A"]
[10843,null,"BEZPIECZNE","B10001",5902956185433,"HTKSH FE180/PH90/E90","1x2x0,8",null,"BITNER","KMT",1,1970,"PLN",0.23,null,null,null,null,null,null,null,"n04"]
[10848,null,"BEZPIECZNE","B10006",5902956185549,"HTKSH FE180/PH90/E90","2x2x1,0",null,"BITNER","KMT",1,5480,"PLN",0.23,null,null,null,null,null,null,null,"n04"]
[10856,null,"BEZPIECZNE","B10014",5902956185785,"HTKSH FE180/PH90/E90","2x2x2,3",null,"BITNER","KMT",1,21770,"PLN",0.23,null,null,null,null,null,null,null,"n04"]
[10865,null,"BEZPIECZNE","B10024",5902956185587,"HTKSH FE180/PH90/E90","7x2x1,0",null,"BITNER","KMT",1,16910,"PLN",0.23,null,null,null,null,null,null,null,"n04"]
[10870,null,"BEZPIECZNE","B10029",5902956185648,"HTKSH FE180/PH90/E90","4x2x1,4",null,"BITNER","KMT",1,16900,"PLN",0.23,null,null,null,null,null,null,null,"n04"]
[10881,null,"BEZPIECZNE","B10040",5902956282057,"HTKSH FE180/PH90/E90","8x2x1,8",null,"BITNER","KMT",1,51250,"PLN",0.23,null,null,null,null,null,null,null,"n04"]
[10887,null,"BEZPIECZNE","B10046",5902956185839,"HTKSH FE180/PH90/E90","10x2x2,3",null,"BITNER","KMT",1,98440,"PLN",0.23,null,null,null,null,null,null,null,"n04"]
[10892,null,"BEZPIECZNE","B10053",5902956282088,"HTKSH FE180/PH90/E90","3x2x2,8",null,"BITNER","KMT",1,43900,"PLN",0.23,null,null,null,null,null,null,null,"n04"]
[10906,null,"BEZPIECZNE","TN0314",5902956185372,"HTKSHekw","4x2x1,0",null,"BITNER","KMT",1,7950,"PLN",0.23,null,null,null,null,null,null,null,"n04A"]
[10913,null,"BEZPIECZNE","TN0349",5902956185136,"HTKSHekw","3x2x0,5",null,"BITNER","KMT",1,1790,"PLN",0.23,null,null,null,null,null,null,null,"n04A"]
[10914,null,"BEZPIECZNE","TN0350",5902956185143,"HTKSHekw","4x2x0,5",null,"BITNER","KMT",1,2270,"PLN",0.23,null,null,null,null,null,null,null,"n04A"]
[10923,null,"BEZPIECZNE","TN0359",5902956185310,"HTKSHekw","30x2x0,8",null,"BITNER","KMT",1,34280,"PLN",0.23,null,null,null,null,null,null,null,"n04A"]
[10935,null,"BEZPIECZNE","B10108",5902956186041,"HTKSHekw FE180/PH90/E90","1x2x1,4",null,"BITNER","KMT",1,5170,"PLN",0.23,null,null,null,null,null,null,null,"n04A"]
[10936,null,"BEZPIECZNE","B10109",5902956186065,"HTKSHekw FE180/PH90/E90","2x2x1,4",null,"BITNER","KMT",1,10020,"PLN",0.23,null,null,null,null,null,null,null,"n04A"]
[10948,null,"BEZPIECZNE","B10125",5902956282101,"HTKSHekw FE180/PH90/E90","8x2x1,0",null,"BITNER","KMT",1,20010,"PLN",0.23,null,null,null,null,null,null,null,"n04A"]
[10957,null,"BEZPIECZNE","B10134",5902956186157,"HTKSHekw FE180/PH90/E90","3x2x1,8",null,"BITNER","KMT",1,20750,"PLN",0.23,null,null,null,null,null,null,null,"n04A"]
[10958,null,"BEZPIECZNE","B10135",5902956186164,"HTKSHekw FE180/PH90/E90","4x2x1,8",null,"BITNER","KMT",1,27160,"PLN",0.23,null,null,null,null,null,null,null,"n04A"]
[10965,null,"BEZPIECZNE","B10142",5902956186249,"HTKSHekw FE180/PH90/E90","4x2x2,3",null,"BITNER","KMT",1,41710,"PLN",0.23,null,null,null,null,null,null,null,"n04A"]
[10979,null,"BEZPIECZNE","B10401",5902956186669,"JE-H(St)H  FE180/E90 CERAMIC "," 2x2x0,8",null,"BITNER","KMT",1,8100,"PLN",0.23,null,null,null,null,null,null,null,"n04C"]
[10980,null,"BEZPIECZNE","B10402",5902956282170,"JE-H(St)H FE180/E90 CERAMIC","3x2x0,8",null,"BITNER","KMT",1,"oferta","PLN",0.23,null,null,null,null,null,null,null,"n04C"]
[10990,null,"BEZPIECZNE","B10412",5902956282231,"JE-H(St)H FE180/E90 CERAMIC","1x2x2,3",null,"BITNER","KMT",1,"oferta","PLN",0.23,null,null,null,null,null,null,null,"n04C"]
[11001,null,"BEZPIECZNE","B10423",5902956186850,"JE-H(St)H  FE180/E90 CERAMIC ","12x2x1,0",null,"BITNER","KMT",1,31490,"PLN",0.23,null,null,null,null,null,null,null,"n04C"]
[11006,null,"BEZPIECZNE","B10428",5902956186959,"JE-H(St)H  FE180/E90 CERAMIC ","52x2x1,0",null,"BITNER","KMT",1,112310,"PLN",0.23,null,null,null,null,null,null,null,"n04C"]
[11015,null,"BEZPIECZNE","B10437",5902956186881,"JE-H(St)H  FE180/E90 CERAMIC ","24x2x1,0",null,"BITNER","KMT",1,57310,"PLN",0.23,null,null,null,null,null,null,null,"n04C"]
[11023,null,"BEZPIECZNE","B10303",5902956186348,"JE-H(St)H FE180/E30 CERAMIC"," 4x2x0,8",null,"BITNER","KMT",1,9890,"PLN",0.23,null,null,null,null,null,null,null,"n04C"]
[11028,null,"BEZPIECZNE","B10308",5902956282293,"JE-H(St)H FE180/E30 CERAMIC","1x2x1,4",null,"BITNER","KMT",1,"oferta","PLN",0.23,null,null,null,null,null,null,null,"n04C"]
[11032,null,"BEZPIECZNE","B10312",5902956282330,"JE-H(St)H FE180/E30 CERAMIC","1x2x2,3",null,"BITNER","KMT",1,"oferta","PLN",0.23,null,null,null,null,null,null,null,"n04C"]
[11045,null,"BEZPIECZNE","B10325",5902956186553,"JE-H(St)H FE180/E30 CERAMIC","20x2x1,0",null,"BITNER","KMT",1,46070,"PLN",0.23,null,null,null,null,null,null,null,"n04C"]
[11050,null,"BEZPIECZNE","B10330",5902956186393,"JE-H(St)H FE180/E30 CERAMIC","24x2x0,8",null,"BITNER","KMT",1,38830,"PLN",0.23,null,null,null,null,null,null,null,"n04C"]
[11057,null,"BEZPIECZNE","B10337",5902956186560,"JE-H(St)H FE180/E30 CERAMIC","24x2x1,0",null,"BITNER","KMT",1,54480,"PLN",0.23,null,null,null,null,null,null,null,"n04C"]
[11064,null,"BEZPIECZNE","B10502",5902956282378,"JE-H(St)H FE180/E30 MICA","3x2x0,8",null,"BITNER","KMT",1,9910,"PLN",0.23,null,null,null,null,null,null,null,"n04C"]
[11072,null,"BEZPIECZNE","B10510",5902956282415,"JE-H(St)H FE180/E30 MICA"," 1x2x1,8",null,"BITNER","KMT",1,"oferta","PLN",0.23,null,null,null,null,null,null,null,"n04C"]
[11082,null,"BEZPIECZNE","B10520",5902956187062,"JE-H(St)H FE180/E30 MICA","32x2x0,8",null,"BITNER","KMT",1,64310,"PLN",0.23,null,null,null,null,null,null,null,"n04C"]
[11086,null,"BEZPIECZNE","B10524",5902956187185,"JE-H(St)H FE180/E30 MICA","16x2x1,0",null,"BITNER","KMT",1,45670,"PLN",0.23,null,null,null,null,null,null,null,"n04C"]
[11094,null,"BEZPIECZNE","B10532",5902956187079,"JE-H(St)H FE180/E30 MICA","36x2x0,8",null,"BITNER","KMT",1,72150,"PLN",0.23,null,null,null,null,null,null,null,"n04C"]
[11099,null,"BEZPIECZNE","B10537",5902956187208,"JE-H(St)H FE180/E30 MICA","24x2x1,0",null,"BITNER","KMT",1,67830,"PLN",0.23,null,null,null,null,null,null,null,"n04C"]
[11108,null,"BEZPIECZNE","B10604",5902956187444,"JE-H(St)H FE180/E90 MICA"," 1x2x1,0",null,"BITNER","KMT",1,7070,"PLN",0.23,null,null,null,null,null,null,null,"n04C"]
[11116,null,"BEZPIECZNE","B10612",5902956282538,"JE-H(St)H FE180/E90 MICA","1x2x2,3",null,"BITNER","KMT",1,"oferta","PLN",0.23,null,null,null,null,null,null,null,"n04C"]
[11124,null,"BEZPIECZNE","B10620",5902956187383,"JE-H(St)H FE180/E90 MICA","32x2x0,8",null,"BITNER","KMT",1,68240,"PLN",0.23,null,null,null,null,null,null,null,"n04C"]
[11130,null,"BEZPIECZNE","B10626",5902956187543,"JE-H(St)H FE180/E90 MICA","32x2x1,0",null,"BITNER","KMT",1,88630,"PLN",0.23,null,null,null,null,null,null,null,"n04C"]
[11138,null,"BEZPIECZNE","B10634",5902956187420,"JE-H(St)H FE180/E90 MICA","48x2x0,8",null,"BITNER","KMT",1,96050,"PLN",0.23,null,null,null,null,null,null,null,"n04C"]
[11141,null,"BEZPIECZNE","B10637",5902956187529,"JE-H(St)H FE180/E90 MICA","24x2x1,0",null,"BITNER","KMT",1,71520,"PLN",0.23,null,null,null,null,null,null,null,"n04C"]
[11152,null,"BEZPIECZNE","B61806",5902956202901,"N2XCH 0,6/1kV","2x25RM/16",null,"BITNER","KMT",1,66210,"PLN",0.23,null,null,null,null,null,null,null,"n02C"]
[11157,null,"BEZPIECZNE","B61811",5902956282583,"N2XCH 0,6/1kV","2x120/70",null,"BITNER","KMT",1,"oferta","PLN",0.23,null,null,null,null,null,null,null,"n02C"]
[11166,null,"BEZPIECZNE","B61820",5902956202994,"N2XCH 0,6/1kV","3x16RE/16",null,"BITNER","KMT",1,61060,"PLN",0.23,null,null,null,null,null,null,null,"n02C"]
[11174,null,"BEZPIECZNE","B61828",5902956203113,"N2XCH 0,6/1kV","4x2,5RE/2,5",null,"BITNER","KMT",1,15110,"PLN",0.23,null,null,null,null,null,null,null,"n02C"]
[11179,null,"BEZPIECZNE","B61833",5902956203168,"N2XCH 0,6/1kV","4x25RM/16",null,"BITNER","KMT",1,112530,"PLN",0.23,null,null,null,null,null,null,null,"n02C"]
[11191,null,"BEZPIECZNE","B61845",5902956203311,"N2XCH 0,6/1kV","12x1,5/2,5",null,"BITNER","KMT",1,23420,"PLN",0.23,null,null,null,null,null,null,null,"n02C"]
[11196,null,"BEZPIECZNE","B61850",5902956282644,"N2XCH 0,6/1kV","14x4,0/6,0",null,"BITNER","KMT",1,"oferta","PLN",0.23,null,null,null,null,null,null,null,"n02C"]
[11201,null,"BEZPIECZNE","B61855",5902956282682,"N2XCH 0,6/1kV","24x2,5/10",null,"BITNER","KMT",1,88640,"PLN",0.23,null,null,null,null,null,null,null,"n02C"]
[11208,null,"BEZPIECZNE","B61863",5902956203069,"N2XCH 0,6/1kV","3x150RM/70",null,"BITNER","KMT",1,480870,"PLN",0.23,null,null,null,null,null,null,null,"n02C"]
[11215,null,"BEZPIECZNE","B61624",5902956202147,"N2XH-J 0,6/1kV","  3x2,5RM",null,"BITNER","KMT",1,8010,"PLN",0.23,null,null,null,null,null,null,null,"n02"]
[11223,null,"BEZPIECZNE","B61632",5902956202222,"N2XH-J 0,6/1kV","3x70RM",null,"BITNER","KMT",1,180240,"PLN",0.23,null,null,null,null,null,null,null,"n02C"]
[11233,null,"BEZPIECZNE","B61649",5902956202468,"N2XH-J 0,6/1kV","5x4,0RE",null,"BITNER","KMT",1,18940,"PLN",0.23,null,null,null,null,null,null,null,"n02C"]
[11237,null,"BEZPIECZNE","B61653",5902956202505,"N2XH-J 0,6/1kV","5x25RM",null,"BITNER","KMT",1,113430,"PLN",0.23,null,null,null,null,null,null,null,"n02C"]
[11245,null,"BEZPIECZNE","B61661",5902956202628,"N2XH-J 0,6/1kV","10x1,5RE",null,"BITNER","KMT",1,16100,"PLN",0.23,null,null,null,null,null,null,null,"n02C"]
[11258,null,"BEZPIECZNE","B61674",5902956202772,"N2XH-J 0,6/1kV","30x2,5RE",null,"BITNER","KMT",1,69210,"PLN",0.23,null,null,null,null,null,null,null,"n02C"]
[11259,null,"BEZPIECZNE","B61675",5902956202802,"N2XH-J 0,6/1kV","40x1,5RE",null,"BITNER","KMT",1,58860,"PLN",0.23,null,null,null,null,null,null,null,"n02C"]
[11267,null,"BEZPIECZNE","B61685",5902956202611,"N2XH-J 0,6/1kV","  7x6,0RE ",null,"BITNER","KMT",1,37660,"PLN",0.23,null,null,null,null,null,null,null,"n02C"]
[11275,null,"BEZPIECZNE","B61719",5902956202406,"N2XH-J 0,6/1kV","4x120RM",null,"BITNER","KMT",1,404610,"PLN",0.23,null,null,null,null,null,null,null,"n02C"]
[11281,null,"BEZPIECZNE","B61725",5902956202574,"N2XH-J 0,6/1kV","5x185RM",null,"BITNER","KMT",1,796240,"PLN",0.23,null,null,null,null,null,null,null,"n02C"]
[11289,null,"BEZPIECZNE","B61604",5902956201195,"N2XH-O 0,6/1kV","  1x10RE",null,"BITNER","KMT",1,8810,"PLN",0.23,null,null,null,null,null,null,null,"n02C"]
[11300,null,"BEZPIECZNE","B61615",5902956201324,"N2XH-O 0,6/1kV","  2x1,5RE",null,"BITNER","KMT",1,4270,"PLN",0.23,null,null,null,null,null,null,null,"n02"]
[11303,null,"BEZPIECZNE","B61618",5902956201355,"N2XH-O 0,6/1kV","2x6,0RE",null,"BITNER","KMT",1,12060,"PLN",0.23,null,null,null,null,null,null,null,"n02C"]
[11315,null,"BEZPIECZNE","B61203",5902956199140,"NHXCH FE180/E30","3x6,0RE/6,0",null,"BITNER","KMT",1,29790,"PLN",0.23,null,null,null,null,null,null,null,"n01"]
[11317,null,"BEZPIECZNE","B61205",5902956199164,"NHXCH FE180/E30","3x16RM/16",null,"BITNER","KMT",1,70080,"PLN",0.23,null,null,null,null,null,null,null,"n01"]
[11325,null,"BEZPIECZNE","B61213",5902956199300,"NHXCH FE180/E30","4x10RE/10",null,"BITNER","KMT",1,54440,"PLN",0.23,null,null,null,null,null,null,null,"n01"]
[11337,null,"BEZPIECZNE","B61225",5902956199058,"NHXCH FE180/E30","2x2,5RE/2,5",null,"BITNER","KMT",1,14260,"PLN",0.23,null,null,null,null,null,null,null,"n01"]
[11342,null,"BEZPIECZNE","B61230",5902956199201,"NHXCH FE180/E30","3x70RM/35",null,"BITNER","KMT",1,238900,"PLN",0.23,null,null,null,null,null,null,null,"n01"]
[11351,null,"BEZPIECZNE","B61239",5902956199539,"NHXCH FE180/E30","19x1,5RE/4,0",null,"BITNER","KMT",1,48980,"PLN",0.23,null,null,null,null,null,null,null,"n01"]
[11359,null,"BEZPIECZNE","B61253",5902956199508,"NHXCH FE180/E30","14x1,5RE/2,5",null,"BITNER","KMT",1,37030,"PLN",0.23,null,null,null,null,null,null,null,"n01"]
[11367,null,"BEZPIECZNE","B61261",5902956199591,"NHXCH FE180/E30","30x2,5RE/10",null,"BITNER","KMT",1,111110,"PLN",0.23,null,null,null,null,null,null,null,"n01"]
[11373,null,"BEZPIECZNE","B61404",5902956199713,"NHXCH FE180/E90 ","3x10RE/10",null,"BITNER","KMT",1,45050,"PLN",0.23,null,null,null,null,null,null,null,"n01"]
[11381,null,"BEZPIECZNE","B61412",5902956199850,"NHXCH FE180/E90 ","4x6,0RE/6,0",null,"BITNER","KMT",1,36700,"PLN",0.23,null,null,null,null,null,null,null,"n01"]
[11384,null,"BEZPIECZNE","B61415",5902956199881,"NHXCH FE180/E90 ","4x25RM/16",null,"BITNER","KMT",1,131020,"PLN",0.23,null,null,null,null,null,null,null,"n01"]
[11395,null,"BEZPIECZNE","B61426",5902956199775,"NHXCH FE180/E90 ","3x95RM/50",null,"BITNER","KMT",1,338830,"PLN",0.23,null,null,null,null,null,null,null,"n01"]
[11403,null,"BEZPIECZNE","B61436",5902956200136,"NHXCH FE180/E90 ","24x2,5RE/10",null,"BITNER","KMT",1,95440,"PLN",0.23,null,null,null,null,null,null,null,"n01"]
[11409,null,"BEZPIECZNE","B61444",5902956199669,"NHXCH FE180/E90 ","2x25RM/16",null,"BITNER","KMT",1,77290,"PLN",0.23,null,null,null,null,null,null,null,"n01"]
[11417,null,"BEZPIECZNE","B61452",5902956200068,"NHXCH FE180/E90 ","14x1,5RE/2,5",null,"BITNER","KMT",1,38650,"PLN",0.23,null,null,null,null,null,null,null,"n01"]
[11425,null,"BEZPIECZNE","B60823",5902956195517,"NHXH-J FE180/E30 ","3x2,5RE",null,"BITNER","KMT",1,12640,"PLN",0.23,null,null,null,null,null,null,null,"n01"]
[11430,null,"BEZPIECZNE","B60828",5902956195562,"NHXH-J FE180/E30 ","3x25RM",null,"BITNER","KMT",1,83240,"PLN",0.23,null,null,null,null,null,null,null,"n01"]
[11434,null,"BEZPIECZNE","B60832",5902956195609,"NHXH-J FE180/E30 ","3x95 RM",null,"BITNER","KMT",1,282100,"PLN",0.23,null,null,null,null,null,null,null,"n01"]
[11447,null,"BEZPIECZNE","B60845",5902956195739,"NHXH-J FE180/E30 ","4x50RM",null,"BITNER","KMT",1,200000,"PLN",0.23,null,null,null,null,null,null,null,"n01"]
[11452,null,"BEZPIECZNE","B60850",5902956195784,"NHXH-J FE180/E30 ","4x185 RM",null,"BITNER","KMT",1,712570,"PLN",0.23,null,null,null,null,null,null,null,"n01"]
[11459,null,"BEZPIECZNE","B60857",5902956195852,"NHXH-J FE180/E30 ","5x16RM",null,"BITNER","KMT",1,88850,"PLN",0.23,null,null,null,null,null,null,null,"n01"]
[11466,null,"BEZPIECZNE","B60864",5902956195920,"NHXH-J FE180/E30 ","5x150RM",null,"BITNER","KMT",1,730930,"PLN",0.23,null,null,null,null,null,null,null,"n01"]
[11474,null,"BEZPIECZNE","B60875",5902956196019,"NHXH-J FE180/E30 ","12x2,5RE",null,"BITNER","KMT",1,42790,"PLN",0.23,null,null,null,null,null,null,null,"n01"]
[11484,null,"BEZPIECZNE","B60885",5902956282767,"NHXH-J FE180/E30 ","37x1,5 RE",null,"BITNER","KMT",1,"oferta","PLN",0.23,null,null,null,null,null,null,null,"n01"]
[11488,null,"BEZPIECZNE","B60889",5902956282804,"NHXH-J FE180/E30 ","61x1,5 RE",null,"BITNER","KMT",1,"oferta","PLN",0.23,null,null,null,null,null,null,null,"n01"]
[11496,null,"BEZPIECZNE","B60974",5902956196170,"NHXH-J FE180/E30 ","3x95+1x50RM",null,"BITNER","KMT",1,335280,"PLN",0.23,null,null,null,null,null,null,null,"n01"]
[11501,null,"BEZPIECZNE","B60980",5902956196033,"NHXH-J FE180/E30 ","14x1,5RE",null,"BITNER","KMT",1,35610,"PLN",0.23,null,null,null,null,null,null,null,"n01"]
[11510,null,"BEZPIECZNE","B61030",5902956197283,"NHXH-J FE180/E90 ","3x50RM",null,"BITNER","KMT",1,160450,"PLN",0.23,null,null,null,null,null,null,null,"n01"]
[11518,null,"BEZPIECZNE","B61038",5902956197368,"NHXH-J FE180/E90 ","4x2,5RE",null,"BITNER","KMT",1,16560,"PLN",0.23,null,null,null,null,null,null,null,"n01"]
[11526,null,"BEZPIECZNE","B61046",5902956197443,"NHXH-J FE180/E90 ","4x70 RM",null,"BITNER","KMT",1,283250,"PLN",0.23,null,null,null,null,null,null,null,"n01"]
[11532,null,"BEZPIECZNE","B61052",5902956197504,"NHXH-J FE180/E90 ","5x1,5RE",null,"BITNER","KMT",1,14800,"PLN",0.23,null,null,null,null,null,null,null,"n01"]
[11540,null,"BEZPIECZNE","B61060",5902956197580,"NHXH-J FE180/E90 ","5x50RM",null,"BITNER","KMT",1,263210,"PLN",0.23,null,null,null,null,null,null,null,"n01"]
[11551,null,"BEZPIECZNE","B61071",5902956197719,"NHXH-J FE180/E90 ","12x2,5RE",null,"BITNER","KMT",1,44410,"PLN",0.23,null,null,null,null,null,null,null,"n01"]
[11554,null,"BEZPIECZNE","B61074",5902956197764,"NHXH-J FE180/E90 ","19x1,5RE",null,"BITNER","KMT",1,48510,"PLN",0.23,null,null,null,null,null,null,null,"n01"]
[11559,null,"BEZPIECZNE","B61079",5902956197825,"NHXH-J FE180/E90 ","30x2,5RE",null,"BITNER","KMT",1,102610,"PLN",0.23,null,null,null,null,null,null,null,"n01"]
[11568,null,"BEZPIECZNE","B61100",5902956197863,"NHXH-J FE180/E90 ","3x70+1x35RM",null,"BITNER","KMT",1,257190,"PLN",0.23,null,null,null,null,null,null,null,"n01"]
[11576,null,"BEZPIECZNE","B60802",5902956194541,"NHXH-O FE180/E30 ","1x4,0 RE",null,"BITNER","KMT",1,5980,"PLN",0.23,null,null,null,null,null,null,null,"n01"]
[11581,null,"BEZPIECZNE","B60807",5902956194596,"NHXH-O FE180/E30 ","1x35 RE",null,"BITNER","KMT",1,36370,"PLN",0.23,null,null,null,null,null,null,null,"n01"]
[11593,null,"BEZPIECZNE","B60819",5902956194725,"NHXH-O FE180/E30 ","2x10 RE",null,"BITNER","KMT",1,25590,"PLN",0.23,null,null,null,null,null,null,null,"n01"]
[11598,null,"BEZPIECZNE","B60896",5902956194756,"NHXH-O FE180/E30 ","2x35 RM",null,"BITNER","KMT",1,76660,"PLN",0.23,null,null,null,null,null,null,null,"n01"]
[11603,null,"BEZPIECZNE","B61003",5902956196255,"NHXH-O FE180/E90 ","1x6,0 RE",null,"BITNER","KMT",1,8150,"PLN",0.23,null,null,null,null,null,null,null,"n01"]
[11610,null,"BEZPIECZNE","B61010",5902956196323,"NHXH-O FE180/E90 ","1x95 RE",null,"BITNER","KMT",1,93230,"PLN",0.23,null,null,null,null,null,null,null,"n01"]
[11624,null,"BEZPIECZNE","B61090",5902956196460,"NHXH-O FE180/E90 ","2x50 RM",null,"BITNER","KMT",1,111670,"PLN",0.23,null,null,null,null,null,null,null,"n01"]
[11625,null,"BEZPIECZNE","B61091",5902956196477,"NHXH-O FE180/E90 ","2x70 RM",null,"BITNER","KMT",1,149090,"PLN",0.23,null,null,null,null,null,null,null,"n01"]
[11635,null,"BEZPIECZNE","B50823",5902956200778,"NHXMH-J 300/500V","4x2,5RE",null,"BITNER","KMT",1,10700,"PLN",0.23,null,null,null,null,null,null,null,"n03"]
[11646,null,"BEZPIECZNE","B50834",5902956200884,"NHXMH-J 300/500V","5x10RE",null,"BITNER","KMT",1,46650,"PLN",0.23,null,null,null,null,null,null,null,"n03"]
[11647,null,"BEZPIECZNE","B50835",5902956200891,"NHXMH-J 300/500V","5x16RE",null,"BITNER","KMT",1,76190,"PLN",0.23,null,null,null,null,null,null,null,"n03"]
[11660,null,"BEZPIECZNE","B50806",5902956200327,"NHXMH-O 300/500V","2x1,5RE",null,"BITNER","KMT",1,4070,"PLN",0.23,null,null,null,null,null,null,null,"n03"]
[11668,null,"BEZPIECZNE","B50838",5902956200303,"NHXMH-O 300/500V","1x25RM",null,"BITNER","KMT",1,23520,"PLN",0.23,null,null,null,null,null,null,null,"n03"]
[11669,null,"BEZPIECZNE","B50839",5902956200310,"NHXMH-O 300/500V","1x35RM",null,"BITNER","KMT",1,31450,"PLN",0.23,null,null,null,null,null,null,null,"n03"]
[11677,null,"BEZPIECZNE","TN0006",5902956139283,"YnTKSY","5x2x0,8",null,"BITNER","KMT",1,5720,"PLN",0.23,null,null,null,null,null,null,null,"n64"]
[11690,null,"BEZPIECZNE","TN0106",5902956139894,"YnTKSYekw","7x2x0,8",null,"BITNER","KMT",1,8350,"PLN",0.23,null,null,null,null,null,null,null,"n64"]
[11691,null,"BEZPIECZNE","TN0107",5902956139900,"YnTKSYekw","10x2x0,8",null,"BITNER","KMT",1,11570,"PLN",0.23,null,null,null,null,null,null,null,"n64"]
[11702,null,"ENERGETYCZNE I SYGNALIZACYJNE","IP0207",5902956083876,"H07RN-F","1x35",null,"BITNER","KMT",1,36270,"PLN",0.23,null,null,null,null,null,null,null,"n25"]
[11712,null,"ENERGETYCZNE I SYGNALIZACYJNE","IP0217",5902956282842,"H07RN-F","1x500",null,"BITNER","KMT",1,507250,"PLN",0.23,null,null,null,null,null,null,null,"n25"]
[11717,null,"ENERGETYCZNE I SYGNALIZACYJNE","IP0221",5902956083982,"H07RN-F","2x4,0",null,"BITNER","KMT",1,11450,"PLN",0.23,null,null,null,null,null,null,null,"n25"]
[11727,null,"ENERGETYCZNE I SYGNALIZACYJNE","IP0231",5902956084088,"H07RN-F","3G10",null,"BITNER","KMT",1,32870,"PLN",0.23,null,null,null,null,null,null,null,"n25"]
[11734,null,"ENERGETYCZNE I SYGNALIZACYJNE","IP0238",5902956084156,"H07RN-F","3G120",null,"BITNER","KMT",1,457820,"PLN",0.23,null,null,null,null,null,null,null,"n25"]
[11739,null,"ENERGETYCZNE I SYGNALIZACYJNE","IP0243",5902956084217,"H07RN-F","4G2,5",null,"BITNER","KMT",1,12750,"PLN",0.23,null,null,null,null,null,null,null,"n25"]
[11744,null,"ENERGETYCZNE I SYGNALIZACYJNE","IP0248",5902956084262,"H07RN-F","4G25",null,"BITNER","KMT",1,99120,"PLN",0.23,null,null,null,null,null,null,null,"n25"]
[11753,null,"ENERGETYCZNE I SYGNALIZACYJNE","IP0257",5902956084361,"H07RN-F","5G2,5",null,"BITNER","KMT",1,15400,"PLN",0.23,null,null,null,null,null,null,null,"n25"]
[11761,null,"ENERGETYCZNE I SYGNALIZACYJNE","IP0265",5902956282866,"H07RN-F","7G2,5",null,"BITNER","KMT",1,21960,"PLN",0.23,null,null,null,null,null,null,null,"n25"]
[11769,null,"ENERGETYCZNE I SYGNALIZACYJNE","IP0273",5902956282927,"H07RN-F","14G1,5",null,"BITNER","KMT",1,"oferta","PLN",0.23,null,null,null,null,null,null,null,"n25"]
[11775,null,"ENERGETYCZNE I SYGNALIZACYJNE","IP0279",5902956282965,"H07RN-F","19G2,5",null,"BITNER","KMT",1,"oferta","PLN",0.23,null,null,null,null,null,null,null,"n25"]
[11783,null,"ENERGETYCZNE I SYGNALIZACYJNE","IP0287",5902956283023,"H07RN-F","5G35",null,"BITNER","KMT",1,208410,"PLN",0.23,null,null,null,null,null,null,null,"n25"]
[11786,null,"ENERGETYCZNE I SYGNALIZACYJNE","IP0290",5902956084477,"H07RN-F","6G2,5",null,"BITNER","KMT",1,17930,"PLN",0.23,null,null,null,null,null,null,null,"n25"]
[11797,null,"ENERGETYCZNE I SYGNALIZACYJNE","IS0003",5902956084903,"BiT GsLGs  450/750V ","2x2,5",null,"BITNER","KMT",1,15790,"PLN",0.23,null,null,null,null,null,null,null,"n27"]
[11805,null,"ENERGETYCZNE I SYGNALIZACYJNE","IS0011",5902956084880,"BiT GsLGs  450/750V ","4x1,5",null,"BITNER","KMT",1,14940,"PLN",0.23,null,null,null,null,null,null,null,"n27"]
[11811,null,"ENERGETYCZNE I SYGNALIZACYJNE","IS0017",5902956084743,"BiT GsLGs  450/750V ","2x0,5",null,"BITNER","KMT",1,"oferta","PLN",0.23,null,null,null,null,null,null,null,"n27"]
[11819,null,"ENERGETYCZNE I SYGNALIZACYJNE","IS0025",5902956084972,"BiT GsLGs  450/750V ","5x4,0",null,"BITNER","KMT",1,42480,"PLN",0.23,null,null,null,null,null,null,null,"n27"]
[11827,null,"ENERGETYCZNE I SYGNALIZACYJNE","IS0033",5902956085061,"BiT GsLGs  450/750V ","2x16",null,"BITNER","KMT",1,"oferta","PLN",0.23,null,null,null,null,null,null,null,"n27"]
[11836,null,"ENERGETYCZNE I SYGNALIZACYJNE","IS0105",5902956079633,"BiT LGs 300/500V ",2.5,null,"BITNER","KMT",1,3620,"PLN",0.23,null,null,null,null,null,null,null,"n27"]
[11841,null,"ENERGETYCZNE I SYGNALIZACYJNE","IS0201",5902956084569,"BiT LGs 450/750V ",0.75,null,"BITNER","KMT",1,1380,"PLN",0.23,null,null,null,null,null,null,null,"n27"]
[11849,null,"ENERGETYCZNE I SYGNALIZACYJNE","IS0209",5902956084644,"BiT LGs 450/750V ",25,null,"BITNER","KMT",1,36710,"PLN",0.23,null,null,null,null,null,null,null,"n27"]
[11853,null,"ENERGETYCZNE I SYGNALIZACYJNE","IS0213",5902956084682,"BiT LGs 450/750V ",95,null,"BITNER","KMT",1,123630,"PLN",0.23,null,null,null,null,null,null,null,"n27"]
[11863,null,"ENERGETYCZNE I SYGNALIZACYJNE","IP1004",5902956283436,"BiT NSHTÖU-J","3G10 ",null,"BITNER","KMT",1,53450,"PLN",0.23,null,null,null,null,null,null,null,"n31E"]
[11868,null,"ENERGETYCZNE I SYGNALIZACYJNE","IP1009",5902956283481,"BiT NSHTÖU-J","3G70 ",null,"BITNER","KMT",1,306660,"PLN",0.23,null,null,null,null,null,null,null,"n31E"]
[11878,null,"ENERGETYCZNE I SYGNALIZACYJNE","IP1019",5902956283580,"BiT NSHTÖU-J","4G25",null,"BITNER","KMT",1,162640,"PLN",0.23,null,null,null,null,null,null,null,"n31E"]
[11885,null,"ENERGETYCZNE I SYGNALIZACYJNE","IP1026",5902956283658,"BiT NSHTÖU-J","5G1,5 ",null,"BITNER","KMT",1,16800,"PLN",0.23,null,null,null,null,null,null,null,"n31E"]
[11890,null,"ENERGETYCZNE I SYGNALIZACYJNE","IP1031",5902956283702,"BiT NSHTÖU-J","12G1,5 ",null,"BITNER","KMT",1,38620,"PLN",0.23,null,null,null,null,null,null,null,"n31E"]
[11903,null,"ENERGETYCZNE I SYGNALIZACYJNE","EM0506",5902956283832,"BiT YKSXS 0,6/1kV ","10G1,0",null,"BITNER","KMT",1,11670,"PLN",0.23,null,null,null,null,null,null,null,"n51"]
[11904,null,"ENERGETYCZNE I SYGNALIZACYJNE","EM0507",5902956283849,"BiT YKSXS 0,6/1kV ","10G1,5",null,"BITNER","KMT",1,16180,"PLN",0.23,null,null,null,null,null,null,null,"n51"]
[11912,null,"ENERGETYCZNE I SYGNALIZACYJNE","EM0520",5902956283924,"BiT YKSXS 0,6/1kV ","19G1,0",null,"BITNER","KMT",1,21090,"PLN",0.23,null,null,null,null,null,null,null,"n51"]
[11920,null,"ENERGETYCZNE I SYGNALIZACYJNE","EM0531",5902956284006,"BiT YKSXS 0,6/1kV ","30G2,5",null,"BITNER","KMT",1,70540,"PLN",0.23,null,null,null,null,null,null,null,"n51"]
[11926,null,"ENERGETYCZNE I SYGNALIZACYJNE","EM0537",5902956284068,"BiT YKSXS 0,6/1kV ","61G1,0",null,"BITNER","KMT",1,65160,"PLN",0.23,null,null,null,null,null,null,null,"n51"]
[11934,null,"ENERGETYCZNE I SYGNALIZACYJNE","EM8304",5902956284112,"BiT YKSY 0,6/1kV ","16G1,0",null,"BITNER","KMT",1,15680,"PLN",0.23,null,null,null,null,null,null,null,"n51"]
[11945,null,"ENERGETYCZNE I SYGNALIZACYJNE","EM8315",5902956284136,"BiT YKSY 0,6/1kV ","12G1,5",null,"BITNER","KMT",1,16730,"PLN",0.23,null,null,null,null,null,null,null,"n51"]
[11948,null,"ENERGETYCZNE I SYGNALIZACYJNE","EM8318",5902956122902,"BiT YKSY 0,6/1kV ","19G1,5",null,"BITNER","KMT",1,25890,"PLN",0.23,null,null,null,null,null,null,null,"n51"]
[11956,null,"ENERGETYCZNE I SYGNALIZACYJNE","EM8327",5902956122988,"BiT YKSY 0,6/1kV ","10G2,5",null,"BITNER","KMT",1,21620,"PLN",0.23,null,null,null,null,null,null,null,"n51B"]
[11962,null,"ENERGETYCZNE I SYGNALIZACYJNE","EM8333",5902956123039,"BiT YKSY 0,6/1kV ","37G2,5",null,"BITNER","KMT",1,74860,"PLN",0.23,null,null,null,null,null,null,null,"n51B"]
[11970,null,"ENERGETYCZNE I SYGNALIZACYJNE","EM8551",5902956124449,"BiT YKSYektmy 0,6/1kV","10G1,0",null,"BITNER","KMT",1,22480,"PLN",0.23,null,null,null,null,null,null,null,"n51G"]
[11978,null,"ENERGETYCZNE I SYGNALIZACYJNE","EM8562",5902956124524,"BiT YKSYektmy 0,6/1kV","75G1,0",null,"BITNER","KMT",1,100190,"PLN",0.23,null,null,null,null,null,null,null,"n51G"]
[11987,null,"ENERGETYCZNE I SYGNALIZACYJNE","EM8574",5902956124616,"BiT YKSYektmy 0,6/1kV","61G1,5",null,"BITNER","KMT",1,110890,"PLN",0.23,null,null,null,null,null,null,null,"n51G"]
[11992,null,"ENERGETYCZNE I SYGNALIZACYJNE","EM8580",5902956124661,"BiT YKSYektmy 0,6/1kV","19G2,5",null,"BITNER","KMT",1,59040,"PLN",0.23,null,null,null,null,null,null,null,"n51G"]
[12004,null,"ENERGETYCZNE I SYGNALIZACYJNE","EM8452",5902956125293,"BiT YKSYFtZny 0,6/1kV","7G2,5",null,"BITNER","KMT",1,19610,"PLN",0.23,null,null,null,null,null,null,null,"n51F"]
[12012,null,"ENERGETYCZNE I SYGNALIZACYJNE","EM8460",5902956125392,"BiT YKSYFtZny 0,6/1kV","10G6,0",null,"BITNER","KMT",1,56640,"PLN",0.23,null,null,null,null,null,null,null,"n51F"]
[12014,null,"ENERGETYCZNE I SYGNALIZACYJNE","EM8462",5902956125118,"BiT YKSYFtZny 0,6/1kV","14G1,0",null,"BITNER","KMT",1,17570,"PLN",0.23,null,null,null,null,null,null,null,"n51F"]
[12026,null,"ENERGETYCZNE I SYGNALIZACYJNE","EM8475",5902956125156,"BiT YKSYFtZny 0,6/1kV","37G1,0",null,"BITNER","KMT",1,44850,"PLN",0.23,null,null,null,null,null,null,null,"n51F"]
[12029,null,"ENERGETYCZNE I SYGNALIZACYJNE","EM8478",5902956125163,"BiT YKSYFtZny 0,6/1kV","48G1,0",null,"BITNER","KMT",1,56740,"PLN",0.23,null,null,null,null,null,null,null,"n51F"]
[12036,null,"ENERGETYCZNE I SYGNALIZACYJNE","EM8821",5902956126429,"BiT YnKSXS 0,6/1kV","10G1,0",null,"BITNER","KMT",1,12840,"PLN",0.23,null,null,null,null,null,null,null,"n51"]
[12048,null,"ENERGETYCZNE I SYGNALIZACYJNE","EM8838",5902956126542,"BiT YnKSXS 0,6/1kV","19G1,5",null,"BITNER","KMT",1,32510,"PLN",0.23,null,null,null,null,null,null,null,"n51"]
[12054,null,"ENERGETYCZNE I SYGNALIZACYJNE","EM8845",5902956126603,"BiT YnKSXS 0,6/1kV","75G1,5",null,"BITNER","KMT",1,124530,"PLN",0.23,null,null,null,null,null,null,null,"n51"]
[12062,null,"ENERGETYCZNE I SYGNALIZACYJNE","EM8854",5902956126689,"BiT YnKSXS 0,6/1kV","7G4,0",null,"BITNER","KMT",1,29260,"PLN",0.23,null,null,null,null,null,null,null,"n51"]
[12070,null,"ENERGETYCZNE I SYGNALIZACYJNE","EM8652",5902956284167,"BiT YnKSY 0,6/1kV","12G1,0",null,"BITNER","KMT",1,13130,"PLN",0.23,null,null,null,null,null,null,null,"n51"]
[12079,null,"ENERGETYCZNE I SYGNALIZACYJNE","EM8661",5902956123510,"BiT YnKSY 0,6/1kV","61G1,0",null,"BITNER","KMT",1,62460,"PLN",0.23,null,null,null,null,null,null,null,"n51"]
[12084,null,"ENERGETYCZNE I SYGNALIZACYJNE","EM8666",5902956123558,"BiT YnKSY 0,6/1kV","14G1,5",null,"BITNER","KMT",1,21290,"PLN",0.23,null,null,null,null,null,null,null,"n51"]
[12092,null,"ENERGETYCZNE I SYGNALIZACYJNE","EM8675",5902956123626,"BiT YnKSY 0,6/1kV","75G1,5",null,"BITNER","KMT",1,106920,"PLN",0.23,null,null,null,null,null,null,null,"n51"]
[12096,null,"ENERGETYCZNE I SYGNALIZACYJNE","EM8679",5902956123657,"BiT YnKSY 0,6/1kV","14G2,5",null,"BITNER","KMT",1,32660,"PLN",0.23,null,null,null,null,null,null,null,"n51"]
[12106,null,"ENERGETYCZNE I SYGNALIZACYJNE","EM8689",5902956123763,"BiT YnKSY 0,6/1kV","10G10",null,"BITNER","KMT",1,89000,"PLN",0.23,null,null,null,null,null,null,null,"n51"]
[12114,null,"ENERGETYCZNE I SYGNALIZACYJNE","EM9607",5902956284297,"BiT YoKSY 0,6/1kV","24G1,0",null,"BITNER","KMT",1,28890,"PLN",0.23,null,null,null,null,null,null,null,"n51"]
[12121,null,"ENERGETYCZNE I SYGNALIZACYJNE","EM9614",5902956284365,"BiT YoKSY 0,6/1kV","10G1,5",null,"BITNER","KMT",1,18430,"PLN",0.23,null,null,null,null,null,null,null,"n51"]
[12128,null,"ENERGETYCZNE I SYGNALIZACYJNE","EM9621",5902956284433,"BiT YoKSY 0,6/1kV","37G1,5",null,"BITNER","KMT",1,59400,"PLN",0.23,null,null,null,null,null,null,null,"n51"]
[12136,null,"ENERGETYCZNE I SYGNALIZACYJNE","EM9629",5902956284518,"BiT YoKSY 0,6/1kV","19G2,5",null,"BITNER","KMT",1,47870,"PLN",0.23,null,null,null,null,null,null,null,"n51"]
[12138,null,"ENERGETYCZNE I SYGNALIZACYJNE","EM9631",5902956284532,"BiT YoKSY 0,6/1kV","30G2,5",null,"BITNER","KMT",1,74920,"PLN",0.23,null,null,null,null,null,null,null,"n51"]
[12150,null,"ENERGETYCZNE I SYGNALIZACYJNE","IW0204",5902956284655,"H01N2-D (OnS-1)",50,null,"BITNER","KMT",1,50060,"PLN",0.23,null,null,null,null,null,null,null,"n24"]
[12155,null,"ENERGETYCZNE I SYGNALIZACYJNE","IW0401",5902956284709,"H01N2-E",16,null,"BITNER","KMT",1,"oferta","PLN",0.23,null,null,null,null,null,null,null,"n24"]
[12163,null,"ENERGETYCZNE I SYGNALIZACYJNE","IW0409",5902956284785,"H01N2-E",185,null,"BITNER","KMT",1,"oferta","PLN",0.23,null,null,null,null,null,null,null,"n24"]
[12172,null,"ENERGETYCZNE I SYGNALIZACYJNE","IM0009",5902956284877,"H03VV-F (OMY) ","4x0,5",null,"BITNER","KMT",1,2350,"PLN",0.23,null,null,null,null,null,null,null,"n23"]
[12177,null,"ENERGETYCZNE I SYGNALIZACYJNE","IM0014",5902956284921,"H03VVH2-F (OMYp )"," 2x0,5 ",null,"BITNER","KMT",1,"oferta","PLN",0.23,null,null,null,null,null,null,null,"n23"]
[12188,null,"ENERGETYCZNE I SYGNALIZACYJNE","IP0605",5902956285034,"H05BB-F","3x1,0",null,"BITNER","KMT",1,"oferta","PLN",0.23,null,null,null,null,null,null,null,"n25E"]
[12194,null,"ENERGETYCZNE I SYGNALIZACYJNE","IP0611",5902956285096,"H05BB-F","4x1,0",null,"BITNER","KMT",1,"oferta","PLN",0.23,null,null,null,null,null,null,null,"n25E"]
[12199,null,"ENERGETYCZNE I SYGNALIZACYJNE","IP0616",5902956285140,"H05BB-F","5x0,75",null,"BITNER","KMT",1,"oferta","PLN",0.23,null,null,null,null,null,null,null,"n25E"]
[12205,null,"ENERGETYCZNE I SYGNALIZACYJNE","IP0502",5902956079381,"H05BQ-F","3x0,75",null,"BITNER","KMT",1,5800,"PLN",0.23,null,null,null,null,null,null,null,"n37"]
[12213,null,"ENERGETYCZNE I SYGNALIZACYJNE","IP0510",5902956079466,"H05BQ-F","7x0,75",null,"BITNER","KMT",1,"oferta","PLN",0.23,null,null,null,null,null,null,null,"n37"]
[12221,null,"ENERGETYCZNE I SYGNALIZACYJNE","IW0100",5902956285188,"H05RR-F ","2x0,75",null,"BITNER","KMT",1,"oferta","PLN",0.23,null,null,null,null,null,null,null,"n25"]
[12230,null,"ENERGETYCZNE I SYGNALIZACYJNE","IW0109",5902956285270,"H05RR-F ","3x6,0",null,"BITNER","KMT",1,"oferta","PLN",0.23,null,null,null,null,null,null,null,"n25"]
[12235,null,"ENERGETYCZNE I SYGNALIZACYJNE","IW0114",5902956285324,"H05RR-F ","4x4,0",null,"BITNER","KMT",1,"oferta","PLN",0.23,null,null,null,null,null,null,null,"n25"]
[12243,null,"ENERGETYCZNE I SYGNALIZACYJNE","IG0100",5902956285409,"H05V2-K ",0.35,null,"BITNER","KMT",1,"oferta","PLN",0.23,null,null,null,null,null,null,null,"n28E"]
[12255,null,"ENERGETYCZNE I SYGNALIZACYJNE","IW0001",5902956285522,"H05VV-F (OWY)","2x0,5",null,"BITNER","KMT",1,"oferta","PLN",0.23,null,null,null,null,null,null,null,"n23"]
[12257,null,"ENERGETYCZNE I SYGNALIZACYJNE","IW0003",5902956285546,"H05VV-F (OWY)","2x1,0",null,"BITNER","KMT",1,2510,"PLN",0.23,null,null,null,null,null,null,null,"n23"]
[12265,null,"ENERGETYCZNE I SYGNALIZACYJNE","IW0011",5902956285621,"H05VV-F (OWY)","3x2,5",null,"BITNER","KMT",1,8090,"PLN",0.23,null,null,null,null,null,null,null,"n23"]
[12272,null,"ENERGETYCZNE I SYGNALIZACYJNE","IW0018",5902956285690,"H05VV-F (OWY)","4x4,0",null,"BITNER","KMT",1,16190,"PLN",0.23,null,null,null,null,null,null,null,"n23"]
[12279,null,"ENERGETYCZNE I SYGNALIZACYJNE","IW0025",5902956285768,"H05VV-F (OWY)","7x1,0",null,"BITNER","KMT",1,"oferta","PLN",0.23,null,null,null,null,null,null,null,"n23"]
[12287,null,"ENERGETYCZNE I SYGNALIZACYJNE","IP0705",5902956285843,"H07BB-F","1x16",null,"BITNER","KMT",1,"oferta","PLN",0.23,null,null,null,null,null,null,null,"n25E"]
[12297,null,"ENERGETYCZNE I SYGNALIZACYJNE","IP0715",5902956285942,"H07BB-F","2x1,0",null,"BITNER","KMT",1,"oferta","PLN",0.23,null,null,null,null,null,null,null,"n25E"]
[12301,null,"ENERGETYCZNE I SYGNALIZACYJNE","IP0719",5902956285980,"H07BB-F","2x6,0",null,"BITNER","KMT",1,"oferta","PLN",0.23,null,null,null,null,null,null,null,"n25E"]
[12313,null,"ENERGETYCZNE I SYGNALIZACYJNE","IP0731",5902956286109,"H07BB-F","3x35",null,"BITNER","KMT",1,"oferta","PLN",0.23,null,null,null,null,null,null,null,"n25E"]
[12314,null,"ENERGETYCZNE I SYGNALIZACYJNE","IP0732",5902956286116,"H07BB-F","3x50",null,"BITNER","KMT",1,"oferta","PLN",0.23,null,null,null,null,null,null,null,"n25E"]
[12323,null,"ENERGETYCZNE I SYGNALIZACYJNE","IP0741",5902956286208,"H07BB-F","4x2,5",null,"BITNER","KMT",1,"oferta","PLN",0.23,null,null,null,null,null,null,null,"n25E"]
[12335,null,"ENERGETYCZNE I SYGNALIZACYJNE","IP0753",5902956286321,"H07BB-F","4x185",null,"BITNER","KMT",1,"oferta","PLN",0.23,null,null,null,null,null,null,null,"n25E"]
[12339,null,"ENERGETYCZNE I SYGNALIZACYJNE","IP0757",5902956286369,"H07BB-F","5x4,0",null,"BITNER","KMT",1,"oferta","PLN",0.23,null,null,null,null,null,null,null,"n25E"]
[12345,null,"ENERGETYCZNE I SYGNALIZACYJNE","IP0401",5902956083487,"H07BQ-F","2x2,5",null,"BITNER","KMT",1,10640,"PLN",0.23,null,null,null,null,null,null,null,"n37"]
[12357,null,"ENERGETYCZNE I SYGNALIZACYJNE","IP0413",5902956083562,"H07BQ-F","4G1,5",null,"BITNER","KMT",1,10030,"PLN",0.23,null,null,null,null,null,null,null,"n37"]
[12364,null,"ENERGETYCZNE I SYGNALIZACYJNE","IP0420",5902956083623,"H07BQ-F","5G1,5",null,"BITNER","KMT",1,12290,"PLN",0.23,null,null,null,null,null,null,null,"n37"]
[12371,null,"ENERGETYCZNE I SYGNALIZACYJNE","IP0427",5902956083715,"H07BQ-F","7G2,5",null,"BITNER","KMT",1,23280,"PLN",0.23,null,null,null,null,null,null,null,"n37"]
[12379,null,"ENERGETYCZNE I SYGNALIZACYJNE","IP0437",5902956083791,"H07BQ-F","24G2,5",null,"BITNER","KMT",1,"oferta","PLN",0.23,null,null,null,null,null,null,null,"n37"]
[12381,null,"ENERGETYCZNE I SYGNALIZACYJNE","IG0301",5902956286475,"H07V2-K",1,null,"BITNER","KMT",1,"oferta","PLN",0.23,null,null,null,null,null,null,null,"n28E"]
[12393,null,"ENERGETYCZNE I SYGNALIZACYJNE","IG0313",5902956286598,"H07V2-K",120,null,"BITNER","KMT",1,"oferta","PLN",0.23,null,null,null,null,null,null,null,"n28E"]
[12401,null,"ENERGETYCZNE I SYGNALIZACYJNE","IG0204",5902956286673,"H07V-K",4,null,"BITNER","KMT",1,3880,"PLN",0.23,null,null,null,null,null,null,null,"n28E"]
[12406,null,"ENERGETYCZNE I SYGNALIZACYJNE","IG0209",5902956286727,"H07V-K",35,null,"BITNER","KMT",1,32040,"PLN",0.23,null,null,null,null,null,null,null,"n28E"]
[12415,null,"ENERGETYCZNE I SYGNALIZACYJNE","IG0401",5902956286819,"LgYd",1,null,"BITNER","KMT",1,1120,"PLN",0.23,null,null,null,null,null,null,null,"n28E"]
[12423,null,"ENERGETYCZNE I SYGNALIZACYJNE","IG0409",5902956286895,"LgYd",35,null,"BITNER","KMT",1,32290,"PLN",0.23,null,null,null,null,null,null,null,"n28E"]
[12431,null,"ENERGETYCZNE I SYGNALIZACYJNE","EM2503",5902956286970,"NYCY 0,6/1kV","3x1,5/1,5",null,"BITNER","KMT",1,8610,"PLN",0.23,null,null,null,null,null,null,null,"n22"]
[12437,null,"ENERGETYCZNE I SYGNALIZACYJNE","EM2509",5902956287038,"NYCY 0,6/1kV","4x2,5/2,5",null,"BITNER","KMT",1,13570,"PLN",0.23,null,null,null,null,null,null,null,"n22"]
[12445,null,"ENERGETYCZNE I SYGNALIZACYJNE","EM2517",5902956287113,"NYCY 0,6/1kV","10x1,5/2,5",null,"BITNER","KMT",1,18880,"PLN",0.23,null,null,null,null,null,null,null,"n22"]
[12448,null,"ENERGETYCZNE I SYGNALIZACYJNE","EM2520",5902956287144,"NYCY 0,6/1kV","12x2,5/4,0",null,"BITNER","KMT",1,33250,"PLN",0.23,null,null,null,null,null,null,null,"n22"]
[12459,null,"ENERGETYCZNE I SYGNALIZACYJNE","EM2531",5902956287250,"NYCY 0,6/1kV","2x10/10",null,"BITNER","KMT",1,29920,"PLN",0.23,null,null,null,null,null,null,null,"n22"]
[12464,null,"ENERGETYCZNE I SYGNALIZACYJNE","EM2536",5902956287304,"NYCY 0,6/1kV","5x10/10",null,"BITNER","KMT",1,56100,"PLN",0.23,null,null,null,null,null,null,null,"n22"]
[12472,null,"ENERGETYCZNE I SYGNALIZACYJNE","EM2544",5902956287380,"NYCY 0,6/1kV","16x2,5/6,0",null,"BITNER","KMT",1,"oferta","PLN",0.23,null,null,null,null,null,null,null,"n22"]
[12481,null,"ENERGETYCZNE I SYGNALIZACYJNE","EA0202",5902956287472,"YAKXS 0,6/1kV","1x35",null,"BITNER","KMT",1,5860,"PLN",0.23,null,null,null,null,null,null,null,"n12"]
[12486,null,"ENERGETYCZNE I SYGNALIZACYJNE","EA0207",5902956287526,"YAKXS 0,6/1kV","1x150",null,"BITNER","KMT",1,24530,"PLN",0.23,null,null,null,null,null,null,null,"n12"]
[12494,null,"ENERGETYCZNE I SYGNALIZACYJNE","EA0216",5902956287601,"YAKXSżo 0,6/1kV","4x70",null,"BITNER","KMT",1,47500,"PLN",0.23,null,null,null,null,null,null,null,"n12"]
[12498,null,"ENERGETYCZNE I SYGNALIZACYJNE","EA0220",5902956287649,"YAKXSżo 0,6/1kV","4x185",null,"BITNER","KMT",1,"oferta","PLN",0.23,null,null,null,null,null,null,null,"n12"]
[12508,null,"ENERGETYCZNE I SYGNALIZACYJNE","EA0230",5902956287748,"YAKXSżo 0,6/1kV","5x95",null,"BITNER","KMT",1,75980,"PLN",0.23,null,null,null,null,null,null,null,"n12"]
[12516,null,"ENERGETYCZNE I SYGNALIZACYJNE","EM1504",5902956288592,"YKXS 0,6/1kV","1x6,0",null,"BITNER","KMT",1,5570,"PLN",0.23,null,null,null,null,null,null,null,"n21H"]
[12523,null,"ENERGETYCZNE I SYGNALIZACYJNE","EM1511",5902956288660,"YKXS 0,6/1kV","1x95RMC",null,"BITNER","KMT",1,82420,"PLN",0.23,null,null,null,null,null,null,null,"n21H"]
[12530,null,"ENERGETYCZNE I SYGNALIZACYJNE","EM1518",5902956288738,"YKXS 0,6/1kV","2x2,5",null,"BITNER","KMT",1,5590,"PLN",0.23,null,null,null,null,null,null,null,"n21H"]
[12538,null,"ENERGETYCZNE I SYGNALIZACYJNE","EM1525",5902956288813,"YKXSżo 0,6/1kV","3x2,5",null,"BITNER","KMT",1,7820,"PLN",0.23,null,null,null,null,null,null,null,"n21H"]
[12548,null,"ENERGETYCZNE I SYGNALIZACYJNE","EM1535",5902956288912,"YKXSżo 0,6/1kV","4x2,5",null,"BITNER","KMT",1,10130,"PLN",0.23,null,null,null,null,null,null,null,"n21H"]
[12552,null,"ENERGETYCZNE I SYGNALIZACYJNE","EM1539",5902956288950,"YKXSżo 0,6/1kV","4x16",null,"BITNER","KMT",1,59310,"PLN",0.23,null,null,null,null,null,null,null,"n21H"]
[12557,null,"ENERGETYCZNE I SYGNALIZACYJNE","EM1544",5902956289001,"YKXSżo 0,6/1kV","4x95RMC",null,"BITNER","KMT",1,336190,"PLN",0.23,null,null,null,null,null,null,null,"n21H"]
[12565,null,"ENERGETYCZNE I SYGNALIZACYJNE","EM1552",5902956289087,"YKXSżo 0,6/1kV","5x16",null,"BITNER","KMT",1,73840,"PLN",0.23,null,null,null,null,null,null,null,"n21H"]
[12574,null,"ENERGETYCZNE I SYGNALIZACYJNE","EM1303",5902956289179,"YKY 0,6/1kV","1x4,0RE",null,"BITNER","KMT",1,3780,"PLN",0.23,null,null,null,null,null,null,null,"n21"]
[12579,null,"ENERGETYCZNE I SYGNALIZACYJNE","EM1308",5902956289223,"YKY 0,6/1kV","1x35RM",null,"BITNER","KMT",1,29900,"PLN",0.23,null,null,null,null,null,null,null,"n21"]
[12590,null,"ENERGETYCZNE I SYGNALIZACYJNE","EM1319",5902956289339,"YKY 0,6/1kV","2x4,0RE",null,"BITNER","KMT",1,8220,"PLN",0.23,null,null,null,null,null,null,null,"n21"]
[12596,null,"ENERGETYCZNE I SYGNALIZACYJNE","EM2102",5902956289391,"YKYektmy 0,6/1kV","2x2,5",null,"BITNER","KMT",1,13210,"PLN",0.23,null,null,null,null,null,null,null,"n21F"]
[12601,null,"ENERGETYCZNE I SYGNALIZACYJNE","EM2103",5902956289445,"YKYektmyżo 0,6/1kV","3x1,0",null,"BITNER","KMT",1,11010,"PLN",0.23,null,null,null,null,null,null,null,"n21F"]
[12607,null,"ENERGETYCZNE I SYGNALIZACYJNE","EM2109",5902956289506,"YKYektmyżo 0,6/1kV","4x1,5",null,"BITNER","KMT",1,14600,"PLN",0.23,null,null,null,null,null,null,null,"n21F"]
[12615,null,"ENERGETYCZNE I SYGNALIZACYJNE","EM2121",5902956289582,"YKYektmyżo 0,6/1kV","3x10",null,"BITNER","KMT",1,38470,"PLN",0.23,null,null,null,null,null,null,null,"n21F"]
[12623,null,"ENERGETYCZNE I SYGNALIZACYJNE","EM2129",5902956289667,"YKYektmyżo 0,6/1kV","5x4,0",null,"BITNER","KMT",1,29210,"PLN",0.23,null,null,null,null,null,null,null,"n21F"]
[12632,null,"ENERGETYCZNE I SYGNALIZACYJNE","EM2002",5902956289759,"YKYFoy 0,6/1kV","2x2,5RE",null,"BITNER","KMT",1,12180,"PLN",0.23,null,null,null,null,null,null,null,"n21H"]
[12637,null,"ENERGETYCZNE I SYGNALIZACYJNE","EM2007",5902956289803,"YKYFoyżo 0,6/1kV","3x1,0RE",null,"BITNER","KMT",1,9990,"PLN",0.23,null,null,null,null,null,null,null,"n21H"]
[12645,null,"ENERGETYCZNE I SYGNALIZACYJNE","EM2015",5902956289889,"YKYFoyżo 0,6/1kV","3x35SM",null,"BITNER","KMT",1,124300,"PLN",0.23,null,null,null,null,null,null,null,"n21H"]
[12657,null,"ENERGETYCZNE I SYGNALIZACYJNE","EM2049",5902956290007,"YKYFoyżo 0,6/1kV","5x1,5 RE ",null,"BITNER","KMT",1,15610,"PLN",0.23,null,null,null,null,null,null,null,"n21H"]
[12659,null,"ENERGETYCZNE I SYGNALIZACYJNE","EM2051",5902956290021,"YKYFoyżo 0,6/1kV","5x4,0 RE ",null,"BITNER","KMT",1,32460,"PLN",0.23,null,null,null,null,null,null,null,"n21H"]
[12667,null,"ENERGETYCZNE I SYGNALIZACYJNE","EM1917",5902956290106,"YKYFtZny 0,6/1kV  ","2x1,5RE",null,"BITNER","KMT",1,5450,"PLN",0.23,null,null,null,null,null,null,null,"n21F"]
[12674,null,"ENERGETYCZNE I SYGNALIZACYJNE","EM1924",5902956290175,"YKYFtZnyżo 0,6/1kV ","3x1,5RE",null,"BITNER","KMT",1,6790,"PLN",0.23,null,null,null,null,null,null,null,"n21F"]
[12681,null,"ENERGETYCZNE I SYGNALIZACYJNE","EM1931",5902956290243,"YKYFtZnyżo 0,6/1kV ","3x35SM",null,"BITNER","KMT",1,100080,"PLN",0.23,null,null,null,null,null,null,null,"n21F"]
[12689,null,"ENERGETYCZNE I SYGNALIZACYJNE","EM1939",5902956290328,"YKYFtZnyżo 0,6/1kV ","4x25RE",null,"BITNER","KMT",1,96090,"PLN",0.23,null,null,null,null,null,null,null,"n21F"]
[12699,null,"ENERGETYCZNE I SYGNALIZACYJNE","EM1949",5902956290427,"YKYFtZnyżo 0,6/1kV ","5x25RMC",null,"BITNER","KMT",1,118830,"PLN",0.23,null,null,null,null,null,null,null,"n21F"]
[12703,null,"ENERGETYCZNE I SYGNALIZACYJNE","EM1324",5902956290465,"YKYżo 0,6/1kV","3x1,5RE",null,"BITNER","KMT",1,4970,"PLN",0.23,null,null,null,null,null,null,null,"n21"]
[12715,null,"ENERGETYCZNE I SYGNALIZACYJNE","EM1336",5902956290588,"YKYżo 0,6/1kV","4x4,0RE",null,"BITNER","KMT",1,14990,"PLN",0.23,null,null,null,null,null,null,null,"n21"]
[12724,null,"ENERGETYCZNE I SYGNALIZACYJNE","EM1345",5902956290670,"YKYżo 0,6/1kV","4x120SM",null,"BITNER","KMT",1,399930,"PLN",0.23,null,null,null,null,null,null,null,"n21C"]
[12725,null,"ENERGETYCZNE I SYGNALIZACYJNE","EM1346",5902956290687,"YKYżo 0,6/1kV","5x1,0RE",null,"BITNER","KMT",1,5860,"PLN",0.23,null,null,null,null,null,null,null,"n21"]
[12737,null,"ENERGETYCZNE I SYGNALIZACYJNE","EM1358",5902956290809,"YKYżo 0,6/1kV","5x120RMC",null,"BITNER","KMT",1,499540,"PLN",0.23,null,null,null,null,null,null,null,"n21C"]
[12741,null,"ENERGETYCZNE I SYGNALIZACYJNE","EM1362",5902956290847,"YKYżo 0,6/1kV","3x95SM",null,"BITNER","KMT",1,245910,"PLN",0.23,null,null,null,null,null,null,null,"n21C"]
[12747,null,"ENERGETYCZNE I SYGNALIZACYJNE","EM1368",5902956290908,"YKYżo 0,6/1kV","4x185SM",null,"BITNER","KMT",1,631730,"PLN",0.23,null,null,null,null,null,null,null,"n21C"]
[12759,null,"ENERGETYCZNE I SYGNALIZACYJNE","EM3500",5902956204530,"YnKXS 0,6/1kV ","1x1,0RE",null,"BITNER","KMT",1,"oferta","PLN",0.23,null,null,null,null,null,null,null,"n21H"]
[12766,null,"ENERGETYCZNE I SYGNALIZACYJNE","EM3507",5902956204608,"YnKXS 0,6/1kV ","1x25RMC",null,"BITNER","KMT",1,24810,"PLN",0.23,null,null,null,null,null,null,null,"n21H"]
[12773,null,"ENERGETYCZNE I SYGNALIZACYJNE","EM3514",5902956204677,"YnKXS 0,6/1kV ","1x185RMC",null,"BITNER","KMT",1,176100,"PLN",0.23,null,null,null,null,null,null,null,"n21H"]
[12781,null,"ENERGETYCZNE I SYGNALIZACYJNE","EM3522",5902956204752,"YnKXS 0,6/1kV ","2x10RE",null,"BITNER","KMT",1,20810,"PLN",0.23,null,null,null,null,null,null,null,"n21H"]
[12783,null,"ENERGETYCZNE I SYGNALIZACYJNE","EM3524",5902956205247,"YnKXSżo 0,6/1kV ","3x1,0",null,"BITNER","KMT",1,4390,"PLN",0.23,null,null,null,null,null,null,null,"n21H"]
[12795,null,"ENERGETYCZNE I SYGNALIZACYJNE","EM3542",5902956205421,"YnKXSżo 0,6/1kV ","4x2,5",null,"BITNER","KMT",1,11140,"PLN",0.23,null,null,null,null,null,null,null,"n21H"]
[12803,null,"ENERGETYCZNE I SYGNALIZACYJNE","EM3550",5902956205506,"YnKXSżo 0,6/1kV ","4x70",null,"BITNER","KMT",1,266120,"PLN",0.23,null,null,null,null,null,null,null,"n21H"]
[12808,null,"ENERGETYCZNE I SYGNALIZACYJNE","EM3558",5902956205582,"YnKXSżo 0,6/1kV ","5x2,5",null,"BITNER","KMT",1,13790,"PLN",0.23,null,null,null,null,null,null,null,"n21H"]
[12817,null,"ENERGETYCZNE I SYGNALIZACYJNE","EM3567",5902956205674,"YnKXSżo 0,6/1kV ","5x95",null,"BITNER","KMT",1,462220,"PLN",0.23,null,null,null,null,null,null,null,"n21H"]
[12825,null,"ENERGETYCZNE I SYGNALIZACYJNE","EM2707",5902956203427,"YnKY 0,6/1kV","1x25RMC",null,"BITNER","KMT",1,23970,"PLN",0.23,null,null,null,null,null,null,null,"n21H"]
[12833,null,"ENERGETYCZNE I SYGNALIZACYJNE","EM2715",5902956203502,"YnKY 0,6/1kV","1x240RMC",null,"BITNER","KMT",1,218220,"PLN",0.23,null,null,null,null,null,null,null,"n21H"]
[12839,null,"ENERGETYCZNE I SYGNALIZACYJNE","EM2721",5902956203571,"YnKY 0,6/1kV","2x10RE",null,"BITNER","KMT",1,20370,"PLN",0.23,null,null,null,null,null,null,null,"n21H"]
[12847,null,"ENERGETYCZNE I SYGNALIZACYJNE","EM2729",5902956204127,"YnKYżo 0,6/1kV","3x16RE",null,"BITNER","KMT",1,48030,"PLN",0.23,null,null,null,null,null,null,null,"n21H"]
[12850,null,"ENERGETYCZNE I SYGNALIZACYJNE","EM2732",5902956204158,"YnKYżo 0,6/1kV","3x50RMC",null,"BITNER","KMT",1,140640,"PLN",0.23,null,null,null,null,null,null,null,"n21H"]
[12861,null,"ENERGETYCZNE I SYGNALIZACYJNE","EM2743",5902956204264,"YnKYżo 0,6/1kV","4x6,0RE",null,"BITNER","KMT",1,23750,"PLN",0.23,null,null,null,null,null,null,null,"n21H"]
[12866,null,"ENERGETYCZNE I SYGNALIZACYJNE","EM2748",5902956204318,"YnKYżo 0,6/1kV","4x50RMC",null,"BITNER","KMT",1,186770,"PLN",0.23,null,null,null,null,null,null,null,"n21H"]
[12875,null,"ENERGETYCZNE I SYGNALIZACYJNE","EM2757",5902956291042,"YnKYżo 0,6/1kV","3x35SM+25RE",null,"BITNER","KMT",1,"oferta","PLN",0.23,null,null,null,null,null,null,null,"n21H"]
[12883,null,"ENERGETYCZNE I SYGNALIZACYJNE","EM2765",5902956204387,"YnKYżo 0,6/1kV","5x1,0RE",null,"BITNER","KMT",1,6460,"PLN",0.23,null,null,null,null,null,null,null,"n21H"]
[12888,null,"ENERGETYCZNE I SYGNALIZACYJNE","EM2770",5902956204431,"YnKYżo 0,6/1kV","5x10RE",null,"BITNER","KMT",1,48050,"PLN",0.23,null,null,null,null,null,null,null,"n21H"]
[12900,null,"ENERGETYCZNE I SYGNALIZACYJNE","EM9452",5902956291141,"YoKXS 0,6/1kV","1x2,5",null,"BITNER","KMT",1,3910,"PLN",0.23,null,null,null,null,null,null,null,"n21H"]
[12905,null,"ENERGETYCZNE I SYGNALIZACYJNE","EM9457",5902956291196,"YoKXS 0,6/1kV","1x25",null,"BITNER","KMT",1,28190,"PLN",0.23,null,null,null,null,null,null,null,"n21H"]
[12910,null,"ENERGETYCZNE I SYGNALIZACYJNE","EM9462",5902956291240,"YoKXS 0,6/1kV","1x120",null,"BITNER","KMT",1,115390,"PLN",0.23,null,null,null,null,null,null,null,"n21H"]
[12917,null,"ENERGETYCZNE I SYGNALIZACYJNE","EM9469",5902956291318,"YoKXS 0,6/1kV","2x2,5",null,"BITNER","KMT",1,7710,"PLN",0.23,null,null,null,null,null,null,null,"n21H"]
[12924,null,"ENERGETYCZNE I SYGNALIZACYJNE","EM9476",5902956291387,"YoKXSżo 0,6/1kV","3x2,5",null,"BITNER","KMT",1,10790,"PLN",0.23,null,null,null,null,null,null,null,"n21H"]
[12932,null,"ENERGETYCZNE I SYGNALIZACYJNE","EM9484",5902956291462,"YoKXSżo 0,6/1kV","4x1,0",null,"BITNER","KMT",1,7000,"PLN",0.23,null,null,null,null,null,null,null,"n21H"]
[12942,null,"ENERGETYCZNE I SYGNALIZACYJNE","EM9494",5902956291561,"YoKXSżo 0,6/1kV","4x70",null,"BITNER","KMT",1,275790,"PLN",0.23,null,null,null,null,null,null,null,"n21H"]
[12946,null,"ENERGETYCZNE I SYGNALIZACYJNE","EM9498",5902956291608,"YoKXSżo 0,6/1kV","5x1,5",null,"BITNER","KMT",1,11370,"PLN",0.23,null,null,null,null,null,null,null,"n21H"]
[12954,null,"ENERGETYCZNE I SYGNALIZACYJNE","EM9506",5902956291684,"YoKXSżo 0,6/1kV","5x50",null,"BITNER","KMT",1,249250,"PLN",0.23,null,null,null,null,null,null,null,"n21H"]
[12959,null,"ENERGETYCZNE I SYGNALIZACYJNE","EM9302",5902956291738,"YoKY 0,6/1kV","1x2,5RE",null,"BITNER","KMT",1,3560,"PLN",0.23,null,null,null,null,null,null,null,"n21H"]
[12968,null,"ENERGETYCZNE I SYGNALIZACYJNE","EM9311",5902956291820,"YoKY 0,6/1kV","1x95RMC",null,"BITNER","KMT",1,89440,"PLN",0.23,null,null,null,null,null,null,null,"n21H"]
[12976,null,"ENERGETYCZNE I SYGNALIZACYJNE","EM9319",5902956291905,"YoKY 0,6/1kV","2x4,0RE",null,"BITNER","KMT",1,11090,"PLN",0.23,null,null,null,null,null,null,null,"n21H"]
[12984,null,"ENERGETYCZNE I SYGNALIZACYJNE","EM9327",5902956291981,"YoKYżo 0,6/1kV","3x6,0RE",null,"BITNER","KMT",1,20650,"PLN",0.23,null,null,null,null,null,null,null,"n21H"]
[12990,null,"ENERGETYCZNE I SYGNALIZACYJNE","EM9333",5902956292049,"YoKYżo 0,6/1kV"," 3x70SM",null,"BITNER","KMT",1,197420,"PLN",0.23,null,null,null,null,null,null,null,"n21H"]
[12998,null,"ENERGETYCZNE I SYGNALIZACYJNE","EM9341",5902956292124,"YoKYżo 0,6/1kV","4x2,5RE",null,"BITNER","KMT",1,12520,"PLN",0.23,null,null,null,null,null,null,null,"n21H"]
[13009,null,"ENERGETYCZNE I SYGNALIZACYJNE","EM9352",5902956292230,"YoKYżo 0,6/1kV","4x150SM",null,"BITNER","KMT",1,578510,"PLN",0.23,null,null,null,null,null,null,null,"n21H"]
[13012,null,"ENERGETYCZNE I SYGNALIZACYJNE","EM9355",5902956292261,"YoKYżo 0,6/1kV","3x25RE+16RE",null,"BITNER","KMT",1,91290,"PLN",0.23,null,null,null,null,null,null,null,"n21H"]
[13024,null,"ENERGETYCZNE I SYGNALIZACYJNE","EM9367",5902956292384,"YoKYżo 0,6/1kV","5x2,5RE",null,"BITNER","KMT",1,15500,"PLN",0.23,null,null,null,null,null,null,null,"n21H"]
[13026,null,"ENERGETYCZNE I SYGNALIZACYJNE","EM9369",5902956292407,"YoKYżo 0,6/1kV","5x6,0RE",null,"BITNER","KMT",1,33550,"PLN",0.23,null,null,null,null,null,null,null,"n21H"]
[13034,null,"ENERGETYCZNE I SYGNALIZACYJNE","EM9377",5902956292483,"YoKYżo 0,6/1kV","5x120RMC",null,"BITNER","KMT",1,559480,"PLN",0.23,null,null,null,null,null,null,null,"n21H"]
[13046,null,"TELEKOMUNIKACYJNE","TC0459",5902956120717,"A-2Y(L)2Y","100x2x0,6",null,"BITNER","KMT",1,"oferta","PLN",0.23,null,null,null,null,null,null,null,"n64E"]
[13051,null,"TELEKOMUNIKACYJNE","TC0464",5902956120762,"A-2Y(L)2Y","2x2x0,8",null,"BITNER","KMT",1,"oferta","PLN",0.23,null,null,null,null,null,null,null,"n64E"]
[13060,null,"TELEKOMUNIKACYJNE","TC0473",5902956120854,"A-2Y(L)2Y","100x2x0,8",null,"BITNER","KMT",1,"oferta","PLN",0.23,null,null,null,null,null,null,null,"n64E"]
[13068,null,"TELEKOMUNIKACYJNE","TC0503",5902956120939,"A-2Y(L)2YB2Y*","100x2x0,8",null,"BITNER","KMT",1,"oferta","PLN",0.23,null,null,null,null,null,null,null,"n64E"]
[13076,null,"TELEKOMUNIKACYJNE","TC0554",5902956121011,"A-2YF(L)2Y","20x2x0,6",null,"BITNER","KMT",1,"oferta","PLN",0.23,null,null,null,null,null,null,null,"n64E"]
[13082,null,"TELEKOMUNIKACYJNE","TC0560",5902956121073,"A-2YF(L)2Y","2x2x0,8",null,"BITNER","KMT",1,"oferta","PLN",0.23,null,null,null,null,null,null,null,"n64E"]
[13090,null,"TELEKOMUNIKACYJNE","TC0568",5902956121158,"A-2YF(L)2Y","70x2x0,8",null,"BITNER","KMT",1,"oferta","PLN",0.23,null,null,null,null,null,null,null,"n64E"]
[13093,null,"TELEKOMUNIKACYJNE","TC0601",5902956121189,"A-2YF(L)2YB2Y","4x2x0,6",null,"BITNER","KMT",1,"oferta","PLN",0.23,null,null,null,null,null,null,null,"n64E"]
[13104,null,"TELEKOMUNIKACYJNE","TC0612",5902956123190,"A-2YF(L)2YB2Y","10x2x0,8",null,"BITNER","KMT",1,"oferta","PLN",0.23,null,null,null,null,null,null,null,"n64E"]
[13112,null,"TELEKOMUNIKACYJNE","TI0012",5902956141200,"BiTLAN U/UTPf 4x2x24AWG (0,5) cat. 5e outdoor 200MHz",null,null,"BITNER","KMT",1,2980,"PLN",0.23,null,null,null,null,null,null,null,"n71"]
[13118,null,"TELEKOMUNIKACYJNE","TI0008",5902956141163,"BiTLAN U/UTP 4x2x24AWG (0,5) cat. 5e 200MHz LSOH",null,null,"BITNER","KMT",1,1570,"PLN",0.23,null,null,null,null,null,null,null,"n71"]
[13126,null,"TELEKOMUNIKACYJNE","TI0050",5902956141194,"BiTLAN F/UTP 4x2x23 AWG (0,54) cat. 6 350MHz LSOH",null,null,"BITNER","KMT",1,4090,"PLN",0.23,null,null,null,null,null,null,null,"n71"]
[13134,null,"TELEKOMUNIKACYJNE","TI0080",5902956141361,"BiTLAN F/FTP 4x2x23 AWG  cat. 6A  500MHz LSOH",null,null,"BITNER","KMT",1,4360,"PLN",0.23,null,null,null,null,null,null,null,"n71"]
[13135,null,"TELEKOMUNIKACYJNE","TI0081",5902956141378,"BiTLAN S/FTP 4x2x23 AWG  cat. 6A  500MHz LSOH",null,null,"BITNER","KMT",1,5170,"PLN",0.23,null,null,null,null,null,null,null,"n71"]
[13148,null,"TELEKOMUNIKACYJNE","TZ0302",5902956123275,"EKKX","4x2x0,5",null,"BITNER","KMT",1,"oferta","PLN",0.23,null,null,null,null,null,null,null,"n66E"]
[13156,null,"TELEKOMUNIKACYJNE","TP0907",5902956123329,"ELAQBY","5x2x0,6",null,"BITNER","KMT",1,"oferta","PLN",0.23,null,null,null,null,null,null,null,"n64E"]
[13160,null,"TELEKOMUNIKACYJNE","TP1001",5902956123398,"ELAQXB"," 2x2x0,5",null,"BITNER","KMT",1,"oferta","PLN",0.23,null,null,null,null,null,null,null,"n64E"]
[13170,null,"TELEKOMUNIKACYJNE","TP0952",5902956152350,"ELAQXBE","6x2x0,5",null,"BITNER","KMT",1,"oferta","PLN",0.23,null,null,null,null,null,null,null,"n64E"]
[13175,null,"TELEKOMUNIKACYJNE","TP0957",5902956152459,"ELAQXBE","100x2x0,5",null,"BITNER","KMT",1,"oferta","PLN",0.23,null,null,null,null,null,null,null,"n64E"]
[13185,null,"TELEKOMUNIKACYJNE","TF0205",5902956235077,"H-YTKSXekp","8x(1x2x0,4c)",null,"BITNER","KMT",1,"oferta","PLN",0.23,null,null,null,null,null,null,null,"n67"]
[13192,null,"TELEKOMUNIKACYJNE","TN1105",5902956292612,"J-Y(St)Y…Bd","12x2x0,8",null,"BITNER","KMT",1,16800,"PLN",0.23,null,null,null,null,null,null,null,"n64E"]
[13197,null,"TELEKOMUNIKACYJNE","TN1110",5902956292667,"J-Y(St)Y…Bd","32x2x0,8",null,"BITNER","KMT",1,"oferta","PLN",0.23,null,null,null,null,null,null,null,"n64E"]
[13202,null,"TELEKOMUNIKACYJNE","TN1115",5902956292711,"J-Y(St)Y…Bd","52x2x0,8",null,"BITNER","KMT",1,"oferta","PLN",0.23,null,null,null,null,null,null,null,"n64E"]
[13211,null,"TELEKOMUNIKACYJNE","TN1008",5902956292803,"J-Y(St)Y…Lg","16x2x0,6",null,"BITNER","KMT",1,13060,"PLN",0.23,null,null,null,null,null,null,null,"n64E"]
[13219,null,"TELEKOMUNIKACYJNE","TN1016",5902956292889,"J-Y(St)Y…Lg","10x2x0,8",null,"BITNER","KMT",1,14060,"PLN",0.23,null,null,null,null,null,null,null,"n64E"]
[13227,null,"TELEKOMUNIKACYJNE","LF0108",5902956232502,"RG 213/U","3,0/7,25",null,"BITNER","KMT",1,8700,"PLN",0.23,null,null,null,null,null,null,null,"n72"]
[13233,null,"TELEKOMUNIKACYJNE","LF0110",5902956232496,"RG11wz","1,63/7,25",null,"BITNER","KMT",1,"oferta","PLN",0.23,null,null,null,null,null,null,null,"n72"]
[13241,null,"TELEKOMUNIKACYJNE","TC0655",5902956232625,"TCEPKPFLE","20x4x0,4",null,"BITNER","KMT",1,"oferta","PLN",0.23,null,null,null,null,null,null,null,"n64E"]
[13252,null,"TELEKOMUNIKACYJNE","TC0666",5902956232731,"TCEPKPFLE","20x4x0,6",null,"BITNER","KMT",1,"oferta","PLN",0.23,null,null,null,null,null,null,null,"n64E"]
[13255,null,"TELEKOMUNIKACYJNE","TC0669",5902956232762,"TCEPKPFLE","50x4x0,6",null,"BITNER","KMT",1,"oferta","PLN",0.23,null,null,null,null,null,null,null,"n64E"]
[13263,null,"TELEKOMUNIKACYJNE","TC0677",5902956232847,"TCEPKPFLE","20x4x0,8",null,"BITNER","KMT",1,"oferta","PLN",0.23,null,null,null,null,null,null,null,"n64E"]
[13269,null,"TELEKOMUNIKACYJNE","LA0601",5902956293008,"TDY","1x0,6",null,"BITNER","KMT",1,"oferta","PLN",0.23,null,null,null,null,null,null,null,"n75"]
[13277,null,"TELEKOMUNIKACYJNE","LA0608",5902956293084,"TDYc","2x0,5",null,"BITNER","KMT",1,"oferta","PLN",0.23,null,null,null,null,null,null,null,"n75"]
[13285,null,"TELEKOMUNIKACYJNE","TP0129",5902956293169,"TKMXn","1x2x0,9",null,"BITNER","KMT",1,"oferta","PLN",0.23,null,null,null,null,null,null,null,"n62E"]
[13294,null,"TELEKOMUNIKACYJNE","LT0021",5902956232922,"XASpn 75 0,8/3,7","0,8/3,7+3x0,50",null,"BITNER","KMT",1,"oferta","PLN",0.23,null,null,null,null,null,null,null,"n72"]
[13299,null,"TELEKOMUNIKACYJNE","LF0201",5902956232953,"XWDXpek 75 1,0/4,8","1/4,8",null,"BITNER","KMT",1,2080,"PLN",0.23,null,null,null,null,null,null,null,"n72"]
[13307,null,"TELEKOMUNIKACYJNE","LA0522",5902956233004,"XzKAXw","4x2x0,8",null,"BITNER","KMT",1,"oferta","PLN",0.23,null,null,null,null,null,null,null,"n75"]
[13311,null,"TELEKOMUNIKACYJNE","LA0526",5902956233042,"XzKAXw","5x2x1,0",null,"BITNER","KMT",1,"oferta","PLN",0.23,null,null,null,null,null,null,null,"n75"]
[13321,null,"TELEKOMUNIKACYJNE","LA0527",5902956233134,"XzKSLXw","2x1,5",null,"BITNER","KMT",1,"oferta","PLN",0.23,null,null,null,null,null,null,null,"n75"]
[13326,null,"TELEKOMUNIKACYJNE","LA0505",5902956233196,"XzKSLXwekw ","2x2,5",null,"BITNER","KMT",1,10530,"PLN",0.23,null,null,null,null,null,null,null,"n75"]
[13336,null,"TELEKOMUNIKACYJNE","TC0008",5902956233554,"XzTKMXpw","150x4x0,4",null,"BITNER","KMT",1,"oferta","PLN",0.23,null,null,null,null,null,null,null,"n61E"]
[13343,null,"TELEKOMUNIKACYJNE","TC0015",5902956233622,"XzTKMXpw","100x4x0,5",null,"BITNER","KMT",1,74340,"PLN",0.23,null,null,null,null,null,null,null,"n61"]
[13348,null,"TELEKOMUNIKACYJNE","TC0020",5902956233677,"XzTKMXpw","25x4x0,6",null,"BITNER","KMT",1,29180,"PLN",0.23,null,null,null,null,null,null,null,"n61E"]
[13361,null,"TELEKOMUNIKACYJNE","TP0003",5902956233233,"XzTKMXpw","3x2x0,5",null,"BITNER","KMT",1,1850,"PLN",0.23,null,null,null,null,null,null,null,"n62"]
[13369,null,"TELEKOMUNIKACYJNE","TP0011",5902956233318,"XzTKMXpw","2x2x0,6",null,"BITNER","KMT",1,1840,"PLN",0.23,null,null,null,null,null,null,null,"n62E"]
[13370,null,"TELEKOMUNIKACYJNE","TP0012",5902956233325,"XzTKMXpw","3x2x0,6",null,"BITNER","KMT",1,2460,"PLN",0.23,null,null,null,null,null,null,null,"n62E"]
[13378,null,"TELEKOMUNIKACYJNE","TP0020",5902956233400,"XzTKMXpw","2x2x0,8",null,"BITNER","KMT",1,2850,"PLN",0.23,null,null,null,null,null,null,null,"n62"]
[13391,null,"TELEKOMUNIKACYJNE","TC0305",5902956233820,"XzTKMXpwFtZnx","50x4x0,4",null,"BITNER","KMT",1,"oferta","PLN",0.23,null,null,null,null,null,null,null,"n61F"]
[13392,null,"TELEKOMUNIKACYJNE","TC0306",5902956233837,"XzTKMXpwFtZnx","100x4x0,4",null,"BITNER","KMT",1,"oferta","PLN",0.23,null,null,null,null,null,null,null,"n61F"]
[13403,null,"TELEKOMUNIKACYJNE","TC0317",5902956233943,"XzTKMXpwFtZnx","10x4x0,6",null,"BITNER","KMT",1,16450,"PLN",0.23,null,null,null,null,null,null,null,"n61F"]
[13413,null,"TELEKOMUNIKACYJNE","TC0327",5902956234032,"XzTKMXpwFtZnx","25x4x0,8",null,"BITNER","KMT",1,59180,"PLN",0.23,null,null,null,null,null,null,null,"n61F"]
[13414,null,"TELEKOMUNIKACYJNE","TC0328",5902956234049,"XzTKMXpwFtZnx","35x4x0,8",null,"BITNER","KMT",1,78320,"PLN",0.23,null,null,null,null,null,null,null,"n61F"]
[13428,null,"TELEKOMUNIKACYJNE","TC0212",5902956234452,"XzTKMXpwn","5x4x0,6",null,"BITNER","KMT",1,9860,"PLN",0.23,null,null,null,null,null,null,null,"n61E"]
[13435,null,"TELEKOMUNIKACYJNE","TC0219",5902956234520,"XzTKMXpwn","10x4x0,8",null,"BITNER","KMT",1,25010,"PLN",0.23,null,null,null,null,null,null,null,"n61D"]
[13436,null,"TELEKOMUNIKACYJNE","TC0220",5902956234537,"XzTKMXpwn","15x4x0,8",null,"BITNER","KMT",1,34970,"PLN",0.23,null,null,null,null,null,null,null,"n61D"]
[13445,null,"TELEKOMUNIKACYJNE","TP0106",5902956234124,"XzTKMXpwn","7x2x0,5",null,"BITNER","KMT",1,4850,"PLN",0.23,null,null,null,null,null,null,null,"n62D"]
[13457,null,"TELEKOMUNIKACYJNE","TP0118",5902956234247,"XzTKMXpwn","1x2x0,8",null,"BITNER","KMT",1,2550,"PLN",0.23,null,null,null,null,null,null,null,"n62D"]
[13462,null,"TELEKOMUNIKACYJNE","TP0123",5902956234292,"XzTKMXpwn","6x2x0,8",null,"BITNER","KMT",1,9540,"PLN",0.23,null,null,null,null,null,null,null,"n62D"]
[13470,null,"TELEKOMUNIKACYJNE","LT0002",5902956293305,"YAS 75  0,8/3,7","0,8/3,7+2x0,50",null,"BITNER","KMT",1,3100,"PLN",0.23,null,null,null,null,null,null,null,"n72"]
[13479,null,"TELEKOMUNIKACYJNE","LT0010",5902956293398,"YASp 75 0,8/3,7","0,8/3,7+4x0,35",null,"BITNER","KMT",1,4020,"PLN",0.23,null,null,null,null,null,null,null,"n72"]
[13484,null,"TELEKOMUNIKACYJNE","TF0204",5902956235060,"Yn-YTKSXekp"," 24x(1x2x0,4c).",null,"BITNER","KMT",1,17850,"PLN",0.23,null,null,null,null,null,null,null,"n67"]
[13487,null,"TELEKOMUNIKACYJNE","LA0002",5902956234810,"YTDY","4x0,5",null,"BITNER","KMT",1,780,"PLN",0.23,null,null,null,null,null,null,null,"n74"]
[13501,null,"TELEKOMUNIKACYJNE","LA0106",5902956234957,"YTDYekw","14x0,5",null,"BITNER","KMT",1,4170,"PLN",0.23,null,null,null,null,null,null,null,"n74"]
[13506,null,"TELEKOMUNIKACYJNE","TS0003",5902956235398,"YTKSY","2x2x0,5",null,"BITNER","KMT",1,870,"PLN",0.23,null,null,null,null,null,null,null,"n65"]
[13512,null,"TELEKOMUNIKACYJNE","TS0010",5902956293435,"YTKSY","8x2x0,5",null,"BITNER","KMT",1,3150,"PLN",0.23,null,null,null,null,null,null,null,"n65"]
[13520,null,"TELEKOMUNIKACYJNE","TS0018",5902956235497,"YTKSY","30x2x0,5",null,"BITNER","KMT",1,11540,"PLN",0.23,null,null,null,null,null,null,null,"n65"]
[13528,null,"TELEKOMUNIKACYJNE","TS0026",5902956294555,"YTKSY","4x2x0,6",null,"BITNER","KMT",1,2350,"PLN",0.23,null,null,null,null,null,null,null,"n65"]
[13536,null,"TELEKOMUNIKACYJNE","TS0034",5902956235695,"YTKSY","7x2x0,8",null,"BITNER","KMT",1,7080,"PLN",0.23,null,null,null,null,null,null,null,"n65"]
[13545,null,"TELEKOMUNIKACYJNE","TS0043",5902956235282,"YTKSY","10x2x0,4",null,"BITNER","KMT",1,"oferta","PLN",0.23,null,null,null,null,null,null,null,"n65"]
[13550,null,"TELEKOMUNIKACYJNE","TS0048",5902956235336,"YTKSY","30x2x0,4",null,"BITNER","KMT",1,"oferta","PLN",0.23,null,null,null,null,null,null,null,"n65"]
[13558,null,"TELEKOMUNIKACYJNE","TS0056",5902956235756,"YTKSY","30x2x0,8",null,"BITNER","KMT",1,"oferta","PLN",0.23,null,null,null,null,null,null,null,"n65"]
[13562,null,"TELEKOMUNIKACYJNE","TS0060",5902956235794,"YTKSY","53x2x0,8",null,"BITNER","KMT",1,52100,"PLN",0.23,null,null,null,null,null,null,null,"n65"]
[13572,null,"TELEKOMUNIKACYJNE","TF0003",5902956293497,"YTKSYekp","3x2x0,5",null,"BITNER","KMT",1,2370,"PLN",0.23,null,null,null,null,null,null,null,"n65"]
[13577,null,"TELEKOMUNIKACYJNE","TF0008",5902956235855,"YTKSYekp","21x2x0,5",null,"BITNER","KMT",1,13570,"PLN",0.23,null,null,null,null,null,null,null,"n65"]
[13587,null,"TELEKOMUNIKACYJNE","TS0094",5902956235879,"YTKSYekw","2x2x0,4",null,"BITNER","KMT",1,"oferta","PLN",0.23,null,null,null,null,null,null,null,"n65"]
[13594,null,"TELEKOMUNIKACYJNE","TS0101",5902956236036,"YTKSYekw","2x2x0,5",null,"BITNER","KMT",1,1060,"PLN",0.23,null,null,null,null,null,null,null,"n65"]
[13599,null,"TELEKOMUNIKACYJNE","TS0106",5902956236067,"YTKSYekw","6x2x0,5",null,"BITNER","KMT",1,2600,"PLN",0.23,null,null,null,null,null,null,null,"n65"]
[13604,null,"TELEKOMUNIKACYJNE","TS0111",5902956293602,"YTKSYekw","20x2x0,5",null,"BITNER","KMT",1,7900,"PLN",0.23,null,null,null,null,null,null,null,"n65"]
[13613,null,"TELEKOMUNIKACYJNE","TS0120",5902956236180,"YTKSYekw","1x2x0,6",null,"BITNER","KMT",1,"oferta","PLN",0.23,null,null,null,null,null,null,null,"n65"]
[13621,null,"TELEKOMUNIKACYJNE","TS0128",5902956236326,"YTKSYekw","6x2x0,8",null,"BITNER","KMT",1,6340,"PLN",0.23,null,null,null,null,null,null,null,"n65"]
[13629,null,"TELEKOMUNIKACYJNE","TS0136",5902956236258,"YTKSYekw","12x2x0,6",null,"BITNER","KMT",1,"oferta","PLN",0.23,null,null,null,null,null,null,null,"n65"]
[13635,null,"TELEKOMUNIKACYJNE","TS0142",5902956235961,"YTKSYekw","28x2x0,4",null,"BITNER","KMT",1,"oferta","PLN",0.23,null,null,null,null,null,null,null,"n65"]
[13643,null,"TELEKOMUNIKACYJNE","TS0150",5902956236388,"YTKSYekw","28x2x0,8",null,"BITNER","KMT",1,"oferta","PLN",0.23,null,null,null,null,null,null,null,"n65"]
[13654,null,"TELEKOMUNIKACYJNE","TZ0005",5902956236487,"YTKZYekw","35x4x0,5",null,"BITNER","KMT",1,"oferta","PLN",0.23,null,null,null,null,null,null,null,"n68"]
[13657,null,"TELEKOMUNIKACYJNE","TZ0101",5902956236517,"YTKZYekw","10x4x0,5c",null,"BITNER","KMT",1,"oferta","PLN",0.23,null,null,null,null,null,null,null,"n68"]
[13665,null,"TELEKOMUNIKACYJNE","LA0203",5902956236593,"YTLY","8x0,22",null,"BITNER","KMT",1,"oferta","PLN",0.23,null,null,null,null,null,null,null,"n75"]
[13671,null,"TELEKOMUNIKACYJNE","LA0303",5902956236654,"YTLYekw","8x0,22",null,"BITNER","KMT",1,"oferta","PLN",0.23,null,null,null,null,null,null,null,"n75"]
[13679,null,"TELEKOMUNIKACYJNE","LF0203",5902956236753,"YWDXpek 75 1,05/5,0","15/5,0",null,"BITNER","KMT",1,2180,"PLN",0.23,null,null,null,null,null,null,null,"n72"]
[13687,null,"AUDIO","LP0205",5902956231925,"BiTsound®Instal Speaker Cable","2x4,0",null,"BITNER","KMT",1,15110,"PLN",0.23,null,null,null,null,null,null,null,"n38E"]
[13696,null,"AUDIO","LP0238",5902956293640,"BiTsound®Instal Speaker Cable LSOH","2x2,5",null,"BITNER","KMT",1,11610,"PLN",0.23,null,null,null,null,null,null,null,"n38E"]
[13701,null,"AUDIO","LP0243",5902956293695,"BiTsound®Instal Speaker Cable LSOH","4x4,0",null,"BITNER","KMT",1,31260,"PLN",0.23,null,null,null,null,null,null,null,"n38E"]
[13709,null,"AUDIO","LP0275",5902956293763,"BiTsound®Instrument Cable","1x0,5",null,"BITNER","KMT",1,5830,"PLN",0.23,null,null,null,null,null,null,null,"n38E"]
[13721,null,"AUDIO","LP0168",5902956141613,"InfoBiT 16 PE-(St)PVC","1x2x16 AWG",null,"BITNER","KMT",1,8590,"PLN",0.23,null,null,null,null,null,null,null,"n82"]
[13723,null,"AUDIO","LP0208",5902956293862,"Microphone Cable OFC czarny","2x0,23",null,"BITNER","KMT",1,3960,"PLN",0.23,null,null,null,null,null,null,null,"n38E"]
[13735,null,"AUDIO","LP0223",5902956232151,"MultiPaired Analog Audio Cable","16x(2x0,21)",null,"BITNER","KMT",1,25230,"PLN",0.23,null,null,null,null,null,null,null,"n38E"]
[13738,null,"AUDIO","LP0502",5902956232182,"MultiPaired Analog Audio Cable ","40x(2x0,21)",null,"BITNER","KMT",1,61020,"PLN",0.23,null,null,null,null,null,null,null,"n38E"]
[13745,null,"AUDIO","LP0006",5902956232250,"BiTsound PGY-p","2x2,5",null,"BITNER","KMT",1,4630,"PLN",0.23,null,null,null,null,null,null,null,"n73"]
[13757,null,"AUDIO","LP0218",5902956293985,"Power Microphone ","2x0,23+3x1,5",null,"BITNER","KMT",1,13840,"PLN",0.23,null,null,null,null,null,null,null,"n38E"]
[13763,null,"AUDIO","LP0276",5902956294043,"Przewody hybrydowe MULTIBIT 5C+4S LSOH","5x75Ω+4x0,12 ",null,"BITNER","KMT",1,26500,"PLN",0.23,null,null,null,null,null,null,null,"n38E"]
[13771,null,"AUDIO","LP0457",5902956294128,"Przewód głośnikowy PGI-(VH) LSOH","2x10",null,"BITNER","KMT",1,"oferta","PLN",0.23,null,null,null,null,null,null,null,"n38E"]
[13779,null,"AUDIO","LP0403",5902956294203,"Przewód głośnikowy PGI-(VH) OFC PH 90 LSOH","2x4,0",null,"BITNER","KMT",1,34860,"PLN",0.23,null,null,null,null,null,null,null,"n38E"]
[13780,null,"AUDIO","LP0404",5902956294210,"Przewód głośnikowy PGI-(VH) OFC PH 90 LSOH","4x4,0",null,"BITNER","KMT",1,"oferta","PLN",0.23,null,null,null,null,null,null,null,"n38E"]
[13793,null,"AUDIO","LP0305",5902956294340,"Przewód głośnikowy PGI-H  E30 LSOH","2x6,0",null,"BITNER","KMT",1,"oferta","PLN",0.23,null,null,null,null,null,null,null,"n38E"]
[13801,null,"AUDIO","LP0351",5902956294425,"Przewód głośnikowy PGI-H PH 90 LSOH","2x2,5",null,"BITNER","KMT",1,"oferta","PLN",0.23,null,null,null,null,null,null,null,"n38E"]
[13805,null,"AUDIO","LP0355",5902956294463,"Przewód głośnikowy PGI-H PH 90 LSOH","2x6,0",null,"BITNER","KMT",1,"oferta","PLN",0.23,null,null,null,null,null,null,null,"n38E"]
[13815,null,"GÓRNICZE","GT0503",5902956184696,"8GTL3Gkon-G 300/500V","20x2x1,0",null,"BITNER","KMT",1,104223,"PLN",0.23,null,null,null,null,null,null,null,"n41"]
[13823,null,"GÓRNICZE","GG5507",5902956159205,"BiTflex (a) O2nGcekż/w-GW 3,6/6kV","3x35+16+3x2,5",null,"BITNER","KMT",1,"oferta","PLN",0.23,null,null,null,null,null,null,null,"n42s"]
[13830,null,"GÓRNICZE","GG5514",5902956159359,"BiTflex (a) O2nGcekż/w-GW 3,6/6kV","3x35+25+3x2x2,5",null,"BITNER","KMT",1,"oferta","PLN",0.23,null,null,null,null,null,null,null,"n42s"]
[13837,null,"GÓRNICZE","GG5526",5902956159151,"BiTflex (a) O2nGcekż/w-GW 3,6/6kV","3x35+25+3x1,5",null,"BITNER","KMT",1,"oferta","PLN",0.23,null,null,null,null,null,null,null,"n42s"]
[13845,null,"GÓRNICZE","GG5534",5902956159267,"BiTflex (a) O2nGcekż/w-GW 3,6/6kV","3x35+25+3x4,0",null,"BITNER","KMT",1,"oferta","PLN",0.23,null,null,null,null,null,null,null,"n42s"]
[13847,null,"GÓRNICZE","GG5536",5902956159298,"BiTflex (a) O2nGcekż/w-GW 3,6/6kV","3x70+35+3x4,0",null,"BITNER","KMT",1,"oferta","PLN",0.23,null,null,null,null,null,null,null,"n42s"]
[13859,null,"GÓRNICZE","GG5548",5902956159489,"BiTflex (a) O2nGcekż/w-GW 3,6/6kV","3x25+16+3x2x6,0",null,"BITNER","KMT",1,"oferta","PLN",0.23,null,null,null,null,null,null,null,"n42s"]
[13864,null,"GÓRNICZE","GG5553",5902956159557,"BiTflex (a) O2nGcekż/w-GW 3,6/6kV","3x95+50+3x2x6,0",null,"BITNER","KMT",1,"oferta","PLN",0.23,null,null,null,null,null,null,null,"n42s"]
[13872,null,"GÓRNICZE","GG5007",5902956158734,"BiTflex (a) OnGcekż/w-GW 3,6/6kV","3x35+25+3x2,5",null,"BITNER","KMT",1,"oferta","PLN",0.23,null,null,null,null,null,null,null,"n42s"]
[13881,null,"GÓRNICZE","GG5017",5902956158987,"BiTflex (a) OnGcekż/w-GW 3,6/6kV","3x95+50+3x2x4,0",null,"BITNER","KMT",1,"oferta","PLN",0.23,null,null,null,null,null,null,null,"n42s"]
[13886,null,"GÓRNICZE","GG5031",5902956158680,"BiTflex (a) OnGcekż/w-GW 3,6/6kV","3x50+25+3x1,5",null,"BITNER","KMT",1,"oferta","PLN",0.23,null,null,null,null,null,null,null,"n42s"]
[13897,null,"GÓRNICZE","GG5042",5902956158840,"BiTflex (a) OnGcekż/w-GW 3,6/6kV","3x25+16+3x2x2,5",null,"BITNER","KMT",1,"oferta","PLN",0.23,null,null,null,null,null,null,null,"n42s"]
[13903,null,"GÓRNICZE","GG5048",5902956158932,"BiTflex (a) OnGcekż/w-GW 3,6/6kV","3x35+25+3x2x4,0",null,"BITNER","KMT",1,"oferta","PLN",0.23,null,null,null,null,null,null,null,"n42s"]
[13908,null,"GÓRNICZE","GG5053",5902956159007,"BiTflex (a) OnGcekż/w-GW 3,6/6kV","3x35+16+3x2x6,0",null,"BITNER","KMT",1,"oferta","PLN",0.23,null,null,null,null,null,null,null,"n42s"]
[13914,null,"GÓRNICZE","BM0201",5902956161079,"BiTmining (N)TSCGEWOEU-F 12/20kV","3x25+3x50/3",null,"BITNER","KMT",1,"oferta","PLN",0.23,null,null,null,null,null,null,null,"n42s"]
[13922,null,"GÓRNICZE","BM0209",5902956161154,"BiTmining (N)TSCGEWOEU-F 12/20kV","3x120+3x70/3",null,"BITNER","KMT",1,"oferta","PLN",0.23,null,null,null,null,null,null,null,"n42s"]
[13930,null,"GÓRNICZE","BM0223",5902956161239,"BiTmining (N)TSCGEWOEU-F 14/25kV","3x35+3x50/3",null,"BITNER","KMT",1,"oferta","PLN",0.23,null,null,null,null,null,null,null,"n42s"]
[13939,null,"GÓRNICZE","BM0232",5902956161321,"BiTmining (N)TSCGEWOEU-F 14/25kV","3x240+3x120/3",null,"BITNER","KMT",1,"oferta","PLN",0.23,null,null,null,null,null,null,null,"n42s"]
[13944,null,"GÓRNICZE","BM0243",5902956161376,"BiTmining (N)TSCGEWOEU-F 18/30kV","3x35+3x50/3",null,"BITNER","KMT",1,"oferta","PLN",0.23,null,null,null,null,null,null,null,"n42s"]
[13952,null,"GÓRNICZE","BM0251",5902956161451,"BiTmining (N)TSCGEWOEU-F 18/30kV","3x185+3x95/3",null,"BITNER","KMT",1,"oferta","PLN",0.23,null,null,null,null,null,null,null,"n42s"]
[13956,null,"GÓRNICZE","BM0151",5902956160652,"BiTmining (N)TSCGEWOEU-F 3,6/6kV","3x25+3x50/3",null,"BITNER","KMT",1,"oferta","PLN",0.23,null,null,null,null,null,null,null,"n42s"]
[13966,null,"GÓRNICZE","BM0161",5902956160751,"BiTmining (N)TSCGEWOEU-F 3,6/6kV","3x185+3x95/3",null,"BITNER","KMT",1,"oferta","PLN",0.23,null,null,null,null,null,null,null,"n42s"]
[13974,null,"GÓRNICZE","BM0175",5902956160836,"BiTmining (N)TSCGEWOEU-F 6/10kV","3x50+3x50/3",null,"BITNER","KMT",1,"oferta","PLN",0.23,null,null,null,null,null,null,null,"n42s"]
[13981,null,"GÓRNICZE","BM0182",5902956160904,"BiTmining (N)TSCGEWOEU-F 6/10kV","3x240+3x120/3",null,"BITNER","KMT",1,"oferta","PLN",0.23,null,null,null,null,null,null,null,"n42s"]
[13988,null,"GÓRNICZE","BM0190",5902956160973,"BiTmining (N)TSCGEWOEU-F 8,7/15kV","3x50+3x50/3",null,"BITNER","KMT",1,"oferta","PLN",0.23,null,null,null,null,null,null,null,"n42s"]
[13996,null,"GÓRNICZE","BM0198",5902956161055,"BiTmining (N)TSCGEWOEU-F 8,7/15kV","3x300+3x150/3",null,"BITNER","KMT",1,"oferta","PLN",0.23,null,null,null,null,null,null,null,"n42s"]
[14006,null,"GÓRNICZE","BM0314",5902956161994,"BiTmining (N)TSCGEWOEU-R 12/20kV","3x120+3x70/3",null,"BITNER","KMT",1,"oferta","PLN",0.23,null,null,null,null,null,null,null,"n42s"]
[14010,null,"GÓRNICZE","BM0318",5902956162038,"BiTmining (N)TSCGEWOEU-R 12/20kV","3x300+3x150/3",null,"BITNER","KMT",1,"oferta","PLN",0.23,null,null,null,null,null,null,null,"n42s"]
[14015,null,"GÓRNICZE","BM0324",5902956162083,"BiTmining (N)TSCGEWOEU-R 14/25kV","3x50+3x25/3",null,"BITNER","KMT",1,"oferta","PLN",0.23,null,null,null,null,null,null,null,"n42s"]
[14023,null,"GÓRNICZE","BM0332",5902956162168,"BiTmining (N)TSCGEWOEU-R 14/25kV","3x240+3x120/3",null,"BITNER","KMT",1,"oferta","PLN",0.23,null,null,null,null,null,null,null,"n42s"]
[14032,null,"GÓRNICZE","BM0342",5902956162250,"BiTmining (N)TSCGEWOEU-R 18/30kV","3x70+3x50/3",null,"BITNER","KMT",1,"oferta","PLN",0.23,null,null,null,null,null,null,null,"n42s"]
[14037,null,"GÓRNICZE","BM0347",5902956162304,"BiTmining (N)TSCGEWOEU-R 18/30kV","3x240+3x120/3",null,"BITNER","KMT",1,"oferta","PLN",0.23,null,null,null,null,null,null,null,"n42s"]
[14048,null,"GÓRNICZE","BM0264",5902956161574,"BiTmining (N)TSCGEWOEU-R 3,6/6kV","3x120+3x70/3",null,"BITNER","KMT",1,"oferta","PLN",0.23,null,null,null,null,null,null,null,"n42s"]
[14054,null,"GÓRNICZE","BM0271",5902956161635,"BiTmining (N)TSCGEWOEU-R 6/10kV","3x25+3x50/3",null,"BITNER","KMT",1,"oferta","PLN",0.23,null,null,null,null,null,null,null,"n42s"]
[14059,null,"GÓRNICZE","BM0276",5902956161680,"BiTmining (N)TSCGEWOEU-R 6/10kV","3x70+3x35/3",null,"BITNER","KMT",1,"oferta","PLN",0.23,null,null,null,null,null,null,null,"n42s"]
[14073,null,"GÓRNICZE","BM0296",5902956161826,"BiTmining (N)TSCGEWOEU-R 8,7/15kV","3x70+3x35/3",null,"BITNER","KMT",1,"oferta","PLN",0.23,null,null,null,null,null,null,null,"n42s"]
[14080,null,"GÓRNICZE","BM0303",5902956161895,"BiTmining (N)TSCGEWOEU-R 8,7/15kV","3x300+3x150/3",null,"BITNER","KMT",1,"oferta","PLN",0.23,null,null,null,null,null,null,null,"n42s"]
[14081,null,"GÓRNICZE","BM0395",5902956162625,"BiTmining (N)TSCGEWOEU-SR 12/20kV","3x25+3x25/3",null,"BITNER","KMT",1,"oferta","PLN",0.23,null,null,null,null,null,null,null,"n42s"]
[14090,null,"GÓRNICZE","BM0404",5902956162717,"BiTmining (N)TSCGEWOEU-SR 12/20kV","3x300+3x150/3",null,"BITNER","KMT",1,"oferta","PLN",0.23,null,null,null,null,null,null,null,"n42s"]
[14102,null,"GÓRNICZE","BM0426",5902956162830,"BiTmining (N)TSCGEWOEU-SR 18/30kV","3x35+3x25/3",null,"BITNER","KMT",1,"oferta","PLN",0.23,null,null,null,null,null,null,null,"n42s"]
[14103,null,"GÓRNICZE","BM0427",5902956162847,"BiTmining (N)TSCGEWOEU-SR 18/30kV","3x50+3x25/3",null,"BITNER","KMT",1,"oferta","PLN",0.23,null,null,null,null,null,null,null,"n42s"]
[14115,null,"GÓRNICZE","BM0354",5902956162366,"BiTmining (N)TSCGEWOEU-SR 3,6/6kV","3x95+3x50/3",null,"BITNER","KMT",1,"oferta","PLN",0.23,null,null,null,null,null,null,null,"n42s"]
[14124,null,"GÓRNICZE","BM0368",5902956162458,"BiTmining (N)TSCGEWOEU-SR 6/10kV","3x70+3x35/3",null,"BITNER","KMT",1,"oferta","PLN",0.23,null,null,null,null,null,null,null,"n42s"]
[14125,null,"GÓRNICZE","BM0369",5902956162465,"BiTmining (N)TSCGEWOEU-SR 6/10kV","3x95+3x50/3",null,"BITNER","KMT",1,"oferta","PLN",0.23,null,null,null,null,null,null,null,"n42s"]
[14132,null,"GÓRNICZE","BM0381",5902956162533,"BiTmining (N)TSCGEWOEU-SR 8,7/15kV","3x35+3x25/3",null,"BITNER","KMT",1,"oferta","PLN",0.23,null,null,null,null,null,null,null,"n42s"]
[14146,null,"GÓRNICZE","BM0485",5902956163233,"BiTmining (N)TSCGEWOEU-TR 12/20kV","3x120+3x70/3",null,"BITNER","KMT",1,"oferta","PLN",0.23,null,null,null,null,null,null,null,"n42s"]
[14147,null,"GÓRNICZE","BM0486",5902956163240,"BiTmining (N)TSCGEWOEU-TR 12/20kV","3x150+3x70/3",null,"BITNER","KMT",1,"oferta","PLN",0.23,null,null,null,null,null,null,null,"n42s"]
[14157,null,"GÓRNICZE","BM0500",5902956163349,"BiTmining (N)TSCGEWOEU-TR 18/30kV","3x25+3x25/3",null,"BITNER","KMT",1,"oferta","PLN",0.23,null,null,null,null,null,null,null,"n42s"]
[14168,null,"GÓRNICZE","BM0443",5902956162953,"BiTmining (N)TSCGEWOEU-TR 3,6/6kV","3x70+3x35/3",null,"BITNER","KMT",1,"oferta","PLN",0.23,null,null,null,null,null,null,null,"n42s"]
[14173,null,"GÓRNICZE","BM0450",5902956163004,"BiTmining (N)TSCGEWOEU-TR 6/10kV","3x25+3x25/3",null,"BITNER","KMT",1,"oferta","PLN",0.23,null,null,null,null,null,null,null,"n42s"]
[14182,null,"GÓRNICZE","BM0459",5902956163097,"BiTmining (N)TSCGEWOEU-TR 6/10kV","3x185+3x95/3",null,"BITNER","KMT",1,"oferta","PLN",0.23,null,null,null,null,null,null,null,"n42s"]
[14190,null,"GÓRNICZE","BM0472",5902956163172,"BiTmining (N)TSCGEWOEU-TR 8,7/15kV","3x185+3x95/3",null,"BITNER","KMT",1,"oferta","PLN",0.23,null,null,null,null,null,null,null,"n42s"]
[14195,null,"GÓRNICZE","BM0134",5902956160584,"BiTmining (N)TSKCGECWOEU-CH 3,6/6kV","3x120+3x(1,5ST KON+70/3KON) + 6ÜL KON)",null,"BITNER","KMT",1,"oferta","PLN",0.23,null,null,null,null,null,null,null,"n42s"]
[14199,null,"GÓRNICZE","BM0143",5902956160621,"BiTmining (N)TSKCGECWOEU-FN 3,6/6kV","3x95+3x(1,5ST KON+50/3KON) + 6ÜL KON)",null,"BITNER","KMT",1,"oferta","PLN",0.23,null,null,null,null,null,null,null,"n42s"]
[14212,null,"GÓRNICZE","BM0802",5902956163448,"BiTmining NTMCGCWOEU 6/10kV","1x50/16",null,"BITNER","KMT",1,"oferta","PLN",0.23,null,null,null,null,null,null,null,"n42s"]
[14217,null,"GÓRNICZE","BM0807",5902956163493,"BiTmining NTMCGCWOEU 6/10kV","1x185/25",null,"BITNER","KMT",1,"oferta","PLN",0.23,null,null,null,null,null,null,null,"n42s"]
[14224,null,"GÓRNICZE","BM0045",5902956159878,"BiTmining NTSCGEWOEU-W .../3 12/20kV","3x120+3x70/3",null,"BITNER","KMT",1,"oferta","PLN",0.23,null,null,null,null,null,null,null,"n42s"]
[14231,null,"GÓRNICZE","BM0054",5902956159946,"BiTmining NTSCGEWOEU-W .../3 14/25kV","3x95+3x50/3",null,"BITNER","KMT",1,"oferta","PLN",0.23,null,null,null,null,null,null,null,"n42s"]
[14239,null,"GÓRNICZE","BM0064",5902956160027,"BiTmining NTSCGEWOEU-W .../3 18/30kV","3x95+3x50/3",null,"BITNER","KMT",1,"oferta","PLN",0.23,null,null,null,null,null,null,null,"n42s"]
[14249,null,"GÓRNICZE","BM0021",5902956159700,"BiTmining NTSCGEWOEU-W .../3 3,6/10kV","3x150+3x50/3",null,"BITNER","KMT",1,"oferta","PLN",0.23,null,null,null,null,null,null,null,"n42s"]
[14253,null,"GÓRNICZE","BM0001",5902956159564,"BiTmining NTSCGEWOEU-W .../3 3,6/6kV","3x25+3x25/3",null,"BITNER","KMT",1,"oferta","PLN",0.23,null,null,null,null,null,null,null,"n42s"]
[14261,null,"GÓRNICZE","BM0030",5902956159748,"BiTmining NTSCGEWOEU-W .../3 8,7/15kV","3x25+3x25/3",null,"BITNER","KMT",1,"oferta","PLN",0.23,null,null,null,null,null,null,null,"n42s"]
[14266,null,"GÓRNICZE","BM0035",5902956159793,"BiTmining NTSCGEWOEU-W .../3 8,7/15kV","3x120+3x70/3",null,"BITNER","KMT",1,"oferta","PLN",0.23,null,null,null,null,null,null,null,"n42s"]
[14275,null,"GÓRNICZE","BM0106",5902956160362,"BiTmining NTSCGEWOEU-W .../3E 12/20kV","3x150+3x70/3E",null,"BITNER","KMT",1,"oferta","PLN",0.23,null,null,null,null,null,null,null,"n42s"]
[14283,null,"GÓRNICZE","BM0116",5902956160447,"BiTmining NTSCGEWOEU-W .../3E 14/25kV","3x150+3x70/3E",null,"BITNER","KMT",1,"oferta","PLN",0.23,null,null,null,null,null,null,null,"n42s"]
[14291,null,"GÓRNICZE","BM0126",5902956160522,"BiTmining NTSCGEWOEU-W .../3E 18/3E0kV","3x150+3x70/3E",null,"BITNER","KMT",1,"oferta","PLN",0.23,null,null,null,null,null,null,null,"n42s"]
[14297,null,"GÓRNICZE","BM0084",5902956160188,"BiTmining NTSCGEWOEU-W .../3E 3,6/10kV","3x95+3x50/3E",null,"BITNER","KMT",1,"oferta","PLN",0.23,null,null,null,null,null,null,null,"n42s"]
[14305,null,"GÓRNICZE","BM0074",5902956160102,"BiTmining NTSCGEWOEU-W .../3E 3,6/6kV","3x95+3x50/3E",null,"BITNER","KMT",1,"oferta","PLN",0.23,null,null,null,null,null,null,null,"n42s"]
[14308,null,"GÓRNICZE","BM0077",5902956160133,"BiTmining NTSCGEWOEU-W .../3E 3,6/6kV","3x185+3x95/3E",null,"BITNER","KMT",1,"oferta","PLN",0.23,null,null,null,null,null,null,null,"n42s"]
[14319,null,"GÓRNICZE","GG33202",5902956183972,"L-2YYQY","2x16+2x(2x0,5)+1x0,5",null,"BITNER","KMT",1,"oferta","PLN",0.23,null,null,null,null,null,null,null,"n41"]
[14324,null,"GÓRNICZE","GG1704",5902956155085,"OGŁ","3x16",null,"BITNER","KMT",1,53879,"PLN",0.23,null,null,null,null,null,null,null,"n34"]
[14333,null,"GÓRNICZE","GG1713",5902956155177,"OGŁ","4x25",null,"BITNER","KMT",1,117710,"PLN",0.23,null,null,null,null,null,null,null,"n34"]
[14341,null,"GÓRNICZE","GG5705",5902956158154,"O2nGcekż/w-GW 3,6/6kV","3x120+35",null,"BITNER","KMT",1,"oferta","PLN",0.23,null,null,null,null,null,null,null,"n42s"]
[14346,null,"GÓRNICZE","GG5710",5902956158338,"O2nGcekż/w-GW 3,6/6kV","3x95+35+3x4,0",null,"BITNER","KMT",1,"oferta","PLN",0.23,null,null,null,null,null,null,null,"n42s"]
[14358,null,"GÓRNICZE","GG5724",5902956158192,"O2nGcekż/w-GW 3,6/6kV","3x50+25+3x1,5",null,"BITNER","KMT",1,"oferta","PLN",0.23,null,null,null,null,null,null,null,"n42s"]
[14363,null,"GÓRNICZE","GG5729",5902956158277,"O2nGcekż/w-GW 3,6/6kV","3x95+50+3x2,5",null,"BITNER","KMT",1,"oferta","PLN",0.23,null,null,null,null,null,null,null,"n42s"]
[14368,null,"GÓRNICZE","GG5734",5902956158345,"O2nGcekż/w-GW 3,6/6kV","3x95+50+3x4,0",null,"BITNER","KMT",1,"oferta","PLN",0.23,null,null,null,null,null,null,null,"n42s"]
[14375,null,"GÓRNICZE","GG5741",5902956158451,"O2nGcekż/w-GW 3,6/6kV","3x35+25+3x2x4,0",null,"BITNER","KMT",1,"oferta","PLN",0.23,null,null,null,null,null,null,null,"n42s"]
[14382,null,"GÓRNICZE","GG5748",5902956158543,"O2nGcekż/w-GW 3,6/6kV","3x50+25+3x2x6,0",null,"BITNER","KMT",1,"oferta","PLN",0.23,null,null,null,null,null,null,null,"n42s"]
[14390,null,"GÓRNICZE","GG1905",5902956153944,"O2nGcekż-G 0,6/1kV","3x35+16+6x2,5",null,"BITNER","KMT",1,256305,"PLN",0.23,null,null,null,null,null,null,null,"n42"]
[14400,null,"GÓRNICZE","GG1505",5902956154347,"O2nGcekż-G2 0,6/1kV","3x70+3x25+25+3x4,0",null,"BITNER","KMT",1,"oferta","PLN",0.23,null,null,null,null,null,null,null,"n42"]
[14404,null,"GÓRNICZE","GG1509",5902956154385,"O2nGcekż-G2 0,6/1kV","3x35+3x25+25+6x2,5",null,"BITNER","KMT",1,"oferta","PLN",0.23,null,null,null,null,null,null,null,"n42"]
[14412,null,"GÓRNICZE","GG1517",5902956154460,"O2nGcekż-G2 0,6/1kV","3x70+3x35+25+6x2,5",null,"BITNER","KMT",1,"oferta","PLN",0.23,null,null,null,null,null,null,null,"n42"]
[14425,null,"GÓRNICZE","GG1004",5902956153395,"OnG 0,6/1kV",50,null,"BITNER","KMT",1,56936,"PLN",0.23,null,null,null,null,null,null,null,"n42"]
[14426,null,"GÓRNICZE","GG1005",5902956153401,"OnG 0,6/1kV",70,null,"BITNER","KMT",1,76558,"PLN",0.23,null,null,null,null,null,null,null,"n42"]
[14434,null,"GÓRNICZE","GG1014",5902956153340,"OnG 0,6/1kV",6,null,"BITNER","KMT",1,"oferta","PLN",0.23,null,null,null,null,null,null,null,"n42"]
[14442,null,"GÓRNICZE","GP1302",5902956153524,"OnG1 0,6/1kV","2x2,5",null,"BITNER","KMT",1,13963,"PLN",0.23,null,null,null,null,null,null,null,"n41"]
[14448,null,"GÓRNICZE","GG9002",5902956157010,"OnGcekgż-G 12/20kV","3x25+3x16/3",null,"BITNER","KMT",1,310869,"PLN",0.23,null,null,null,null,null,null,null,"n42s"]
[14456,null,"GÓRNICZE","GG9500",5902956157096,"OnGcekgż-G 18/30kV","3x25+3x16/3",null,"BITNER","KMT",1,"oferta","PLN",0.23,null,null,null,null,null,null,null,"n42s"]
[14467,null,"GÓRNICZE","GG5106",5902956156754,"OnGcekgż-G 3,6/6kV","3x95+3x50/3",null,"BITNER","KMT",1,476529,"PLN",0.23,null,null,null,null,null,null,null,"n42s"]
[14470,null,"GÓRNICZE","GG5109",5902956156785,"OnGcekgż-G 3,6/6kV","3x185+3x95/3",null,"BITNER","KMT",1,808424,"PLN",0.23,null,null,null,null,null,null,null,"n42s"]
[14482,null,"GÓRNICZE","GG8501",5902956156907,"OnGcekgż-G 8,7/15kV","3x16+3x16/3",null,"BITNER","KMT",1,"oferta","PLN",0.23,null,null,null,null,null,null,null,"n42s"]
[14484,null,"GÓRNICZE","GG8503",5902956156921,"OnGcekgż-G 8,7/15kV","3x35+3+16/3",null,"BITNER","KMT",1,"oferta","PLN",0.23,null,null,null,null,null,null,null,"n42s"]
[14492,null,"GÓRNICZE","GG5601",5902956157621,"OnGcekż/w-GW 3,6/6kV","3x35+16",null,"BITNER","KMT",1,"oferta","PLN",0.23,null,null,null,null,null,null,null,"n42s"]
[14504,null,"GÓRNICZE","GG5613",5902956157881,"OnGcekż/w-GW 3,6/6kV","3x35+16+3x2x2,5",null,"BITNER","KMT",1,"oferta","PLN",0.23,null,null,null,null,null,null,null,"n42s"]
[14509,null,"GÓRNICZE","GG5618",5902956158086,"OnGcekż/w-GW 3,6/6kV","3x95+35+3x2x6,0",null,"BITNER","KMT",1,"oferta","PLN",0.23,null,null,null,null,null,null,null,"n42s"]
[14518,null,"GÓRNICZE","GG5629",5902956157782,"OnGcekż/w-GW 3,6/6kV","3x95+50+3x2,5",null,"BITNER","KMT",1,"oferta","PLN",0.23,null,null,null,null,null,null,null,"n42s"]
[14526,null,"GÓRNICZE","GG5637",5902956157928,"OnGcekż/w-GW 3,6/6kV","3x95+35+3x2x2,5",null,"BITNER","KMT",1,"oferta","PLN",0.23,null,null,null,null,null,null,null,"n42s"]
[14534,null,"GÓRNICZE","GG5645",5902956158024,"OnGcekż/w-GW 3,6/6kV","3x25+16+3x2x6,0",null,"BITNER","KMT",1,"oferta","PLN",0.23,null,null,null,null,null,null,null,"n42s"]
[14540,null,"GÓRNICZE","GG1100",5902956153777,"OnGcekż-G 0,6/1kV","3x25+16+3x2,5  ",null,"BITNER","KMT",1,183476,"PLN",0.23,null,null,null,null,null,null,null,"n42"]
[14548,null,"GÓRNICZE","GG1109",5902956153876,"OnGcekż-G 0,6/1kV","3x95+35+6x4,0  ",null,"BITNER","KMT",1,585833,"PLN",0.23,null,null,null,null,null,null,null,"n42"]
[14551,null,"GÓRNICZE","GG1124",5902956153883,"OnGcekż-G 0,6/1kV","3x120+50+6x4,0",null,"BITNER","KMT",1,"oferta","PLN",0.23,null,null,null,null,null,null,null,"n42"]
[14562,null,"GÓRNICZE","GG1410",5902956154187,"OnGcekż-G2 0,6/1kV","6x35+25+6x2,5",null,"BITNER","KMT",1,"oferta","PLN",0.23,null,null,null,null,null,null,null,"n42"]
[14570,null,"GÓRNICZE","GG1418",5902956154262,"OnGcekż-G2 0,6/1kV","3x70+3x50+25+6x2,5",null,"BITNER","KMT",1,"oferta","PLN",0.23,null,null,null,null,null,null,null,"n42"]
[14575,null,"GÓRNICZE","GG1802",5902956154019,"OnGcekż-GW 0,6/1kV","3x50+25+3x4,0",null,"BITNER","KMT",1,321188,"PLN",0.23,null,null,null,null,null,null,null,"n42"]
[14584,null,"GÓRNICZE","GG1152",5902956154644,"OnGcekżi-G 0,6/1kV","2x4,0+4,0",null,"BITNER","KMT",1,42305,"PLN",0.23,null,null,null,null,null,null,null,"n42"]
[14592,null,"GÓRNICZE","GG1160",5902956154675,"OnGcekżi-G 0,6/1kV","3x2,5+2,5",null,"BITNER","KMT",1,39663,"PLN",0.23,null,null,null,null,null,null,null,"n42"]
[14597,null,"GÓRNICZE","GG1167",5902956154682,"OnGcekżi-G 0,6/1kV","3x4,0+4,0",null,"BITNER","KMT",1,50689,"PLN",0.23,null,null,null,null,null,null,null,"n42"]
[14601,null,"GÓRNICZE","GG1171",5902956154897,"OnGcekżi-G 0,6/1kV","3x2,5+2,5+4x2,5",null,"BITNER","KMT",1,77443,"PLN",0.23,null,null,null,null,null,null,null,"n42"]
[14614,null,"GÓRNICZE","GG1185",5902956154989,"OnGcekżi-G 0,6/1kV","3x4,0+4,0+8x4,0",null,"BITNER","KMT",1,"oferta","PLN",0.23,null,null,null,null,null,null,null,"n42"]
[14619,null,"GÓRNICZE","GG1190",5902956154866,"OnGcekżi-G 0,6/1kV","3x25+16+3x2,5",null,"BITNER","KMT",1,"oferta","PLN",0.23,null,null,null,null,null,null,null,"n42"]
[14626,null,"GÓRNICZE","GG1056",5902956153715,"OnGc-G 0,6/1kV","3x25+4x16/4,0+3x2,5",null,"BITNER","KMT",1,100707,"PLN",0.23,null,null,null,null,null,null,null,"n42"]
[14633,null,"GÓRNICZE","GG1064",5902956153692,"OnGc-G 0,6/1kV","3x50+4x25/4+50",null,"BITNER","KMT",1,224456,"PLN",0.23,null,null,null,null,null,null,null,"n42"]
[14641,null,"GÓRNICZE","GG5301",5902956157218,"OnGcrekgż-G(S) 3,6/6 kV","3x16+3x16/3",null,"BITNER","KMT",1,"oferta","PLN",0.23,null,null,null,null,null,null,null,"n42s"]
[14651,null,"GÓRNICZE","GG8101",5902956157317,"OnGcrekgż-G(S) 6/10 kV","3x16+3x16/3",null,"BITNER","KMT",1,"oferta","PLN",0.23,null,null,null,null,null,null,null,"n42s"]
[14655,null,"GÓRNICZE","GG8105",5902956157355,"OnGcrekgż-G(S) 6/10 kV","3x70+3+35/3",null,"BITNER","KMT",1,502522,"PLN",0.23,null,null,null,null,null,null,null,"n42s"]
[14663,null,"GÓRNICZE","GG5403",5902956157430,"OnGcrekgż-G(Z) 3,6/6kV","3x35+3+16/3",null,"BITNER","KMT",1,"oferta","PLN",0.23,null,null,null,null,null,null,null,"n42s"]
[14668,null,"GÓRNICZE","GG5408",5902956157485,"OnGcrekgż-G(Z) 3,6/6kV","3x150+3x70/3",null,"BITNER","KMT",1,"oferta","PLN",0.23,null,null,null,null,null,null,null,"n42s"]
[14677,null,"GÓRNICZE","GG8207",5902956157577,"OnGcrekgż-G(Z) 6/10kV","3x120+3x70/3",null,"BITNER","KMT",1,693461,"PLN",0.23,null,null,null,null,null,null,null,"n42s"]
[14685,null,"GÓRNICZE","GG1654",5902956155030,"OnG-Szn 0,6/1kV","2x10",null,"BITNER","KMT",1,"oferta","PLN",0.23,null,null,null,null,null,null,null,"n42"]
[14693,null,"GÓRNICZE","G62605",5902956184740,"PSY","2X1,5",null,"BITNER","KMT",1,2765,"PLN",0.23,null,null,null,null,null,null,null,"n41"]
[14699,null,"GÓRNICZE","G61702",5902956179326,"YHKGSYFoyn 0,6/1kV","3x1,0+1,0",null,"BITNER","KMT",1,25752,"PLN",0.23,null,null,null,null,null,null,null,"n41"]
[14707,null,"GÓRNICZE","G61711",5902956179470,"YHKGSYFoyn 0,6/1kV","4x1,5+1,5",null,"BITNER","KMT",1,33145,"PLN",0.23,null,null,null,null,null,null,null,"n41"]
[14718,null,"GÓRNICZE","G61723",5902956179654,"YHKGSYFoyn 0,6/1kV","13x2,5+2,5",null,"BITNER","KMT",1,81488,"PLN",0.23,null,null,null,null,null,null,null,"n41"]
[14721,null,"GÓRNICZE","G61727",5902956179753,"YHKGSYFoyn 0,6/1kV","4x4,0+4,0",null,"BITNER","KMT",1,47294,"PLN",0.23,null,null,null,null,null,null,null,"n41"]
[14726,null,"GÓRNICZE","G61734",5902956179418,"YHKGSYFoyn 0,6/1kV","26x1,0+1,0",null,"BITNER","KMT",1,"oferta","PLN",0.23,null,null,null,null,null,null,null,"n41"]
[14735,null,"GÓRNICZE","G61743",5902956179579,"YHKGSYFoyn 0,6/1kV","32x1,5+1,5",null,"BITNER","KMT",1,"oferta","PLN",0.23,null,null,null,null,null,null,null,"n41"]
[14743,null,"GÓRNICZE","G61751",5902956179722,"YHKGSYFoyn 0,6/1kV","36x2,5+2,5",null,"BITNER","KMT",1,179894,"PLN",0.23,null,null,null,null,null,null,null,"n41"]
[14748,null,"GÓRNICZE","G61756",5902956179814,"YHKGSYFoyn 0,6/1kV","20x4,0+4,0",null,"BITNER","KMT",1,"oferta","PLN",0.23,null,null,null,null,null,null,null,"n41"]
[14760,null,"GÓRNICZE","G32507",5902956178817,"YHKGSYFoyn 300/500V","13x1,0+1,0",null,"BITNER","KMT",1,49800,"PLN",0.23,null,null,null,null,null,null,null,"n41"]
[14769,null,"GÓRNICZE","G32517",5902956178930,"YHKGSYFoyn 300/500V","9x1,5+1,5",null,"BITNER","KMT",1,50200,"PLN",0.23,null,null,null,null,null,null,null,"n41"]
[14770,null,"GÓRNICZE","G32518",5902956178947,"YHKGSYFoyn 300/500V","11x1,5+1,5",null,"BITNER","KMT",1,"oferta","PLN",0.23,null,null,null,null,null,null,null,"n41"]
[14777,null,"GÓRNICZE","G32526",5902956179081,"YHKGSYFoyn 300/500V","11x2,5+2,5",null,"BITNER","KMT",1,"oferta","PLN",0.23,null,null,null,null,null,null,null,"n41"]
[14791,null,"GÓRNICZE","G32541",5902956179005,"YHKGSYFoyn 300/500V","29x1,5+1,5",null,"BITNER","KMT",1,"oferta","PLN",0.23,null,null,null,null,null,null,null,"n41"]
[14792,null,"GÓRNICZE","G32542",5902956179012,"YHKGSYFoyn 300/500V","32x1,5+1,5",null,"BITNER","KMT",1,"oferta","PLN",0.23,null,null,null,null,null,null,null,"n41"]
[14802,null,"GÓRNICZE","G32552",5902956179234,"YHKGSYFoyn 300/500V","13x4,0+4,0",null,"BITNER","KMT",1,"oferta","PLN",0.23,null,null,null,null,null,null,null,"n41"]
[14813,null,"GÓRNICZE","G61304",5902956178220,"YHKGSYFtZnyn 0,6/1kV","6x1,0+1,0",null,"BITNER","KMT",1,"oferta","PLN",0.23,null,null,null,null,null,null,null,"n41"]
[14814,null,"GÓRNICZE","G61305",5902956178237,"YHKGSYFtZnyn 0,6/1kV","9x1,0+1,0",null,"BITNER","KMT",1,"oferta","PLN",0.23,null,null,null,null,null,null,null,"n41"]
[14827,null,"GÓRNICZE","G61319",5902956178367,"YHKGSYFtZnyn 0,6/1kV","  6x1,5+1,5",null,"BITNER","KMT",1,"oferta","PLN",0.23,null,null,null,null,null,null,null,"n41"]
[14835,null,"GÓRNICZE","G61327",5902956178442,"YHKGSYFtZnyn 0,6/1kV","  29x1,5+1,5",null,"BITNER","KMT",1,"oferta","PLN",0.23,null,null,null,null,null,null,null,"n41"]
[14836,null,"GÓRNICZE","G61328",5902956178459,"YHKGSYFtZnyn 0,6/1kV","32x1,5+1,5",null,"BITNER","KMT",1,"oferta","PLN",0.23,null,null,null,null,null,null,null,"n41"]
[14844,null,"GÓRNICZE","G61337",5902956178534,"YHKGSYFtZnyn 0,6/1kV","  13x2,5+2,5",null,"BITNER","KMT",1,"oferta","PLN",0.23,null,null,null,null,null,null,null,"n41"]
[14857,null,"GÓRNICZE","G61351",5902956178664,"YHKGSYFtZnyn 0,6/1kV","11x4,0+4,0",null,"BITNER","KMT",1,"oferta","PLN",0.23,null,null,null,null,null,null,null,"n41"]
[14858,null,"GÓRNICZE","G61352",5902956178671,"YHKGSYFtZnyn 0,6/1kV","13x4,0+4,0",null,"BITNER","KMT",1,"oferta","PLN",0.23,null,null,null,null,null,null,null,"n41"]
[14869,null,"GÓRNICZE","G32104",5902956177667,"YHKGSYFtZnyn 300/500V","6x1,0+1,0",null,"BITNER","KMT",1,"oferta","PLN",0.23,null,null,null,null,null,null,null,"n41"]
[14879,null,"GÓRNICZE","G32114",5902956177766,"YHKGSYFtZnyn 300/500V","36x1,0+1,0",null,"BITNER","KMT",1,"oferta","PLN",0.23,null,null,null,null,null,null,null,"n41"]
[14884,null,"GÓRNICZE","G32120",5902956177810,"YHKGSYFtZnyn 300/500V","  9x1,5+1,5",null,"BITNER","KMT",1,"oferta","PLN",0.23,null,null,null,null,null,null,null,"n41"]
[14894,null,"GÓRNICZE","G32131",5902956177919,"YHKGSYFtZnyn 300/500V","  2x2,5+2,5",null,"BITNER","KMT",1,"oferta","PLN",0.23,null,null,null,null,null,null,null,"n41"]
[14901,null,"GÓRNICZE","G32138",5902956177988,"YHKGSYFtZnyn 300/500V","  18x2,5+2,5",null,"BITNER","KMT",1,"oferta","PLN",0.23,null,null,null,null,null,null,null,"n41"]
[14906,null,"GÓRNICZE","G32143",5902956178039,"YHKGSYFtZnyn 300/500V","32x2,5+2,5",null,"BITNER","KMT",1,"oferta","PLN",0.23,null,null,null,null,null,null,null,"n41"]
[14911,null,"GÓRNICZE","G32149",5902956178084,"YHKGSYFtZnyn 300/500V","6x4,0+4,0",null,"BITNER","KMT",1,"oferta","PLN",0.23,null,null,null,null,null,null,null,"n41"]
[14920,null,"GÓRNICZE","G32158",5902956178176,"YHKGSYFtZnyn 300/500V","32x4,0+4,0",null,"BITNER","KMT",1,"oferta","PLN",0.23,null,null,null,null,null,null,null,"n41"]
[14928,null,"GÓRNICZE","GP5806",5902956156327,"YHKGXSekFtZnyn 3,6/6kV","3x120/50",null,"BITNER","KMT",1,"oferta","PLN",0.23,null,null,null,null,null,null,null,"n41s"]
[14936,null,"GÓRNICZE","GP1501",5902956152893,"YHKGXSekyn 0,6/1kV","3x16/10",null,"BITNER","KMT",1,"oferta","PLN",0.23,null,null,null,null,null,null,null,"n41"]
[14942,null,"GÓRNICZE","GP1507",5902956152985,"YHKGXSekyn 0,6/1kV","3x120/35",null,"BITNER","KMT",1,342328,"PLN",0.23,null,null,null,null,null,null,null,"n41"]
[14950,null,"GÓRNICZE","GP1515",5902956153012,"YHKGXSekyn 0,6/1kV","3x185/25",null,"BITNER","KMT",1,"oferta","PLN",0.23,null,null,null,null,null,null,null,"n41"]
[14953,null,"GÓRNICZE","GP5602",5902956156099,"YHKGXSekyn 3,6/6kV","3x35/16",null,"BITNER","KMT",1,184124,"PLN",0.23,null,null,null,null,null,null,null,"n41s"]
[14964,null,"GÓRNICZE","GP5614",5902956156174,"YHKGXSekyn 3,6/6kV","3x150/30",null,"BITNER","KMT",1,460453,"PLN",0.23,null,null,null,null,null,null,null,"n41s"]
[14972,null,"GÓRNICZE","GP1455",5902956153241,"YHKGXSFoyn 0,6/1kV","3x70/25",null,"BITNER","KMT",1,250667,"PLN",0.23,null,null,null,null,null,null,null,"n41"]
[14978,null,"GÓRNICZE","GP1461",5902956153258,"YHKGXSFoyn 0,6/1kV","3x95/16",null,"BITNER","KMT",1,"oferta","PLN",0.23,null,null,null,null,null,null,null,"n41"]
[14986,null,"GÓRNICZE","GP5504",5902956155979,"YHKGXSFoyn 3,6/6kV","3x70/25",null,"BITNER","KMT",1,276671,"PLN",0.23,null,null,null,null,null,null,null,"n41s"]
[14994,null,"GÓRNICZE","GP5513",5902956155993,"YHKGXSFoyn 3,6/6kV","3x120/30",null,"BITNER","KMT",1,429275,"PLN",0.23,null,null,null,null,null,null,null,"n41s"]
[15003,null,"GÓRNICZE","GP1407",5902956153135,"YHKGXSFtZnyn 0,6/1kV","3x120/50",null,"BITNER","KMT",1,337713,"PLN",0.23,null,null,null,null,null,null,null,"n41"]
[15008,null,"GÓRNICZE","GP1412",5902956153081,"YHKGXSFtZnyn 0,6/1kV","3x70/16",null,"BITNER","KMT",1,"oferta","PLN",0.23,null,null,null,null,null,null,null,"n41"]
[15016,null,"GÓRNICZE","GP5403",5902956155795,"YHKGXSFtZnyn 3,6/6kV","3x50/25",null,"BITNER","KMT",1,"oferta","PLN",0.23,null,null,null,null,null,null,null,"n41s"]
[15020,null,"GÓRNICZE","GP5407",5902956155863,"YHKGXSFtZnyn 3,6/6kV","3x150/50",null,"BITNER","KMT",1,"oferta","PLN",0.23,null,null,null,null,null,null,null,"n41s"]
[15030,null,"GÓRNICZE","GP1202",5902956152756,"YHKGXSyn 0,6/1kV","3x25/16",null,"BITNER","KMT",1,103133,"PLN",0.23,null,null,null,null,null,null,null,"n41"]
[15035,null,"GÓRNICZE","GP1207",5902956152831,"YHKGXSyn 0,6/1kV","3x120/35",null,"BITNER","KMT",1,336984,"PLN",0.23,null,null,null,null,null,null,null,"n41"]
[15045,null,"GÓRNICZE","GP5704",5902956155689,"YHKGYekFtZnyn 3,6/6kV","3x50/18",null,"BITNER","KMT",1,"oferta","PLN",0.23,null,null,null,null,null,null,null,"n41s"]
[15052,null,"GÓRNICZE","GP1102",5902956152282,"YHKGYekyn 0,6/1kV","3x25/16",null,"BITNER","KMT",1,114131,"PLN",0.23,null,null,null,null,null,null,null,"n41"]
[15057,null,"GÓRNICZE","GP1107",5902956152336,"YHKGYekyn 0,6/1kV","3x120/35",null,"BITNER","KMT",1,342328,"PLN",0.23,null,null,null,null,null,null,null,"n41"]
[15070,null,"GÓRNICZE","GP1059",5902956152701,"YHKGYFoyn 0,6/1kV","3x150/50",null,"BITNER","KMT",1,"oferta","PLN",0.23,null,null,null,null,null,null,null,"n41"]
[15071,null,"GÓRNICZE","GP1060",5902956152718,"YHKGYFoyn 0,6/1kV","3x185/50",null,"BITNER","KMT",1,"oferta","PLN",0.23,null,null,null,null,null,null,null,"n41"]
[15079,null,"GÓRNICZE","GP5306",5902956155597,"YHKGYFoyn 3,6/6kV","3x95/20",null,"BITNER","KMT",1,"oferta","PLN",0.23,null,null,null,null,null,null,null,"n41s"]
[15087,null,"GÓRNICZE","GP1003",5902956152534,"YHKGYFtZnyn 0,6/1kV","3x35/16",null,"BITNER","KMT",1,124611,"PLN",0.23,null,null,null,null,null,null,null,"n41"]
[15093,null,"GÓRNICZE","GP1009",5902956152596,"YHKGYFtZnyn 0,6/1kV","3x185/50",null,"BITNER","KMT",1,484967,"PLN",0.23,null,null,null,null,null,null,null,"n41"]
[15101,null,"GÓRNICZE","GP5206",5902956155481,"YHKGYFtZnyn 3,6/6kV","3x95/20",null,"BITNER","KMT",1,"oferta","PLN",0.23,null,null,null,null,null,null,null,"n41s"]
[15112,null,"GÓRNICZE","GP0806",5902956152206,"YHKGYyn 0,6/1kV","3x95/25",null,"BITNER","KMT",1,272449,"PLN",0.23,null,null,null,null,null,null,null,"n41"]
[15115,null,"GÓRNICZE","GP0809",5902956152237,"YHKGYyn 0,6/1kV","3x185/50",null,"BITNER","KMT",1,"oferta","PLN",0.23,null,null,null,null,null,null,null,"n41"]
[15123,null,"GÓRNICZE","G60306",5902956170064,"YKGSLYkonyn 0,6/1kV","11x1,0+1,0",null,"BITNER","KMT",1,"oferta","PLN",0.23,null,null,null,null,null,null,null,"n41"]
[15129,null,"GÓRNICZE","G60312",5902956170125,"YKGSLYkonyn 0,6/1kV","29x1,0+1,0",null,"BITNER","KMT",1,"oferta","PLN",0.23,null,null,null,null,null,null,null,"n41"]
[15137,null,"GÓRNICZE","G60321",5902956170200,"YKGSLYkonyn 0,6/1kV","11x1,5+1,5",null,"BITNER","KMT",1,"oferta","PLN",0.23,null,null,null,null,null,null,null,"n41"]
[15145,null,"GÓRNICZE","G60329",5902956170286,"YKGSLYkonyn 0,6/1kV","36x1,5+1,5",null,"BITNER","KMT",1,"oferta","PLN",0.23,null,null,null,null,null,null,null,"n41"]
[15154,null,"GÓRNICZE","G60339",5902956170378,"YKGSLYkonyn 0,6/1kV","20x2,5+2,5",null,"BITNER","KMT",1,"oferta","PLN",0.23,null,null,null,null,null,null,null,"n41"]
[15159,null,"GÓRNICZE","G60344",5902956170422,"YKGSLYkonyn 0,6/1kV","36x2,5+2,5",null,"BITNER","KMT",1,"oferta","PLN",0.23,null,null,null,null,null,null,null,"n41"]
[15171,null,"GÓRNICZE","G60357",5902956170545,"YKGSLYkonyn 0,6/1kV","29x4,0+4,0",null,"BITNER","KMT",1,"oferta","PLN",0.23,null,null,null,null,null,null,null,"n41"]
[15179,null,"GÓRNICZE","G10206",5902956169082,"YKGSLYkonyn 150/250V","11x1,0+1,0",null,"BITNER","KMT",1,"oferta","PLN",0.23,null,null,null,null,null,null,null,"n41"]
[15181,null,"GÓRNICZE","G10208",5902956169105,"YKGSLYkonyn 150/250V","18x1,0+1,0",null,"BITNER","KMT",1,"oferta","PLN",0.23,null,null,null,null,null,null,null,"n41"]
[15193,null,"GÓRNICZE","G10221",5902956169228,"YKGSLYkonyn 150/250V","11x1,5+1,5",null,"BITNER","KMT",1,"oferta","PLN",0.23,null,null,null,null,null,null,null,"n41"]
[15196,null,"GÓRNICZE","G10224",5902956169259,"YKGSLYkonyn 150/250V","20x1,5+1,5",null,"BITNER","KMT",1,"oferta","PLN",0.23,null,null,null,null,null,null,null,"n41"]
[15203,null,"GÓRNICZE","G10232",5902956169327,"YKGSLYkonyn 150/250V","3x2,5+2,5",null,"BITNER","KMT",1,"oferta","PLN",0.23,null,null,null,null,null,null,null,"n41"]
[15215,null,"GÓRNICZE","G10244",5902956169440,"YKGSLYkonyn 150/250V","36x2,5+2,5",null,"BITNER","KMT",1,"oferta","PLN",0.23,null,null,null,null,null,null,null,"n41"]
[15221,null,"GÓRNICZE","G30906",5902956169501,"YKGSLYkonyn 300/500V","11x1,0+1,0",null,"BITNER","KMT",1,"oferta","PLN",0.23,null,null,null,null,null,null,null,"n41"]
[15229,null,"GÓRNICZE","G30914",5902956169587,"YKGSLYkonyn 300/500V","36x1,0+1,0",null,"BITNER","KMT",1,"oferta","PLN",0.23,null,null,null,null,null,null,null,"n41"]
[15237,null,"GÓRNICZE","G30923",5902956169662,"YKGSLYkonyn 300/500V","18x1,5+1,5",null,"BITNER","KMT",1,"oferta","PLN",0.23,null,null,null,null,null,null,null,"n41"]
[15246,null,"GÓRNICZE","G30933",5902956169754,"YKGSLYkonyn 300/500V","4x2,5+2,5",null,"BITNER","KMT",1,"oferta","PLN",0.23,null,null,null,null,null,null,null,"n41"]
[15251,null,"GÓRNICZE","G30938",5902956169808,"YKGSLYkonyn 300/500V","18x2,5+2,5",null,"BITNER","KMT",1,"oferta","PLN",0.23,null,null,null,null,null,null,null,"n41"]
[15259,null,"GÓRNICZE","G30947",5902956169884,"YKGSLYkonyn 300/500V","3x4,0+4,0",null,"BITNER","KMT",1,"oferta","PLN",0.23,null,null,null,null,null,null,null,"n41"]
[15263,null,"GÓRNICZE","G30951",5902956169921,"YKGSLYkonyn 300/500V","11x4,0+4,0",null,"BITNER","KMT",1,"oferta","PLN",0.23,null,null,null,null,null,null,null,"n41"]
[15273,null,"GÓRNICZE","G60902",5902956174086,"YKGSYFoyn 0,6/1kV","3x1,0+1,0",null,"BITNER","KMT",1,21603,"PLN",0.23,null,null,null,null,null,null,null,"n41"]
[15281,null,"GÓRNICZE","G60910",5902956174161,"YKGSYFoyn 0,6/1kV","23x1,0+1,0",null,"BITNER","KMT",1,55775,"PLN",0.23,null,null,null,null,null,null,null,"n41"]
[15288,null,"GÓRNICZE","G60918",5902956174253,"YKGSYFoyn 0,6/1kV","9x1,5+1,5",null,"BITNER","KMT",1,38216,"PLN",0.23,null,null,null,null,null,null,null,"n41"]
[15295,null,"GÓRNICZE","G60926",5902956174383,"YKGSYFoyn 0,6/1kV","6x2,5+2,5",null,"BITNER","KMT",1,31133,"PLN",0.23,null,null,null,null,null,null,null,"n41"]
[15303,null,"GÓRNICZE","G60935",5902956174529,"YKGSYFoyn 0,6/1kV","6x4,0+4,0",null,"BITNER","KMT",1,45674,"PLN",0.23,null,null,null,null,null,null,null,"n41"]
[15305,null,"GÓRNICZE","G60940",5902956174192,"YKGSYFoyn 0,6/1kV","32x1,0+1,0",null,"BITNER","KMT",1,"oferta","PLN",0.23,null,null,null,null,null,null,null,"n41"]
[15317,null,"GÓRNICZE","G60952",5902956174475,"YKGSYFoyn 0,6/1kV","32x2,5+2,5",null,"BITNER","KMT",1,"oferta","PLN",0.23,null,null,null,null,null,null,null,"n41"]
[15322,null,"GÓRNICZE","G60957",5902956174574,"YKGSYFoyn 0,6/1kV","20x4,0+4,0",null,"BITNER","KMT",1,"oferta","PLN",0.23,null,null,null,null,null,null,null,"n41"]
[15330,null,"GÓRNICZE","G31703",5902956173539,"YKGSYFoyn 300/500V","4x1,0+1,0",null,"BITNER","KMT",1,"oferta","PLN",0.23,null,null,null,null,null,null,null,"n41"]
[15339,null,"GÓRNICZE","G31712",5902956173621,"YKGSYFoyn 300/500V","29x1,0+1,0",null,"BITNER","KMT",1,"oferta","PLN",0.23,null,null,null,null,null,null,null,"n41"]
[15344,null,"GÓRNICZE","G31718",5902956173676,"YKGSYFoyn 300/500V","4x1,5+1,5",null,"BITNER","KMT",1,"oferta","PLN",0.23,null,null,null,null,null,null,null,"n41"]
[15355,null,"GÓRNICZE","G31729",5902956173782,"YKGSYFoyn 300/500V","36x1,5+1,5",null,"BITNER","KMT",1,"oferta","PLN",0.23,null,null,null,null,null,null,null,"n41"]
[15361,null,"GÓRNICZE","G31736",5902956173843,"YKGSYFoyn 300/500V","11x2,5+2,5",null,"BITNER","KMT",1,"oferta","PLN",0.23,null,null,null,null,null,null,null,"n41"]
[15366,null,"GÓRNICZE","G31742",5902956173966,"YKGSYFoyn 300/500V","6x4,0+4,0",null,"BITNER","KMT",1,"oferta","PLN",0.23,null,null,null,null,null,null,null,"n41"]
[15372,null,"GÓRNICZE","G31748",5902956174024,"YKGSYFoyn 300/500V","23x4,0+4,0",null,"BITNER","KMT",1,"oferta","PLN",0.23,null,null,null,null,null,null,null,"n41"]
[15380,null,"GÓRNICZE","G31756",5902956173898,"YKGSYFoyn 300/500V","26x2,5+2,5",null,"BITNER","KMT",1,"oferta","PLN",0.23,null,null,null,null,null,null,null,"n41"]
[15388,null,"GÓRNICZE","G60505",5902956172990,"YKGSYFtZnyn 0,6/1kV","9x1,0+1,0",null,"BITNER","KMT",1,"oferta","PLN",0.23,null,null,null,null,null,null,null,"n41"]
[15397,null,"GÓRNICZE","G60514",5902956173089,"YKGSYFtZnyn 0,6/1kV","36x1,0+1,0",null,"BITNER","KMT",1,"oferta","PLN",0.23,null,null,null,null,null,null,null,"n41"]
[15402,null,"GÓRNICZE","G60520",5902956173133,"YKGSYFtZnyn 0,6/1kV","9x1,5+1,5",null,"BITNER","KMT",1,"oferta","PLN",0.23,null,null,null,null,null,null,null,"n41"]
[15410,null,"GÓRNICZE","G60528",5902956173218,"YKGSYFtZnyn 0,6/1kV","32x1,5+1,5",null,"BITNER","KMT",1,"oferta","PLN",0.23,null,null,null,null,null,null,null,"n41"]
[15422,null,"GÓRNICZE","G60541",5902956173331,"YKGSYFtZnyn 0,6/1kV","26x2,5+2,5",null,"BITNER","KMT",1,"oferta","PLN",0.23,null,null,null,null,null,null,null,"n41"]
[15424,null,"GÓRNICZE","G60543",5902956173355,"YKGSYFtZnyn 0,6/1kV","32x2,5+2,5",null,"BITNER","KMT",1,"oferta","PLN",0.23,null,null,null,null,null,null,null,"n41"]
[15432,null,"GÓRNICZE","G60552",5902956173430,"YKGSYFtZnyn 0,6/1kV","13x4,0+4,0",null,"BITNER","KMT",1,"oferta","PLN",0.23,null,null,null,null,null,null,null,"n41"]
[15439,null,"GÓRNICZE","G60559",5902956173508,"YKGSYFtZnyn 0,6/1kV","36x4,0+4,0",null,"BITNER","KMT",1,"oferta","PLN",0.23,null,null,null,null,null,null,null,"n41"]
[15446,null,"GÓRNICZE","G31307",5902956172457,"YKGSYFtZnyn 300/500V","13x1,0+1,0",null,"BITNER","KMT",1,"oferta","PLN",0.23,null,null,null,null,null,null,null,"n41"]
[15454,null,"GÓRNICZE","G31316",5902956172532,"YKGSYFtZnyn 300/500V","2x1,5+1,5",null,"BITNER","KMT",1,"oferta","PLN",0.23,null,null,null,null,null,null,null,"n41"]
[15464,null,"GÓRNICZE","G31326",5902956172631,"YKGSYFtZnyn 300/500V","26x1,5+1,5",null,"BITNER","KMT",1,"oferta","PLN",0.23,null,null,null,null,null,null,null,"n41"]
[15468,null,"GÓRNICZE","G31331",5902956172679,"YKGSYFtZnyn 300/500V","2x2,5+2,5",null,"BITNER","KMT",1,"oferta","PLN",0.23,null,null,null,null,null,null,null,"n41"]
[15480,null,"GÓRNICZE","G31343",5902956172792,"YKGSYFtZnyn 300/500V","32x2,5+2,5",null,"BITNER","KMT",1,"oferta","PLN",0.23,null,null,null,null,null,null,null,"n41"]
[15481,null,"GÓRNICZE","G31344",5902956172808,"YKGSYFtZnyn 300/500V","36x2,5_2,5",null,"BITNER","KMT",1,"oferta","PLN",0.23,null,null,null,null,null,null,null,"n41"]
[15490,null,"GÓRNICZE","G31354",5902956172891,"YKGSYFtZnyn 300/500V","20x4,0+4,0",null,"BITNER","KMT",1,"oferta","PLN",0.23,null,null,null,null,null,null,null,"n41"]
[15502,null,"GÓRNICZE","G62407",5902956167972,"YKGSYkonyn 0,6/1kV","13x1,0+1,0",null,"BITNER","KMT",1,"oferta","PLN",0.23,null,null,null,null,null,null,null,"n41"]
[15506,null,"GÓRNICZE","G62411",5902956168016,"YKGSYkonyn 0,6/1kV","26x1,0+1,0",null,"BITNER","KMT",1,"oferta","PLN",0.23,null,null,null,null,null,null,null,"n41"]
[15512,null,"GÓRNICZE","G62418",5902956168078,"YKGSYkonyn 0,6/1kV","4x1,5+1,5",null,"BITNER","KMT",1,"oferta","PLN",0.23,null,null,null,null,null,null,null,"n41"]
[15524,null,"GÓRNICZE","G62431",5902956168191,"YKGSYkonyn 0,6/1kV","2x2,5+2,5",null,"BITNER","KMT",1,20125,"PLN",0.23,null,null,null,null,null,null,null,"n41"]
[15531,null,"GÓRNICZE","G62438",5902956168269,"YKGSYkonyn 0,6/1kV","18x2,5+2,5",null,"BITNER","KMT",1,"oferta","PLN",0.23,null,null,null,null,null,null,null,"n41"]
[15538,null,"GÓRNICZE","G62446",5902956168337,"YKGSYkonyn 0,6/1kV","2x4,0+4,0",null,"BITNER","KMT",1,"oferta","PLN",0.23,null,null,null,null,null,null,null,"n41"]
[15546,null,"GÓRNICZE","G62454",5902956168412,"YKGSYkonyn 0,6/1kV","20x4,0+4,0",null,"BITNER","KMT",1,"oferta","PLN",0.23,null,null,null,null,null,null,null,"n41"]
[15548,null,"GÓRNICZE","G62456",5902956168436,"YKGSYkonyn 0,6/1kV","26x4,0+4,0",null,"BITNER","KMT",1,"oferta","PLN",0.23,null,null,null,null,null,null,null,"n41"]
[15560,null,"GÓRNICZE","G30509",5902956167439,"YKGSYkonyn 300/500V","20x1,0+1,0",null,"BITNER","KMT",1,"oferta","PLN",0.23,null,null,null,null,null,null,null,"n41"]
[15568,null,"GÓRNICZE","G30518",5902956167514,"YKGSYkonyn 300/500V","4x1,5+1,5",null,"BITNER","KMT",1,"oferta","PLN",0.23,null,null,null,null,null,null,null,"n41"]
[15573,null,"GÓRNICZE","G30523",5902956167569,"YKGSYkonyn 300/500V","18x1,5+1,5",null,"BITNER","KMT",1,"oferta","PLN",0.23,null,null,null,null,null,null,null,"n41"]
[15582,null,"GÓRNICZE","G30533",5902956167651,"YKGSYkonyn 300/500V","4x2,5+2,5",null,"BITNER","KMT",1,"oferta","PLN",0.23,null,null,null,null,null,null,null,"n41"]
[15590,null,"GÓRNICZE","G30541",5902956167736,"YKGSYkonyn 300/500V","26x2,5+2,5",null,"BITNER","KMT",1,"oferta","PLN",0.23,null,null,null,null,null,null,null,"n41"]
[15598,null,"GÓRNICZE","G30550",5902956167811,"YKGSYkonyn 300/500V","9x4,0+4,0",null,"BITNER","KMT",1,"oferta","PLN",0.23,null,null,null,null,null,null,null,"n41"]
[15604,null,"GÓRNICZE","G30556",5902956167873,"YKGSYkonyn 300/500V","26x4,0+4,0",null,"BITNER","KMT",1,"oferta","PLN",0.23,null,null,null,null,null,null,null,"n41"]
[15612,null,"GÓRNICZE","GP0605",5902956151919,"YKGYFoyn 0,6/1kV","3x50/16",null,"BITNER","KMT",1,"oferta","PLN",0.23,null,null,null,null,null,null,null,"n41"]
[15617,null,"GÓRNICZE","GP0610",5902956151964,"YKGYFoyn 0,6/1kV","3x185/50",null,"BITNER","KMT",1,"oferta","PLN",0.23,null,null,null,null,null,null,null,"n41"]
[15623,null,"GÓRNICZE","GP5104",5902956155351,"YKGYFoyn 3,6/6kV","3x50/18",null,"BITNER","KMT",1,"oferta","PLN",0.23,null,null,null,null,null,null,null,"n41s"]
[15631,null,"GÓRNICZE","GP0701",5902956151995,"YKGYFoyn-żo 0,6/1kV","4x1,5",null,"BITNER","KMT",1,"oferta","PLN",0.23,null,null,null,null,null,null,null,"n41"]
[15639,null,"GÓRNICZE","GP0709",5902956152077,"YKGYFoyn-żo 0,6/1kV","3x6,0",null,"BITNER","KMT",1,"oferta","PLN",0.23,null,null,null,null,null,null,null,"n41"]
[15648,null,"GÓRNICZE","GP0503",5902956151780,"YKGYFtZnyn 0,6/1kV","3x35/16",null,"BITNER","KMT",1,107771,"PLN",0.23,null,null,null,null,null,null,null,"n41"]
[15653,null,"GÓRNICZE","GP0510",5902956151834,"YKGYFtZnyn 0,6/1kV","3x16/10",null,"BITNER","KMT",1,"oferta","PLN",0.23,null,null,null,null,null,null,null,"n41"]
[15661,null,"GÓRNICZE","GP5005",5902956155252,"YKGYFtZnyn 3,6/6kV","3x70/18",null,"BITNER","KMT",1,238470,"PLN",0.23,null,null,null,null,null,null,null,"n41s"]
[15665,null,"GÓRNICZE","GP5009",5902956155290,"YKGYFtZnyn 3,6/6kV","3x185/27",null,"BITNER","KMT",1,"oferta","PLN",0.23,null,null,null,null,null,null,null,"n41s"]
[15675,null,"GÓRNICZE","GP0384",5902956151742,"YKGYyn 0,6/1kV","3x240/70",null,"BITNER","KMT",1,"oferta","PLN",0.23,null,null,null,null,null,null,null,"n41"]
[15683,null,"GÓRNICZE","GP0356",5902956151568,"YKGYyn-żo 0,6/1kV","3x4,0",null,"BITNER","KMT",1,"oferta","PLN",0.23,null,null,null,null,null,null,null,"n41"]
[15690,null,"GÓRNICZE","GP0363",5902956151636,"YKGYyn-żo 0,6/1kV","4x10*",null,"BITNER","KMT",1,"oferta","PLN",0.23,null,null,null,null,null,null,null,"n41"]
[15697,null,"GÓRNICZE","G61105",5902956177087,"YnHKGSLY 0,6/1kV","9x1,0+1,0",null,"BITNER","KMT",1,"oferta","PLN",0.23,null,null,null,null,null,null,null,"n41"]
[15705,null,"GÓRNICZE","G61113",5902956177162,"YnHKGSLY 0,6/1kV","32x1,0+1,0",null,"BITNER","KMT",1,"oferta","PLN",0.23,null,null,null,null,null,null,null,"n41"]
[15715,null,"GÓRNICZE","G61123",5902956177261,"YnHKGSLY 0,6/1kV","18x1,5+1,5",null,"BITNER","KMT",1,"oferta","PLN",0.23,null,null,null,null,null,null,null,"n41"]
[15719,null,"GÓRNICZE","G61127",5902956177308,"YnHKGSLY 0,6/1kV","29x1,5+1,5",null,"BITNER","KMT",1,"oferta","PLN",0.23,null,null,null,null,null,null,null,"n41"]
[15724,null,"GÓRNICZE","G61132",5902956177353,"YnHKGSLY 0,6/1kV","3x2,5+2,5",null,"BITNER","KMT",1,"oferta","PLN",0.23,null,null,null,null,null,null,null,"n41"]
[15732,null,"GÓRNICZE","G61140",5902956177438,"YnHKGSLY 0,6/1kV","23x2,5+2,5",null,"BITNER","KMT",1,"oferta","PLN",0.23,null,null,null,null,null,null,null,"n41"]
[15741,null,"GÓRNICZE","G61149",5902956177520,"YnHKGSLY 0,6/1kV","6x4,0+4,0",null,"BITNER","KMT",1,"oferta","PLN",0.23,null,null,null,null,null,null,null,"n41"]
[15746,null,"GÓRNICZE","G61154",5902956177575,"YnHKGSLY 0,6/1kV","20x4,0+4,0",null,"BITNER","KMT",1,"oferta","PLN",0.23,null,null,null,null,null,null,null,"n41"]
[15757,null,"GÓRNICZE","G10605",5902956175885,"YnHKGSLY 150/250V","9x1,0+1,0",null,"BITNER","KMT",1,"oferta","PLN",0.23,null,null,null,null,null,null,null,"n41"]
[15763,null,"GÓRNICZE","G10611",5902956175946,"YnHKGSLY 150/250V","26x1,0+1,0",null,"BITNER","KMT",1,45700,"PLN",0.23,null,null,null,null,null,null,null,"n41"]
[15768,null,"GÓRNICZE","G10616",5902956175991,"YnHKGSLY 150/250V","2x1,5+1,5",null,"BITNER","KMT",1,"oferta","PLN",0.23,null,null,null,null,null,null,null,"n41"]
[15774,null,"GÓRNICZE","G10622",5902956176059,"YnHKGSLY 150/250V","13x1,5+1,5",null,"BITNER","KMT",1,"oferta","PLN",0.23,null,null,null,null,null,null,null,"n41"]
[15782,null,"GÓRNICZE","G10630",5902956176134,"YnHKGSLY 150/250V","1x2,5+2,5",null,"BITNER","KMT",1,"oferta","PLN",0.23,null,null,null,null,null,null,null,"n41"]
[15790,null,"GÓRNICZE","G10638",5902956176219,"YnHKGSLY 150/250V","18x2,5+2,5",null,"BITNER","KMT",1,"oferta","PLN",0.23,null,null,null,null,null,null,null,"n41"]
[15799,null,"GÓRNICZE","G10647",5902956176301,"YnHKGSLY 150/250V","3x4,0+4,0",null,"BITNER","KMT",1,"oferta","PLN",0.23,null,null,null,null,null,null,null,"n41"]
[15804,null,"GÓRNICZE","G10652",5902956176356,"YnHKGSLY 150/250V","13x4,0+4,0",null,"BITNER","KMT",1,"oferta","PLN",0.23,null,null,null,null,null,null,null,"n41"]
[15812,null,"GÓRNICZE","G31900",5902956176431,"YnHKGSLY 300/500V","1x1,0+1,0",null,"BITNER","KMT",1,"oferta","PLN",0.23,null,null,null,null,null,null,null,"n41"]
[15824,null,"GÓRNICZE","G31912",5902956176554,"YnHKGSLY 300/500V","29x1,0+1,0",null,"BITNER","KMT",1,56428,"PLN",0.23,null,null,null,null,null,null,null,"n41"]
[15826,null,"GÓRNICZE","G31914",5902956176578,"YnHKGSLY 300/500V","36x1,0+1,0",null,"BITNER","KMT",1,68437,"PLN",0.23,null,null,null,null,null,null,null,"n41"]
[15834,null,"GÓRNICZE","G31922",5902956176653,"YnHKGSLY 300/500V","13x1,5+1,5",null,"BITNER","KMT",1,35993,"PLN",0.23,null,null,null,null,null,null,null,"n41"]
[15841,null,"GÓRNICZE","G31929",5902956176721,"YnHKGSLY 300/500V","36x1,5+1,5",null,"BITNER","KMT",1,"oferta","PLN",0.23,null,null,null,null,null,null,null,"n41"]
[15848,null,"GÓRNICZE","G31936",5902956176790,"YnHKGSLY 300/500V","11x2,5+2,5",null,"BITNER","KMT",1,"oferta","PLN",0.23,null,null,null,null,null,null,null,"n41"]
[15856,null,"GÓRNICZE","G31944",5902956176875,"YnHKGSLY 300/500V","36x2,5+2,5",null,"BITNER","KMT",1,"oferta","PLN",0.23,null,null,null,null,null,null,null,"n41"]
[15866,null,"GÓRNICZE","G31954",5902956176974,"YnHKGSLY 300/500V","20x4,0+4,0",null,"BITNER","KMT",1,"oferta","PLN",0.23,null,null,null,null,null,null,null,"n41"]
[15870,null,"GÓRNICZE","G31958",5902956177018,"YnHKGSLY 300/500V","32x4,0+4,0",null,"BITNER","KMT",1,"oferta","PLN",0.23,null,null,null,null,null,null,null,"n41"]
[15882,null,"GÓRNICZE","G62710",5902956182371,"YnHKGSLYkon 0,6/1kV","23x1,0+1,0",null,"BITNER","KMT",1,"oferta","PLN",0.23,null,null,null,null,null,null,null,"n41"]
[15891,null,"GÓRNICZE","G62719",5902956182463,"YnHKGSLYkon 0,6/1kV","6x1,5+1,5",null,"BITNER","KMT",1,"oferta","PLN",0.23,null,null,null,null,null,null,null,"n41"]
[15892,null,"GÓRNICZE","G62720",5902956182470,"YnHKGSLYkon 0,6/1kV","9x1,5+1,5",null,"BITNER","KMT",1,46358,"PLN",0.23,null,null,null,null,null,null,null,"n41"]
[15904,null,"GÓRNICZE","G62732",5902956182593,"YnHKGSLYkon 0,6/1kV","3x2,5+2,5",null,"BITNER","KMT",1,"oferta","PLN",0.23,null,null,null,null,null,null,null,"n41"]
[15908,null,"GÓRNICZE","G62736",5902956182630,"YnHKGSLYkon 0,6/1kV","11x2,5+2,5",null,"BITNER","KMT",1,"oferta","PLN",0.23,null,null,null,null,null,null,null,"n41"]
[15914,null,"GÓRNICZE","G62742",5902956182692,"YnHKGSLYkon 0,6/1kV","29x2,5+2,5",null,"BITNER","KMT",1,"oferta","PLN",0.23,null,null,null,null,null,null,null,"n41"]
[15926,null,"GÓRNICZE","G62754",5902956182814,"YnHKGSLYkon 0,6/1kV","20x4,0+4,0",null,"BITNER","KMT",1,"oferta","PLN",0.23,null,null,null,null,null,null,null,"n41"]
[15933,null,"GÓRNICZE","G10901",5902956181084,"YnHKGSLYkon 150/250V","2x1,0+1,0",null,"BITNER","KMT",1,"oferta","PLN",0.23,null,null,null,null,null,null,null,"n41"]
[15940,null,"GÓRNICZE","G10908",5902956181152,"YnHKGSLYkon 150/250V","18x1,0+1,0",null,"BITNER","KMT",1,"oferta","PLN",0.23,null,null,null,null,null,null,null,"n41"]
[15948,null,"GÓRNICZE","G10916",5902956181237,"YnHKGSLYkon 150/250V","2x1,5+1,5",null,"BITNER","KMT",1,"oferta","PLN",0.23,null,null,null,null,null,null,null,"n41"]
[15950,null,"GÓRNICZE","G10918",5902956181251,"YnHKGSLYkon 150/250V","4x1,5+1,5",null,"BITNER","KMT",1,"oferta","PLN",0.23,null,null,null,null,null,null,null,"n41"]
[15962,null,"GÓRNICZE","G10930",5902956181374,"YnHKGSLYkon 150/250V","1x2,5+2,5",null,"BITNER","KMT",1,"oferta","PLN",0.23,null,null,null,null,null,null,null,"n41"]
[15970,null,"GÓRNICZE","G10938",5902956181459,"YnHKGSLYkon 150/250V","18x2,5+2,5",null,"BITNER","KMT",1,81512,"PLN",0.23,null,null,null,null,null,null,null,"n41"]
[15975,null,"GÓRNICZE","G10943",5902956181503,"YnHKGSLYkon 150/250V","32x2,5+2,5",null,"BITNER","KMT",1,"oferta","PLN",0.23,null,null,null,null,null,null,null,"n41"]
[15984,null,"GÓRNICZE","G10952",5902956181596,"YnHKGSLYkon 150/250V","13x4,0+4,0",null,"BITNER","KMT",1,"oferta","PLN",0.23,null,null,null,null,null,null,null,"n41"]
[15992,null,"GÓRNICZE","GG33300",5902956181671,"YnHKGSLYkon 300/500V","1x1,0+1,0",null,"BITNER","KMT",1,"oferta","PLN",0.23,null,null,null,null,null,null,null,"n41"]
[16000,null,"GÓRNICZE","GG33308",5902956181756,"YnHKGSLYkon 300/500V","18x1,0+1,0",null,"BITNER","KMT",1,"oferta","PLN",0.23,null,null,null,null,null,null,null,"n41"]
[16006,null,"GÓRNICZE","GG33314",5902956181817,"YnHKGSLYkon 300/500V","36x1,0+1,0",null,"BITNER","KMT",1,"oferta","PLN",0.23,null,null,null,null,null,null,null,"n41"]
[16014,null,"GÓRNICZE","GG33322",5902956181893,"YnHKGSLYkon 300/500V","13x1,5+1,5",null,"BITNER","KMT",1,51200,"PLN",0.23,null,null,null,null,null,null,null,"n41"]
[16017,null,"GÓRNICZE","GG33325",5902956181923,"YnHKGSLYkon 300/500V","23x1,5+1,5",null,"BITNER","KMT",1,80526,"PLN",0.23,null,null,null,null,null,null,null,"n41"]
[16028,null,"GÓRNICZE","GG33336",5902956182036,"YnHKGSLYkon 300/500V","11x2,5+2,5",null,"BITNER","KMT",1,"oferta","PLN",0.23,null,null,null,null,null,null,null,"n41"]
[16033,null,"GÓRNICZE","GG33341",5902956182081,"YnHKGSLYkon 300/500V","26x2,5+2,5",null,"BITNER","KMT",1,123030,"PLN",0.23,null,null,null,null,null,null,null,"n41"]
[16042,null,"GÓRNICZE","GG33350",5902956182173,"YnHKGSLYkon 300/500V","9x4,0+4,0",null,"BITNER","KMT",1,"oferta","PLN",0.23,null,null,null,null,null,null,null,"n41"]
[16050,null,"GÓRNICZE","GG33358",5902956182258,"YnHKGSLYkon 300/500V","32x4,0+4,0",null,"BITNER","KMT",1,"oferta","PLN",0.23,null,null,null,null,null,null,null,"n41"]
[16055,null,"GÓRNICZE","G62903",5902956175267,"YnHKGSY 0,6/1kV","4x1,0+1,0",null,"BITNER","KMT",1,13986,"PLN",0.23,null,null,null,null,null,null,null,"n41"]
[16067,null,"GÓRNICZE","G62915",5902956175380,"YnHKGSY 0,6/1kV","1x1,5+1,5",null,"BITNER","KMT",1,"oferta","PLN",0.23,null,null,null,null,null,null,null,"n41"]
[16072,null,"GÓRNICZE","G62920",5902956175434,"YnHKGSY 0,6/1kV","9x1,5+1,5",null,"BITNER","KMT",1,32916,"PLN",0.23,null,null,null,null,null,null,null,"n41"]
[16077,null,"GÓRNICZE","G62925",5902956175489,"YnHKGSY 0,6/1kV","23x1,5+1,5",null,"BITNER","KMT",1,65015,"PLN",0.23,null,null,null,null,null,null,null,"n41"]
[16084,null,"GÓRNICZE","G62932",5902956175557,"YnHKGSY 0,6/1kV","3x2,5+2,5",null,"BITNER","KMT",1,19121,"PLN",0.23,null,null,null,null,null,null,null,"n41"]
[16091,null,"GÓRNICZE","G62939",5902956175625,"YnHKGSY 0,6/1kV","20x2,5+2,5",null,"BITNER","KMT",1,"oferta","PLN",0.23,null,null,null,null,null,null,null,"n41"]
[16099,null,"GÓRNICZE","G62947",5902956175700,"YnHKGSY 0,6/1kV","3x4,0+4,0",null,"BITNER","KMT",1,27104,"PLN",0.23,null,null,null,null,null,null,null,"n41"]
[16109,null,"GÓRNICZE","G62957",5902956175809,"YnHKGSY 0,6/1kV","29x4,0+4,0",null,"BITNER","KMT",1,168907,"PLN",0.23,null,null,null,null,null,null,null,"n41"]
[16113,null,"GÓRNICZE","GG33501",5902956174642,"YnHKGSY 300/500V","2x1,0+1,0",null,"BITNER","KMT",1,"oferta","PLN",0.23,null,null,null,null,null,null,null,"n41"]
[16121,null,"GÓRNICZE","GG33509",5902956174727,"YnHKGSY 300/500V","20x1,0+1,0",null,"BITNER","KMT",1,"oferta","PLN",0.23,null,null,null,null,null,null,null,"n41"]
[16126,null,"GÓRNICZE","GG33514",5902956174772,"YnHKGSY 300/500V","36x1,0+1,0",null,"BITNER","KMT",1,"oferta","PLN",0.23,null,null,null,null,null,null,null,"n41"]
[16135,null,"GÓRNICZE","GG33523",5902956174864,"YnHKGSY 300/500V","18x1,5+1,5",null,"BITNER","KMT",1,43466,"PLN",0.23,null,null,null,null,null,null,null,"n41"]
[16143,null,"GÓRNICZE","GG33531",5902956174949,"YnHKGSY 300/500V","2x2,5+2,5",null,"BITNER","KMT",1,"oferta","PLN",0.23,null,null,null,null,null,null,null,"n41"]
[16151,null,"GÓRNICZE","GG33539",5902956175021,"YnHKGSY 300/500V","20x2,5+2,5",null,"BITNER","KMT",1,"oferta","PLN",0.23,null,null,null,null,null,null,null,"n41"]
[16157,null,"GÓRNICZE","GG33545",5902956175083,"YnHKGSY 300/500V","1x4,0+4,0",null,"BITNER","KMT",1,"oferta","PLN",0.23,null,null,null,null,null,null,null,"n41"]
[16165,null,"GÓRNICZE","GG33553",5902956175168,"YnHKGSY 300/500V","18x4,0+4,0",null,"BITNER","KMT",1,"oferta","PLN",0.23,null,null,null,null,null,null,null,"n41"]
[16176,null,"GÓRNICZE","G62804",5902956180513,"YnHKGSYkon 0,6/1kV","6x1,0+1,0",null,"BITNER","KMT",1,"oferta","PLN",0.23,null,null,null,null,null,null,null,"n41"]
[16179,null,"GÓRNICZE","G62807",5902956180544,"YnHKGSYkon 0,6/1kV","13x1,0+1,0",null,"BITNER","KMT",1,"oferta","PLN",0.23,null,null,null,null,null,null,null,"n41"]
[16191,null,"GÓRNICZE","G62819",5902956180667,"YnHKGSYkon 0,6/1kV","6x1,5+1,5",null,"BITNER","KMT",1,"oferta","PLN",0.23,null,null,null,null,null,null,null,"n41"]
[16193,null,"GÓRNICZE","G62821",5902956180681,"YnHKGSYkon 0,6/1kV","11x1,5+1,5",null,"BITNER","KMT",1,"oferta","PLN",0.23,null,null,null,null,null,null,null,"n41"]
[16201,null,"GÓRNICZE","G62829",5902956180766,"YnHKGSYkon 0,6/1kV","36x1,5+1,5",null,"BITNER","KMT",1,"oferta","PLN",0.23,null,null,null,null,null,null,null,"n41"]
[16213,null,"GÓRNICZE","G62841",5902956180889,"YnHKGSYkon 0,6/1kV","26x2,5+2,5",null,"BITNER","KMT",1,"oferta","PLN",0.23,null,null,null,null,null,null,null,"n41"]
[16218,null,"GÓRNICZE","G62846",5902956180933,"YnHKGSYkon 0,6/1kV","2x4,0+4,0",null,"BITNER","KMT",1,"oferta","PLN",0.23,null,null,null,null,null,null,null,"n41"]
[16227,null,"GÓRNICZE","G62855",5902956181022,"YnHKGSYkon 0,6/1kV","23x4,0+4,0",null,"BITNER","KMT",1,"oferta","PLN",0.23,null,null,null,null,null,null,null,"n41"]
[16235,null,"GÓRNICZE","GG33403",5902956179906,"YnHKGSYkon 300/500V","4x1,0+1,0",null,"BITNER","KMT",1,"oferta","PLN",0.23,null,null,null,null,null,null,null,"n41"]
[16243,null,"GÓRNICZE","GG33411",5902956179982,"YnHKGSYkon 300/500V","26x1,0+1,0",null,"BITNER","KMT",1,"oferta","PLN",0.23,null,null,null,null,null,null,null,"n41"]
[16249,null,"GÓRNICZE","GG33417",5902956180049,"YnHKGSYkon 300/500V","3x1,5+1,5",null,"BITNER","KMT",1,"oferta","PLN",0.23,null,null,null,null,null,null,null,"n41"]
[16257,null,"GÓRNICZE","GG33425",5902956180124,"YnHKGSYkon 300/500V","23x1,5+1,5",null,"BITNER","KMT",1,"oferta","PLN",0.23,null,null,null,null,null,null,null,"n41"]
[16260,null,"GÓRNICZE","GG33428",5902956180155,"YnHKGSYkon 300/500V","32x1,5+1,5",null,"BITNER","KMT",1,"oferta","PLN",0.23,null,null,null,null,null,null,null,"n41"]
[16271,null,"GÓRNICZE","GG33439",5902956180261,"YnHKGSYkon 300/500V","20x2,5+2,5",null,"BITNER","KMT",1,"oferta","PLN",0.23,null,null,null,null,null,null,null,"n41"]
[16279,null,"GÓRNICZE","GG33447",5902956180346,"YnHKGSYkon 300/500V","3x4,0+4,0",null,"BITNER","KMT",1,"oferta","PLN",0.23,null,null,null,null,null,null,null,"n41"]
[16285,null,"GÓRNICZE","GG33453",5902956180407,"YnHKGSYkon 300/500V","18x4,0+4,0",null,"BITNER","KMT",1,"oferta","PLN",0.23,null,null,null,null,null,null,null,"n41"]
[16293,null,"GÓRNICZE","GT0401",5902956184290,"YnHTKGX","4x2x0,6+1,0",null,"BITNER","KMT",1,"oferta","PLN",0.23,null,null,null,null,null,null,null,"n41"]
[16301,null,"GÓRNICZE","GT0409",5902956184375,"YnHTKGX","24x2x0,6+1,0",null,"BITNER","KMT",1,"oferta","PLN",0.23,null,null,null,null,null,null,null,"n41"]
[16302,null,"GÓRNICZE","GT0410",5902956184382,"YnHTKGX","33x2x0,6+1,0",null,"BITNER","KMT",1,"oferta","PLN",0.23,null,null,null,null,null,null,null,"n41"]
[16315,null,"GÓRNICZE","GT0423",5902956184511,"YnHTKGX","36x2x0,8+1,0",null,"BITNER","KMT",1,"oferta","PLN",0.23,null,null,null,null,null,null,null,"n41"]
[16323,null,"GÓRNICZE","GT0431",5902956184597,"YnHTKGX","16x2x1,2+1,0",null,"BITNER","KMT",1,"oferta","PLN",0.23,null,null,null,null,null,null,null,"n41"]
[16327,null,"GÓRNICZE","GT0435",5902956184634,"YnHTKGX","36x2x1,2+1,0",null,"BITNER","KMT",1,"oferta","PLN",0.23,null,null,null,null,null,null,null,"n41"]
[16337,null,"GÓRNICZE","G60010",5902956166845,"YnKGSLY 0,6/1kV","20x1,0+1,0",null,"BITNER","KMT",1,"oferta","PLN",0.23,null,null,null,null,null,null,null,"n41"]
[16342,null,"GÓRNICZE","G60015",5902956166890,"YnKGSLY 0,6/1kV","36x1,0+1,0",null,"BITNER","KMT",1,"oferta","PLN",0.23,null,null,null,null,null,null,null,"n41"]
[16352,null,"GÓRNICZE","G60025",5902956166999,"YnKGSLY 0,6/1kV","20x1,5+1,5",null,"BITNER","KMT",1,"oferta","PLN",0.23,null,null,null,null,null,null,null,"n41"]
[16359,null,"GÓRNICZE","G60032",5902956167064,"YnKGSLY 0,6/1kV","2x2,5+2,5",null,"BITNER","KMT",1,"oferta","PLN",0.23,null,null,null,null,null,null,null,"n41"]
[16364,null,"GÓRNICZE","G60037",5902956167118,"YnKGSLY 0,6/1kV","11x2,5+2,5",null,"BITNER","KMT",1,"oferta","PLN",0.23,null,null,null,null,null,null,null,"n41"]
[16369,null,"GÓRNICZE","G60042",5902956167163,"YnKGSLY 0,6/1kV","26x2,5+2,5",null,"BITNER","KMT",1,"oferta","PLN",0.23,null,null,null,null,null,null,null,"n41"]
[16378,null,"GÓRNICZE","G60051",5902956167255,"YnKGSLY 0,6/1kV","9x4,0+4,0",null,"BITNER","KMT",1,"oferta","PLN",0.23,null,null,null,null,null,null,null,"n41"]
[16386,null,"GÓRNICZE","G60059",5902956167330,"YnKGSLY 0,6/1kV","32x4,0+4,0",null,"BITNER","KMT",1,"oferta","PLN",0.23,null,null,null,null,null,null,null,"n41"]
[16394,null,"GÓRNICZE","G60067",5902956166661,"YnKGSLY 0,6/1kV","11x0,75+0,75",null,"BITNER","KMT",1,"oferta","PLN",0.23,null,null,null,null,null,null,null,"n41"]
[16400,null,"GÓRNICZE","G60073",5902956166722,"YnKGSLY 0,6/1kV","29x0,75+0,75",null,"BITNER","KMT",1,"oferta","PLN",0.23,null,null,null,null,null,null,null,"n41"]
[16408,null,"GÓRNICZE","G10006",5902956165305,"YnKGSLY 150/250V","9x1,0+1,0",null,"BITNER","KMT",1,"oferta","PLN",0.23,null,null,null,null,null,null,null,"n41"]
[16419,null,"GÓRNICZE","G10017",5902956165411,"YnKGSLY 150/250V","2x1,5+1,5",null,"BITNER","KMT",1,"oferta","PLN",0.23,null,null,null,null,null,null,null,"n41"]
[16422,null,"GÓRNICZE","G10020",5902956165442,"YnKGSLY 150/250V","6x1,5+1,5",null,"BITNER","KMT",1,"oferta","PLN",0.23,null,null,null,null,null,null,null,"n41"]
[16430,null,"GÓRNICZE","G10028",5902956165527,"YnKGSLY 150/250V","29x1,5+1,5",null,"BITNER","KMT",1,"oferta","PLN",0.23,null,null,null,null,null,null,null,"n41"]
[16436,null,"GÓRNICZE","G10034",5902956165589,"YnKGSLY 150/250V","4x2,5+2,5",null,"BITNER","KMT",1,11647,"PLN",0.23,null,null,null,null,null,null,null,"n41"]
[16444,null,"GÓRNICZE","G10042",5902956165664,"YnKGSLY 150/250V","26x2,5+2,5",null,"BITNER","KMT",1,"oferta","PLN",0.23,null,null,null,null,null,null,null,"n41"]
[16452,null,"GÓRNICZE","G10050",5902956165749,"YnKGSLY 150/250V","6x4,0+4,0",null,"BITNER","KMT",1,"oferta","PLN",0.23,null,null,null,null,null,null,null,"n41"]
[16461,null,"GÓRNICZE","G10059",5902956165831,"YnKGSLY 150/250V","32x4,0+4,0",null,"BITNER","KMT",1,"oferta","PLN",0.23,null,null,null,null,null,null,null,"n41"]
[16466,null,"GÓRNICZE","G10064",5902956165138,"YnKGSLY 150/250V","4x0,75+0,75",null,"BITNER","KMT",1,"oferta","PLN",0.23,null,null,null,null,null,null,null,"n41"]
[16471,null,"GÓRNICZE","G10069",5902956165183,"YnKGSLY 150/250V","18x0,75+0,75",null,"BITNER","KMT",1,"oferta","PLN",0.23,null,null,null,null,null,null,null,"n41"]
[16478,null,"GÓRNICZE","G30300",5902956166005,"YnKGSLY 300/500V","1x1,0+1,0",null,"BITNER","KMT",1,"oferta","PLN",0.23,null,null,null,null,null,null,null,"n41"]
[16488,null,"GÓRNICZE","G30310",5902956166104,"YnKGSLY 300/500V","23x1,0+1,0",null,"BITNER","KMT",1,"oferta","PLN",0.23,null,null,null,null,null,null,null,"n41"]
[16493,null,"GÓRNICZE","G30315",5902956166159,"YnKGSLY 300/500V","1x1,5+1,5",null,"BITNER","KMT",1,"oferta","PLN",0.23,null,null,null,null,null,null,null,"n41"]
[16503,null,"GÓRNICZE","G30325",5902956166258,"YnKGSLY 300/500V","23x1,5+1,5",null,"BITNER","KMT",1,"oferta","PLN",0.23,null,null,null,null,null,null,null,"n41"]
[16510,null,"GÓRNICZE","G30332",5902956166326,"YnKGSLY 300/500V","3x2,5+2,5",null,"BITNER","KMT",1,10002,"PLN",0.23,null,null,null,null,null,null,null,"n41"]
[16515,null,"GÓRNICZE","G30337",5902956166371,"YnKGSLY 300/500V","13x2,5+2,5",null,"BITNER","KMT",1,"oferta","PLN",0.23,null,null,null,null,null,null,null,"n41"]
[16528,null,"GÓRNICZE","G30350",5902956166500,"YnKGSLY 300/500V","9x4,0+4,0",null,"BITNER","KMT",1,"oferta","PLN",0.23,null,null,null,null,null,null,null,"n41"]
[16536,null,"GÓRNICZE","G30358",5902956166586,"YnKGSLY 300/500V","32x4,0+4,0",null,"BITNER","KMT",1,"oferta","PLN",0.23,null,null,null,null,null,null,null,"n41"]
[16537,null,"GÓRNICZE","G30359",5902956166593,"YnKGSLY 300/500V","36x4,0+4,0",null,"BITNER","KMT",1,"oferta","PLN",0.23,null,null,null,null,null,null,null,"n41"]
[16545,null,"GÓRNICZE","G30367",5902956165923,"YnKGSLY 300/500V","13x0,75+0,75",null,"BITNER","KMT",1,"oferta","PLN",0.23,null,null,null,null,null,null,null,"n41"]
[16558,null,"GÓRNICZE","G3019",5902956171887,"YnKGSLYkon 0,6/1kV","11x1,0+1,0",null,"BITNER","KMT",1,"oferta","PLN",0.23,null,null,null,null,null,null,null,"n41"]
[16559,null,"GÓRNICZE","G3020",5902956171894,"YnKGSLYkon 0,6/1kV","13x1,0+1,0",null,"BITNER","KMT",1,25061,"PLN",0.23,null,null,null,null,null,null,null,"n41"]
[16570,null,"GÓRNICZE","G3031",5902956172006,"YnKGSLYkon 0,6/1kV","6x1,5+1,5",null,"BITNER","KMT",1,18813,"PLN",0.23,null,null,null,null,null,null,null,"n41"]
[16580,null,"GÓRNICZE","G3041",5902956172105,"YnKGSLYkon 0,6/1kV","36x1,5+1,5",null,"BITNER","KMT",1,"oferta","PLN",0.23,null,null,null,null,null,null,null,"n41"]
[16581,null,"GÓRNICZE","G3042",5902956172112,"YnKGSLYkon 0,6/1kV","2x2,5+2,5",null,"BITNER","KMT",1,14220,"PLN",0.23,null,null,null,null,null,null,null,"n41"]
[16595,null,"GÓRNICZE","G3056",5902956172259,"YnKGSLYkon 0,6/1kV","2x4,0+4,0",null,"BITNER","KMT",1,"oferta","PLN",0.23,null,null,null,null,null,null,null,"n41"]
[16602,null,"GÓRNICZE","G3063",5902956172327,"YnKGSLYkon 0,6/1kV","18x4,0+4,0",null,"BITNER","KMT",1,"oferta","PLN",0.23,null,null,null,null,null,null,null,"n41"]
[16603,null,"GÓRNICZE","G3064",5902956172334,"YnKGSLYkon 0,6/1kV","20x4,0+4,0",null,"BITNER","KMT",1,"oferta","PLN",0.23,null,null,null,null,null,null,null,"n41"]
[16612,null,"GÓRNICZE","G10404",5902956170743,"YnKGSLYkon 150/250V","6x1,0+1,0",null,"BITNER","KMT",1,"oferta","PLN",0.23,null,null,null,null,null,null,null,"n41"]
[16624,null,"GÓRNICZE","G10417",5902956170866,"YnKGSLYkon 150/250V","3x1,5+1,5",null,"BITNER","KMT",1,11011,"PLN",0.23,null,null,null,null,null,null,null,"n41"]
[16629,null,"GÓRNICZE","G10422",5902956170910,"YnKGSLYkon 150/250V","13x1,5+1,5",null,"BITNER","KMT",1,"oferta","PLN",0.23,null,null,null,null,null,null,null,"n41"]
[16637,null,"GÓRNICZE","G10431",5902956170996,"YnKGSLYkon 150/250V","2x2,5+2,5",null,"BITNER","KMT",1,"oferta","PLN",0.23,null,null,null,null,null,null,null,"n41"]
[16646,null,"GÓRNICZE","G10440",5902956171085,"YnKGSLYkon 150/250V","23x2,5+2,5",null,"BITNER","KMT",1,"oferta","PLN",0.23,null,null,null,null,null,null,null,"n41"]
[16651,null,"GÓRNICZE","G10460",5902956170576,"YnKGSLYkon 150/250V","2x0,75+0,75",null,"BITNER","KMT",1,"oferta","PLN",0.23,null,null,null,null,null,null,null,"n41"]
[16654,null,"GÓRNICZE","G10463",5902956170606,"YnKGSLYkon 150/250V","6x0,75+0,75",null,"BITNER","KMT",1,"oferta","PLN",0.23,null,null,null,null,null,null,null,"n41"]
[16662,null,"GÓRNICZE","G10471",5902956170682,"YnKGSLYkon 150/250V","29x0,75+0,75",null,"BITNER","KMT",1,"oferta","PLN",0.23,null,null,null,null,null,null,null,"n41"]
[16663,null,"GÓRNICZE","G10472",5902956170699,"YnKGSLYkon 150/250V","32x0,75+0,75",null,"BITNER","KMT",1,"oferta","PLN",0.23,null,null,null,null,null,null,null,"n41"]
[16664,null,"GÓRNICZE","G10473",5902956170705,"YnKGSLYkon 150/250V","36x0,75+0,75",null,"BITNER","KMT",1,"oferta","PLN",0.23,null,null,null,null,null,null,null,"n41"]
[16665,null,"GÓRNICZE","G31101",5902956171276,"YnKGSLYkon 300/500V","2x1,0+1,0",null,"BITNER","KMT",1,8505,"PLN",0.23,null,null,null,null,null,null,null,"n41"]
[16666,null,"GÓRNICZE","G31102",5902956171283,"YnKGSLYkon 300/500V","3x1,0+1,0",null,"BITNER","KMT",1,9934,"PLN",0.23,null,null,null,null,null,null,null,"n41"]
[16667,null,"GÓRNICZE","G31103",5902956171290,"YnKGSLYkon 300/500V","4x1,0+1,0",null,"BITNER","KMT",1,11170,"PLN",0.23,null,null,null,null,null,null,null,"n41"]
[16668,null,"GÓRNICZE","G31104",5902956171306,"YnKGSLYkon 300/500V","6x1,0+1,0",null,"BITNER","KMT",1,13880,"PLN",0.23,null,null,null,null,null,null,null,"n41"]
[16669,null,"GÓRNICZE","G31105",5902956171313,"YnKGSLYkon 300/500V","9x1,0+1,0",null,"BITNER","KMT",1,19335,"PLN",0.23,null,null,null,null,null,null,null,"n41"]
[16670,null,"GÓRNICZE","G31106",5902956171320,"YnKGSLYkon 300/500V","11x1,0+1,0",null,"BITNER","KMT",1,21739,"PLN",0.23,null,null,null,null,null,null,null,"n41"]
[16671,null,"GÓRNICZE","G31107",5902956171337,"YnKGSLYkon 300/500V","13x1,0+1,0",null,"BITNER","KMT",1,24336,"PLN",0.23,null,null,null,null,null,null,null,"n41"]
[16672,null,"GÓRNICZE","G31108",5902956171344,"YnKGSLYkon 300/500V","18x1,0+1,0",null,"BITNER","KMT",1,30935,"PLN",0.23,null,null,null,null,null,null,null,"n41"]
[16673,null,"GÓRNICZE","G31109",5902956171351,"YnKGSLYkon 300/500V","20x1,0+1,0",null,"BITNER","KMT",1,33578,"PLN",0.23,null,null,null,null,null,null,null,"n41"]
[16674,null,"GÓRNICZE","G31110",5902956171368,"YnKGSLYkon 300/500V","23x1,0+1,0",null,"BITNER","KMT",1,38023,"PLN",0.23,null,null,null,null,null,null,null,"n41"]
[16675,null,"GÓRNICZE","G31111",5902956171375,"YnKGSLYkon 300/500V","26x1,0+1,0",null,"BITNER","KMT",1,41641,"PLN",0.23,null,null,null,null,null,null,null,"n41"]
[16676,null,"GÓRNICZE","G31112",5902956171382,"YnKGSLYkon 300/500V","29x1,0+1,0",null,"BITNER","KMT",1,45065,"PLN",0.23,null,null,null,null,null,null,null,"n41"]
[16677,null,"GÓRNICZE","G31113",5902956171399,"YnKGSLYkon 300/500V","32x1,0+1,0",null,"BITNER","KMT",1,48569,"PLN",0.23,null,null,null,null,null,null,null,"n41"]
[16678,null,"GÓRNICZE","G31114",5902956171405,"YnKGSLYkon 300/500V","36x1,0+1,0",null,"BITNER","KMT",1,52991,"PLN",0.23,null,null,null,null,null,null,null,"n41"]
[16679,null,"GÓRNICZE","G31116",5902956171412,"YnKGSLYkon 300/500V","2x1,5+1,5",null,"BITNER","KMT",1,10218,"PLN",0.23,null,null,null,null,null,null,null,"n41"]
[16680,null,"GÓRNICZE","G31117",5902956171429,"YnKGSLYkon 300/500V","3x1,5+1,5",null,"BITNER","KMT",1,11952,"PLN",0.23,null,null,null,null,null,null,null,"n41"]
[16681,null,"GÓRNICZE","G31118",5902956171436,"YnKGSLYkon 300/500V","4x1,5+1,5",null,"BITNER","KMT",1,14175,"PLN",0.23,null,null,null,null,null,null,null,"n41"]
[16682,null,"GÓRNICZE","G31119",5902956171443,"YnKGSLYkon 300/500V","6x1,5+1,5",null,"BITNER","KMT",1,18110,"PLN",0.23,null,null,null,null,null,null,null,"n41"]
[16683,null,"GÓRNICZE","G31120",5902956171450,"YnKGSLYkon 300/500V","9x1,5+1,5",null,"BITNER","KMT",1,25005,"PLN",0.23,null,null,null,null,null,null,null,"n41"]
[16684,null,"GÓRNICZE","G31121",5902956171467,"YnKGSLYkon 300/500V","11x1,5+1,5",null,"BITNER","KMT",1,28645,"PLN",0.23,null,null,null,null,null,null,null,"n41"]
[16685,null,"GÓRNICZE","G31122",5902956171474,"YnKGSLYkon 300/500V","13x1,5+1,5",null,"BITNER","KMT",1,32217,"PLN",0.23,null,null,null,null,null,null,null,"n41"]
[16686,null,"GÓRNICZE","G31123",5902956171481,"YnKGSLYkon 300/500V","18x1,5+1,5",null,"BITNER","KMT",1,40914,"PLN",0.23,null,null,null,null,null,null,null,"n41"]
[16687,null,"GÓRNICZE","G31124",5902956171498,"YnKGSLYkon 300/500V","20x1,5+1,5",null,"BITNER","KMT",1,"oferta","PLN",0.23,null,null,null,null,null,null,null,"n41"]
[16688,null,"GÓRNICZE","G31125",5902956171504,"YnKGSLYkon 300/500V","23x1,5+1,5",null,"BITNER","KMT",1,50780,"PLN",0.23,null,null,null,null,null,null,null,"n41"]
[16689,null,"GÓRNICZE","G31126",5902956171511,"YnKGSLYkon 300/500V","26x1,5+1,5",null,"BITNER","KMT",1,55400,"PLN",0.23,null,null,null,null,null,null,null,"n41"]
[16690,null,"GÓRNICZE","G31127",5902956171528,"YnKGSLYkon 300/500V","29x1,5+1,5",null,"BITNER","KMT",1,60192,"PLN",0.23,null,null,null,null,null,null,null,"n41"]
[16691,null,"GÓRNICZE","G31128",5902956171535,"YnKGSLYkon 300/500V","32x1,5+1,5",null,"BITNER","KMT",1,"oferta","PLN",0.23,null,null,null,null,null,null,null,"n41"]
[16692,null,"GÓRNICZE","G31129",5902956171542,"YnKGSLYkon 300/500V","36x1,5+1,5",null,"BITNER","KMT",1,71522,"PLN",0.23,null,null,null,null,null,null,null,"n41"]
[16693,null,"GÓRNICZE","G31131",5902956171559,"YnKGSLYkon 300/500V","2x2,5+2,5",null,"BITNER","KMT",1,13064,"PLN",0.23,null,null,null,null,null,null,null,"n41"]
[16694,null,"GÓRNICZE","G31132",5902956171566,"YnKGSLYkon 300/500V","3x2,5+2,5",null,"BITNER","KMT",1,15014,"PLN",0.23,null,null,null,null,null,null,null,"n41"]
[16695,null,"GÓRNICZE","G31133",5902956171573,"YnKGSLYkon 300/500V","4x2,5+2,5",null,"BITNER","KMT",1,18234,"PLN",0.23,null,null,null,null,null,null,null,"n41"]
[16696,null,"GÓRNICZE","G31134",5902956171580,"YnKGSLYkon 300/500V","6x2,5+2,5",null,"BITNER","KMT",1,23384,"PLN",0.23,null,null,null,null,null,null,null,"n41"]
[16697,null,"GÓRNICZE","G31135",5902956171597,"YnKGSLYkon 300/500V","9x2,5+2,5",null,"BITNER","KMT",1,32682,"PLN",0.23,null,null,null,null,null,null,null,"n41"]
[16698,null,"GÓRNICZE","G31136",5902956171603,"YnKGSLYkon 300/500V","11x2,5+2,5",null,"BITNER","KMT",1,"oferta","PLN",0.23,null,null,null,null,null,null,null,"n41"]
[16699,null,"GÓRNICZE","G31137",5902956171610,"YnKGSLYkon 300/500V","13x2,5+2,5",null,"BITNER","KMT",1,42355,"PLN",0.23,null,null,null,null,null,null,null,"n41"]
[16700,null,"GÓRNICZE","G31138",5902956171627,"YnKGSLYkon 300/500V","18x2,5+2,5",null,"BITNER","KMT",1,54817,"PLN",0.23,null,null,null,null,null,null,null,"n41"]
[16701,null,"GÓRNICZE","G31139",5902956171634,"YnKGSLYkon 300/500V","20x2,5+2,5",null,"BITNER","KMT",1,"oferta","PLN",0.23,null,null,null,null,null,null,null,"n41"]
[16702,null,"GÓRNICZE","G31140",5902956171641,"YnKGSLYkon 300/500V","23x2,5+2,5",null,"BITNER","KMT",1,68199,"PLN",0.23,null,null,null,null,null,null,null,"n41"]
[16703,null,"GÓRNICZE","G31141",5902956171658,"YnKGSLYkon 300/500V","26x2,5+2,5",null,"BITNER","KMT",1,74731,"PLN",0.23,null,null,null,null,null,null,null,"n41"]
[16704,null,"GÓRNICZE","G31142",5902956171665,"YnKGSLYkon 300/500V","29x2,5+2,5",null,"BITNER","KMT",1,"oferta","PLN",0.23,null,null,null,null,null,null,null,"n41"]
[16705,null,"GÓRNICZE","G31143",5902956171672,"YnKGSLYkon 300/500V","32x2,5+2,5",null,"BITNER","KMT",1,88169,"PLN",0.23,null,null,null,null,null,null,null,"n41"]
[16706,null,"GÓRNICZE","G31144",5902956171689,"YnKGSLYkon 300/500V","36x2,5_2,5",null,"BITNER","KMT",1,97286,"PLN",0.23,null,null,null,null,null,null,null,"n41"]
[16707,null,"GÓRNICZE","G31146",5902956171696,"YnKGSLYkon 300/500V","2x4,0+4,0",null,"BITNER","KMT",1,"oferta","PLN",0.23,null,null,null,null,null,null,null,"n41"]
[16708,null,"GÓRNICZE","G31147",5902956171702,"YnKGSLYkon 300/500V","3x4,0+4,0",null,"BITNER","KMT",1,"oferta","PLN",0.23,null,null,null,null,null,null,null,"n41"]
[16709,null,"GÓRNICZE","G31148",5902956171719,"YnKGSLYkon 300/500V","4x4,0+4,0",null,"BITNER","KMT",1,"oferta","PLN",0.23,null,null,null,null,null,null,null,"n41"]
[16710,null,"GÓRNICZE","G31149",5902956171726,"YnKGSLYkon 300/500V","6x4,0+4,0",null,"BITNER","KMT",1,25742,"PLN",0.23,null,null,null,null,null,null,null,"n41"]
[16711,null,"GÓRNICZE","G31150",5902956171733,"YnKGSLYkon 300/500V","9x4,0+4,0",null,"BITNER","KMT",1,"oferta","PLN",0.23,null,null,null,null,null,null,null,"n41"]
[16712,null,"GÓRNICZE","G31151",5902956171740,"YnKGSLYkon 300/500V","11x4,0+4,0",null,"BITNER","KMT",1,"oferta","PLN",0.23,null,null,null,null,null,null,null,"n41"]
[16713,null,"GÓRNICZE","G31152",5902956171757,"YnKGSLYkon 300/500V","13x4,0+4,0",null,"BITNER","KMT",1,"oferta","PLN",0.23,null,null,null,null,null,null,null,"n41"]
[16714,null,"GÓRNICZE","G31153",5902956171764,"YnKGSLYkon 300/500V","18x4,0+4,0",null,"BITNER","KMT",1,"oferta","PLN",0.23,null,null,null,null,null,null,null,"n41"]
[16715,null,"GÓRNICZE","G31154",5902956171771,"YnKGSLYkon 300/500V","20x4,0+4,0",null,"BITNER","KMT",1,"oferta","PLN",0.23,null,null,null,null,null,null,null,"n41"]
[16716,null,"GÓRNICZE","G31155",5902956171788,"YnKGSLYkon 300/500V","23x4,0+4,0",null,"BITNER","KMT",1,"oferta","PLN",0.23,null,null,null,null,null,null,null,"n41"]
[16717,null,"GÓRNICZE","G31156",5902956171795,"YnKGSLYkon 300/500V","26x4,0+4,0",null,"BITNER","KMT",1,"oferta","PLN",0.23,null,null,null,null,null,null,null,"n41"]
[16718,null,"GÓRNICZE","G31157",5902956171801,"YnKGSLYkon 300/500V","29x4,0+4,0",null,"BITNER","KMT",1,"oferta","PLN",0.23,null,null,null,null,null,null,null,"n41"]
[16719,null,"GÓRNICZE","G31158",5902956171818,"YnKGSLYkon 300/500V","32x4,0+4,0",null,"BITNER","KMT",1,"oferta","PLN",0.23,null,null,null,null,null,null,null,"n41"]
[16720,null,"GÓRNICZE","G31159",5902956171825,"YnKGSLYkon 300/500V","36x4,0+4,0",null,"BITNER","KMT",1,"oferta","PLN",0.23,null,null,null,null,null,null,null,"n41"]
[16721,null,"GÓRNICZE","G31161",5902956171139,"YnKGSLYkon 300/500V","2x0,75+0,75",null,"BITNER","KMT",1,"oferta","PLN",0.23,null,null,null,null,null,null,null,"n41"]
[16722,null,"GÓRNICZE","G31162",5902956171146,"YnKGSLYkon 300/500V","3x0,75+0,75",null,"BITNER","KMT",1,"oferta","PLN",0.23,null,null,null,null,null,null,null,"n41"]
[16723,null,"GÓRNICZE","G31163",5902956171153,"YnKGSLYkon 300/500V","4x0,75+0,75",null,"BITNER","KMT",1,"oferta","PLN",0.23,null,null,null,null,null,null,null,"n41"]
[16724,null,"GÓRNICZE","G31164",5902956171160,"YnKGSLYkon 300/500V","6x0,75+0,75",null,"BITNER","KMT",1,"oferta","PLN",0.23,null,null,null,null,null,null,null,"n41"]
[16725,null,"GÓRNICZE","G31165",5902956171177,"YnKGSLYkon 300/500V","9x0,75+0,75",null,"BITNER","KMT",1,"oferta","PLN",0.23,null,null,null,null,null,null,null,"n41"]
[16726,null,"GÓRNICZE","G31166",5902956171184,"YnKGSLYkon 300/500V","11x0,75+0,75",null,"BITNER","KMT",1,"oferta","PLN",0.23,null,null,null,null,null,null,null,"n41"]
[16727,null,"GÓRNICZE","G31167",5902956171191,"YnKGSLYkon 300/500V","13x0,75+0,75",null,"BITNER","KMT",1,"oferta","PLN",0.23,null,null,null,null,null,null,null,"n41"]
[16728,null,"GÓRNICZE","G31168",5902956171207,"YnKGSLYkon 300/500V","18x0,75+0,75",null,"BITNER","KMT",1,"oferta","PLN",0.23,null,null,null,null,null,null,null,"n41"]
[16729,null,"GÓRNICZE","G31169",5902956171214,"YnKGSLYkon 300/500V","20x0,75+0,75",null,"BITNER","KMT",1,"oferta","PLN",0.23,null,null,null,null,null,null,null,"n41"]
[16730,null,"GÓRNICZE","G31170",5902956171221,"YnKGSLYkon 300/500V","23x0,75+0,75",null,"BITNER","KMT",1,"oferta","PLN",0.23,null,null,null,null,null,null,null,"n41"]
[16731,null,"GÓRNICZE","G31171",5902956171238,"YnKGSLYkon 300/500V","26x0,75+0,75",null,"BITNER","KMT",1,"oferta","PLN",0.23,null,null,null,null,null,null,null,"n41"]
[16732,null,"GÓRNICZE","G31172",5902956171245,"YnKGSLYkon 300/500V","29x0,75+0,75",null,"BITNER","KMT",1,"oferta","PLN",0.23,null,null,null,null,null,null,null,"n41"]
[16733,null,"GÓRNICZE","G31173",5902956171252,"YnKGSLYkon 300/500V","32x0,75+0,75",null,"BITNER","KMT",1,"oferta","PLN",0.23,null,null,null,null,null,null,null,"n41"]
[16734,null,"GÓRNICZE","G31174",5902956171269,"YnKGSLYkon 300/500V","36x0,75+0,75",null,"BITNER","KMT",1,"oferta","PLN",0.23,null,null,null,null,null,null,null,"n41"]
[16735,null,"GÓRNICZE","G62200",5902956164506,"YnKGSY 0,6/1kV","1x1,0+1,0",null,"BITNER","KMT",1,"oferta","PLN",0.23,null,null,null,null,null,null,null,"n41"]
[16736,null,"GÓRNICZE","G62201",5902956164513,"YnKGSY 0,6/1kV","2x1,0+1,0",null,"BITNER","KMT",1,5793,"PLN",0.23,null,null,null,null,null,null,null,"n41"]
[16737,null,"GÓRNICZE","G62202",5902956164520,"YnKGSY 0,6/1kV","3x1,0+1,0",null,"BITNER","KMT",1,6884,"PLN",0.23,null,null,null,null,null,null,null,"n41"]
[16738,null,"GÓRNICZE","G62203",5902956164537,"YnKGSY 0,6/1kV","4x1,0+1,0",null,"BITNER","KMT",1,8359,"PLN",0.23,null,null,null,null,null,null,null,"n41"]
[16739,null,"GÓRNICZE","G62204",5902956164544,"YnKGSY 0,6/1kV","6x1,0+1,0",null,"BITNER","KMT",1,9981,"PLN",0.23,null,null,null,null,null,null,null,"n41"]
[16740,null,"GÓRNICZE","G62205",5902956164551,"YnKGSY 0,6/1kV","9x1,0+1,0",null,"BITNER","KMT",1,15546,"PLN",0.23,null,null,null,null,null,null,null,"n41"]
[16741,null,"GÓRNICZE","G62206",5902956164568,"YnKGSY 0,6/1kV","11x1,0+1,0",null,"BITNER","KMT",1,"oferta","PLN",0.23,null,null,null,null,null,null,null,"n41"]
[16742,null,"GÓRNICZE","G62207",5902956164575,"YnKGSY 0,6/1kV","13x1,0+1,0",null,"BITNER","KMT",1,18606,"PLN",0.23,null,null,null,null,null,null,null,"n41"]
[16743,null,"GÓRNICZE","G62208",5902956164582,"YnKGSY 0,6/1kV","18x1,0+1,0",null,"BITNER","KMT",1,23388,"PLN",0.23,null,null,null,null,null,null,null,"n41"]
[16744,null,"GÓRNICZE","G62209",5902956164599,"YnKGSY 0,6/1kV","20x1,0+1,0",null,"BITNER","KMT",1,"oferta","PLN",0.23,null,null,null,null,null,null,null,"n41"]
[16745,null,"GÓRNICZE","G62210",5902956164605,"YnKGSY 0,6/1kV","23x1,0+1,0",null,"BITNER","KMT",1,29573,"PLN",0.23,null,null,null,null,null,null,null,"n41"]
[16746,null,"GÓRNICZE","G62211",5902956164612,"YnKGSY 0,6/1kV","26x1,0+1,0",null,"BITNER","KMT",1,"oferta","PLN",0.23,null,null,null,null,null,null,null,"n41"]
[16747,null,"GÓRNICZE","G62212",5902956164629,"YnKGSY 0,6/1kV","29x1,0+1,0",null,"BITNER","KMT",1,35178,"PLN",0.23,null,null,null,null,null,null,null,"n41"]
[16748,null,"GÓRNICZE","G62213",5902956164636,"YnKGSY 0,6/1kV","32x1,0+1,0",null,"BITNER","KMT",1,"oferta","PLN",0.23,null,null,null,null,null,null,null,"n41"]
[16749,null,"GÓRNICZE","G62214",5902956164643,"YnKGSY 0,6/1kV","36x1,0+1,0",null,"BITNER","KMT",1,41854,"PLN",0.23,null,null,null,null,null,null,null,"n41"]
[16750,null,"GÓRNICZE","G62215",5902956164650,"YnKGSY 0,6/1kV","1x1,5+1,5",null,"BITNER","KMT",1,"oferta","PLN",0.23,null,null,null,null,null,null,null,"n41"]
[16751,null,"GÓRNICZE","G62216",5902956164667,"YnKGSY 0,6/1kV","2x1,5+1,5",null,"BITNER","KMT",1,7025,"PLN",0.23,null,null,null,null,null,null,null,"n41"]
[16752,null,"GÓRNICZE","G62217",5902956164674,"YnKGSY 0,6/1kV","3x1,5+1,5",null,"BITNER","KMT",1,8459,"PLN",0.23,null,null,null,null,null,null,null,"n41"]
[16753,null,"GÓRNICZE","G62218",5902956164681,"YnKGSY 0,6/1kV","4x1,5+1,5",null,"BITNER","KMT",1,10372,"PLN",0.23,null,null,null,null,null,null,null,"n41"]
[16754,null,"GÓRNICZE","G62219",5902956164698,"YnKGSY 0,6/1kV","6x1,5+1,5",null,"BITNER","KMT",1,13327,"PLN",0.23,null,null,null,null,null,null,null,"n41"]
[16755,null,"GÓRNICZE","G62220",5902956164704,"YnKGSY 0,6/1kV","9x1,5+1,5",null,"BITNER","KMT",1,19102,"PLN",0.23,null,null,null,null,null,null,null,"n41"]
[16756,null,"GÓRNICZE","G62221",5902956164711,"YnKGSY 0,6/1kV","11x1,5+1,5",null,"BITNER","KMT",1,"oferta","PLN",0.23,null,null,null,null,null,null,null,"n41"]
[16757,null,"GÓRNICZE","G62222",5902956164728,"YnKGSY 0,6/1kV","13x1,5+1,5",null,"BITNER","KMT",1,23597,"PLN",0.23,null,null,null,null,null,null,null,"n41"]
[16758,null,"GÓRNICZE","G62223",5902956164735,"YnKGSY 0,6/1kV","18x1,5+1,5",null,"BITNER","KMT",1,30005,"PLN",0.23,null,null,null,null,null,null,null,"n41"]
[16759,null,"GÓRNICZE","G62224",5902956164742,"YnKGSY 0,6/1kV","20x1,5+1,5",null,"BITNER","KMT",1,"oferta","PLN",0.23,null,null,null,null,null,null,null,"n41"]
[16760,null,"GÓRNICZE","G62225",5902956164759,"YnKGSY 0,6/1kV","23x1,5+1,5",null,"BITNER","KMT",1,38052,"PLN",0.23,null,null,null,null,null,null,null,"n41"]
[16761,null,"GÓRNICZE","G62226",5902956164766,"YnKGSY 0,6/1kV","26x1,5+1,5",null,"BITNER","KMT",1,"oferta","PLN",0.23,null,null,null,null,null,null,null,"n41"]
[16762,null,"GÓRNICZE","G62227",5902956164773,"YnKGSY 0,6/1kV","29x1,5+1,5",null,"BITNER","KMT",1,45838,"PLN",0.23,null,null,null,null,null,null,null,"n41"]
[16763,null,"GÓRNICZE","G62228",5902956164780,"YnKGSY 0,6/1kV","32x1,5+1,5",null,"BITNER","KMT",1,"oferta","PLN",0.23,null,null,null,null,null,null,null,"n41"]
[16764,null,"GÓRNICZE","G62229",5902956164797,"YnKGSY 0,6/1kV","36x1,5+1,5",null,"BITNER","KMT",1,54854,"PLN",0.23,null,null,null,null,null,null,null,"n41"]
[16765,null,"GÓRNICZE","G62230",5902956164803,"YnKGSY 0,6/1kV","1x2,5+2,5",null,"BITNER","KMT",1,"oferta","PLN",0.23,null,null,null,null,null,null,null,"n41"]
[16766,null,"GÓRNICZE","G62231",5902956164810,"YnKGSY 0,6/1kV","2x2,5+2,5",null,"BITNER","KMT",1,9157,"PLN",0.23,null,null,null,null,null,null,null,"n41"]
[16767,null,"GÓRNICZE","G62232",5902956164827,"YnKGSY 0,6/1kV","3x2,5+2,5",null,"BITNER","KMT",1,11253,"PLN",0.23,null,null,null,null,null,null,null,"n41"]
[16768,null,"GÓRNICZE","G62233",5902956164834,"YnKGSY 0,6/1kV","4x2,5+2,5",null,"BITNER","KMT",1,14231,"PLN",0.23,null,null,null,null,null,null,null,"n41"]
[16769,null,"GÓRNICZE","G62234",5902956164841,"YnKGSY 0,6/1kV","6x2,5+2,5",null,"BITNER","KMT",1,17479,"PLN",0.23,null,null,null,null,null,null,null,"n41"]
[16770,null,"GÓRNICZE","G62235",5902956164858,"YnKGSY 0,6/1kV","9x2,5+2,5",null,"BITNER","KMT",1,25527,"PLN",0.23,null,null,null,null,null,null,null,"n41"]
[16771,null,"GÓRNICZE","G62236",5902956164865,"YnKGSY 0,6/1kV","11x2,5+2,5",null,"BITNER","KMT",1,"oferta","PLN",0.23,null,null,null,null,null,null,null,"n41"]
[16772,null,"GÓRNICZE","G62237",5902956164872,"YnKGSY 0,6/1kV","13x2,5+2,5",null,"BITNER","KMT",1,33681,"PLN",0.23,null,null,null,null,null,null,null,"n41"]
[16773,null,"GÓRNICZE","G62238",5902956164889,"YnKGSY 0,6/1kV","18x2,5+2,5",null,"BITNER","KMT",1,42983,"PLN",0.23,null,null,null,null,null,null,null,"n41"]
[16774,null,"GÓRNICZE","G62239",5902956164896,"YnKGSY 0,6/1kV","20x2,5+2,5",null,"BITNER","KMT",1,"oferta","PLN",0.23,null,null,null,null,null,null,null,"n41"]
[16775,null,"GÓRNICZE","G62240",5902956164902,"YnKGSY 0,6/1kV","23x2,5+2,5",null,"BITNER","KMT",1,54934,"PLN",0.23,null,null,null,null,null,null,null,"n41"]
[16776,null,"GÓRNICZE","G62241",5902956164919,"YnKGSY 0,6/1kV","26x2,5+2,5",null,"BITNER","KMT",1,"oferta","PLN",0.23,null,null,null,null,null,null,null,"n41"]
[16777,null,"GÓRNICZE","G62242",5902956164926,"YnKGSY 0,6/1kV","29x2,5+2,5",null,"BITNER","KMT",1,66825,"PLN",0.23,null,null,null,null,null,null,null,"n41"]
[16778,null,"GÓRNICZE","G62243",5902956164933,"YnKGSY 0,6/1kV","32x2,5+2,5",null,"BITNER","KMT",1,"oferta","PLN",0.23,null,null,null,null,null,null,null,"n41"]
[16779,null,"GÓRNICZE","G62244",5902956164940,"YnKGSY 0,6/1kV","36x2,5+2,5",null,"BITNER","KMT",1,80477,"PLN",0.23,null,null,null,null,null,null,null,"n41"]
[16780,null,"GÓRNICZE","G62245",5902956164957,"YnKGSY 0,6/1kV","1x4,0+4,0",null,"BITNER","KMT",1,"oferta","PLN",0.23,null,null,null,null,null,null,null,"n41"]
[16781,null,"GÓRNICZE","G62246",5902956164964,"YnKGSY 0,6/1kV","2x4,0+4,0",null,"BITNER","KMT",1,12649,"PLN",0.23,null,null,null,null,null,null,null,"n41"]
[16782,null,"GÓRNICZE","G62247",5902956164971,"YnKGSY 0,6/1kV","3x4,0+4,0",null,"BITNER","KMT",1,15916,"PLN",0.23,null,null,null,null,null,null,null,"n41"]
[16783,null,"GÓRNICZE","G62248",5902956164988,"YnKGSY 0,6/1kV","4x4,0+4,0",null,"BITNER","KMT",1,20208,"PLN",0.23,null,null,null,null,null,null,null,"n41"]
[16784,null,"GÓRNICZE","G62249",5902956164995,"YnKGSY 0,6/1kV","6x4,0+4,0",null,"BITNER","KMT",1,25527,"PLN",0.23,null,null,null,null,null,null,null,"n41"]
[16785,null,"GÓRNICZE","G62250",5902956165008,"YnKGSY 0,6/1kV","9x4,0+4,0",null,"BITNER","KMT",1,37026,"PLN",0.23,null,null,null,null,null,null,null,"n41"]
[16786,null,"GÓRNICZE","G62251",5902956165015,"YnKGSY 0,6/1kV","11x4,0+4,0",null,"BITNER","KMT",1,"oferta","PLN",0.23,null,null,null,null,null,null,null,"n41"]
[16787,null,"GÓRNICZE","G62252",5902956165022,"YnKGSY 0,6/1kV","13x4,0+4,0",null,"BITNER","KMT",1,48669,"PLN",0.23,null,null,null,null,null,null,null,"n41"]
[16788,null,"GÓRNICZE","G62253",5902956165039,"YnKGSY 0,6/1kV","18x4,0+4,0",null,"BITNER","KMT",1,62902,"PLN",0.23,null,null,null,null,null,null,null,"n41"]
[16789,null,"GÓRNICZE","G62254",5902956165046,"YnKGSY 0,6/1kV","20x4,0+4,0",null,"BITNER","KMT",1,"oferta","PLN",0.23,null,null,null,null,null,null,null,"n41"]
[16790,null,"GÓRNICZE","G62255",5902956165053,"YnKGSY 0,6/1kV","23x4,0+4,0",null,"BITNER","KMT",1,80358,"PLN",0.23,null,null,null,null,null,null,null,"n41"]
[16791,null,"GÓRNICZE","G62256",5902956165060,"YnKGSY 0,6/1kV","26x4,0+4,0",null,"BITNER","KMT",1,"oferta","PLN",0.23,null,null,null,null,null,null,null,"n41"]
[16792,null,"GÓRNICZE","G62257",5902956165077,"YnKGSY 0,6/1kV","29x4,0+4,0",null,"BITNER","KMT",1,99333,"PLN",0.23,null,null,null,null,null,null,null,"n41"]
[16793,null,"GÓRNICZE","G62258",5902956165084,"YnKGSY 0,6/1kV","32x4,0+4,0",null,"BITNER","KMT",1,"oferta","PLN",0.23,null,null,null,null,null,null,null,"n41"]
[16794,null,"GÓRNICZE","G62259",5902956165091,"YnKGSY 0,6/1kV","36x4,0+4,0",null,"BITNER","KMT",1,116338,"PLN",0.23,null,null,null,null,null,null,null,"n41"]
[16795,null,"GÓRNICZE","G62260",5902956164353,"YnKGSY 0,6/1kV","1x0,75+0,75",null,"BITNER","KMT",1,"oferta","PLN",0.23,null,null,null,null,null,null,null,"n41"]
[16796,null,"GÓRNICZE","G62261",5902956164360,"YnKGSY 0,6/1kV","2x0,75+0,75",null,"BITNER","KMT",1,5112,"PLN",0.23,null,null,null,null,null,null,null,"n41"]
[16797,null,"GÓRNICZE","G62262",5902956164377,"YnKGSY 0,6/1kV","3x0,75+0,75",null,"BITNER","KMT",1,5997,"PLN",0.23,null,null,null,null,null,null,null,"n41"]
[16798,null,"GÓRNICZE","G62263",5902956164384,"YnKGSY 0,6/1kV","4x0,75+0,75",null,"BITNER","KMT",1,7312,"PLN",0.23,null,null,null,null,null,null,null,"n41"]
[16799,null,"GÓRNICZE","G62264",5902956164391,"YnKGSY 0,6/1kV","6x0,75+0,75",null,"BITNER","KMT",1,8277,"PLN",0.23,null,null,null,null,null,null,null,"n41"]
[16800,null,"GÓRNICZE","G62265",5902956164407,"YnKGSY 0,6/1kV","9x0,75+0,75",null,"BITNER","KMT",1,13350,"PLN",0.23,null,null,null,null,null,null,null,"n41"]
[16801,null,"GÓRNICZE","G62266",5902956164414,"YnKGSY 0,6/1kV","11x0,75+0,75",null,"BITNER","KMT",1,"oferta","PLN",0.23,null,null,null,null,null,null,null,"n41"]
[16802,null,"GÓRNICZE","G62267",5902956164421,"YnKGSY 0,6/1kV","13x0,75+0,75",null,"BITNER","KMT",1,15710,"PLN",0.23,null,null,null,null,null,null,null,"n41"]
[16803,null,"GÓRNICZE","G62268",5902956164438,"YnKGSY 0,6/1kV","18x0,75+0,75",null,"BITNER","KMT",1,19592,"PLN",0.23,null,null,null,null,null,null,null,"n41"]
[16804,null,"GÓRNICZE","G62269",5902956164445,"YnKGSY 0,6/1kV","20x0,75+0,75",null,"BITNER","KMT",1,"oferta","PLN",0.23,null,null,null,null,null,null,null,"n41"]
[16805,null,"GÓRNICZE","G62270",5902956164452,"YnKGSY 0,6/1kV","23x0,75+0,75",null,"BITNER","KMT",1,24583,"PLN",0.23,null,null,null,null,null,null,null,"n41"]
[16806,null,"GÓRNICZE","G62271",5902956164469,"YnKGSY 0,6/1kV","26x0,75+0,75",null,"BITNER","KMT",1,"oferta","PLN",0.23,null,null,null,null,null,null,null,"n41"]
[16807,null,"GÓRNICZE","G62272",5902956164476,"YnKGSY 0,6/1kV","29x0,75+0,75",null,"BITNER","KMT",1,29079,"PLN",0.23,null,null,null,null,null,null,null,"n41"]
[16808,null,"GÓRNICZE","G62273",5902956164483,"YnKGSY 0,6/1kV","32x0,75+0,75",null,"BITNER","KMT",1,"oferta","PLN",0.23,null,null,null,null,null,null,null,"n41"]
[16809,null,"GÓRNICZE","G62274",5902956164490,"YnKGSY 0,6/1kV","36x0,75+0,75",null,"BITNER","KMT",1,34356,"PLN",0.23,null,null,null,null,null,null,null,"n41"]
[16810,null,"GÓRNICZE","G30001",5902956163752,"YnKGSY 300/500V","1x1,0+1,0",null,"BITNER","KMT",1,"oferta","PLN",0.23,null,null,null,null,null,null,null,"n41"]
[16811,null,"GÓRNICZE","G30002",5902956163769,"YnKGSY 300/500V","2x1,0+1,0",null,"BITNER","KMT",1,"oferta","PLN",0.23,null,null,null,null,null,null,null,"n41"]
[16812,null,"GÓRNICZE","G30003",5902956163776,"YnKGSY 300/500V","3x1,0+1,0",null,"BITNER","KMT",1,"oferta","PLN",0.23,null,null,null,null,null,null,null,"n41"]
[16813,null,"GÓRNICZE","G30004",5902956163783,"YnKGSY 300/500V","4x1,0+1,0",null,"BITNER","KMT",1,7800,"PLN",0.23,null,null,null,null,null,null,null,"n41"]
[16814,null,"GÓRNICZE","G30005",5902956163790,"YnKGSY 300/500V","6x1,0+1,0",null,"BITNER","KMT",1,11283,"PLN",0.23,null,null,null,null,null,null,null,"n41"]
[16815,null,"GÓRNICZE","G30006",5902956163806,"YnKGSY 300/500V","9x1,0+1,0",null,"BITNER","KMT",1,13154,"PLN",0.23,null,null,null,null,null,null,null,"n41"]
[16816,null,"GÓRNICZE","G30007",5902956163813,"YnKGSY 300/500V","11x1,0+1,0",null,"BITNER","KMT",1,"oferta","PLN",0.23,null,null,null,null,null,null,null,"n41"]
[16817,null,"GÓRNICZE","G30008",5902956163820,"YnKGSY 300/500V","13x1,0+1,0",null,"BITNER","KMT",1,15970,"PLN",0.23,null,null,null,null,null,null,null,"n41"]
[16818,null,"GÓRNICZE","G30009",5902956163837,"YnKGSY 300/500V","18x1,0+1,0",null,"BITNER","KMT",1,20045,"PLN",0.23,null,null,null,null,null,null,null,"n41"]
[16819,null,"GÓRNICZE","G30010",5902956163844,"YnKGSY 300/500V","20x1,0+1,0",null,"BITNER","KMT",1,"oferta","PLN",0.23,null,null,null,null,null,null,null,"n41"]
[16820,null,"GÓRNICZE","G30011",5902956163851,"YnKGSY 300/500V","23x1,0+1,0",null,"BITNER","KMT",1,"oferta","PLN",0.23,null,null,null,null,null,null,null,"n41"]
[16821,null,"GÓRNICZE","G30012",5902956163868,"YnKGSY 300/500V","26x1,0+1,0",null,"BITNER","KMT",1,"oferta","PLN",0.23,null,null,null,null,null,null,null,"n41"]
[16822,null,"GÓRNICZE","G30013",5902956163875,"YnKGSY 300/500V","29x1,0+1,0",null,"BITNER","KMT",1,"oferta","PLN",0.23,null,null,null,null,null,null,null,"n41"]
[16823,null,"GÓRNICZE","G30014",5902956163882,"YnKGSY 300/500V","32x1,0+1,0",null,"BITNER","KMT",1,"oferta","PLN",0.23,null,null,null,null,null,null,null,"n41"]
[16824,null,"GÓRNICZE","G30015",5902956163899,"YnKGSY 300/500V","36x1,0+1,0",null,"BITNER","KMT",1,"oferta","PLN",0.23,null,null,null,null,null,null,null,"n41"]
[16825,null,"GÓRNICZE","G30016",5902956163905,"YnKGSY 300/500V","1x1,5+1,5",null,"BITNER","KMT",1,"oferta","PLN",0.23,null,null,null,null,null,null,null,"n41"]
[16826,null,"GÓRNICZE","G30017",5902956163912,"YnKGSY 300/500V","2x1,5+1,5",null,"BITNER","KMT",1,"oferta","PLN",0.23,null,null,null,null,null,null,null,"n41"]
[16827,null,"GÓRNICZE","G30018",5902956163929,"YnKGSY 300/500V","3x1,5+1,5",null,"BITNER","KMT",1,"oferta","PLN",0.23,null,null,null,null,null,null,null,"n41"]
[16828,null,"GÓRNICZE","G30019",5902956163936,"YnKGSY 300/500V","4x1,5+1,5",null,"BITNER","KMT",1,"oferta","PLN",0.23,null,null,null,null,null,null,null,"n41"]
[16829,null,"GÓRNICZE","G30020",5902956163943,"YnKGSY 300/500V","6x1,5+1,5",null,"BITNER","KMT",1,11283,"PLN",0.23,null,null,null,null,null,null,null,"n41"]
[16830,null,"GÓRNICZE","G30021",5902956163950,"YnKGSY 300/500V","9x1,5+1,5",null,"BITNER","KMT",1,"oferta","PLN",0.23,null,null,null,null,null,null,null,"n41"]
[16831,null,"GÓRNICZE","G30022",5902956163967,"YnKGSY 300/500V","11x1,5+1,5",null,"BITNER","KMT",1,"oferta","PLN",0.23,null,null,null,null,null,null,null,"n41"]
[16832,null,"GÓRNICZE","G30023",5902956163974,"YnKGSY 300/500V","13x1,5+1,5",null,"BITNER","KMT",1,19992,"PLN",0.23,null,null,null,null,null,null,null,"n41"]
[16833,null,"GÓRNICZE","G30024",5902956163981,"YnKGSY 300/500V","18x1,5+1,5",null,"BITNER","KMT",1,"oferta","PLN",0.23,null,null,null,null,null,null,null,"n41"]
[16834,null,"GÓRNICZE","G30025",5902956163998,"YnKGSY 300/500V","20x1,5+1,5",null,"BITNER","KMT",1,"oferta","PLN",0.23,null,null,null,null,null,null,null,"n41"]
[16835,null,"GÓRNICZE","G30026",5902956164001,"YnKGSY 300/500V","23x1,5+1,5",null,"BITNER","KMT",1,"oferta","PLN",0.23,null,null,null,null,null,null,null,"n41"]
[16836,null,"GÓRNICZE","G30027",5902956164018,"YnKGSY 300/500V","26x1,5+1,5",null,"BITNER","KMT",1,"oferta","PLN",0.23,null,null,null,null,null,null,null,"n41"]
[16837,null,"GÓRNICZE","G30028",5902956164025,"YnKGSY 300/500V","29x1,5+1,5",null,"BITNER","KMT",1,"oferta","PLN",0.23,null,null,null,null,null,null,null,"n41"]
[16838,null,"GÓRNICZE","G30029",5902956164032,"YnKGSY 300/500V","32x1,5+1,5",null,"BITNER","KMT",1,"oferta","PLN",0.23,null,null,null,null,null,null,null,"n41"]
[16839,null,"GÓRNICZE","G30030",5902956164049,"YnKGSY 300/500V","36x1,5+1,5",null,"BITNER","KMT",1,46414,"PLN",0.23,null,null,null,null,null,null,null,"n41"]
[16840,null,"GÓRNICZE","G30031",5902956164056,"YnKGSY 300/500V","1x2,5+2,5",null,"BITNER","KMT",1,"oferta","PLN",0.23,null,null,null,null,null,null,null,"n41"]
[16841,null,"GÓRNICZE","G30032",5902956164063,"YnKGSY 300/500V","2x2,5+2,5",null,"BITNER","KMT",1,"oferta","PLN",0.23,null,null,null,null,null,null,null,"n41"]
[16842,null,"GÓRNICZE","G30033",5902956164070,"YnKGSY 300/500V","3x2,5+2,5",null,"BITNER","KMT",1,"oferta","PLN",0.23,null,null,null,null,null,null,null,"n41"]
[16843,null,"GÓRNICZE","G30034",5902956164087,"YnKGSY 300/500V","4x2,5+2,5",null,"BITNER","KMT",1,"oferta","PLN",0.23,null,null,null,null,null,null,null,"n41"]
[16844,null,"GÓRNICZE","G30035",5902956164094,"YnKGSY 300/500V","6x2,5+2,5",null,"BITNER","KMT",1,"oferta","PLN",0.23,null,null,null,null,null,null,null,"n41"]
[16845,null,"GÓRNICZE","G30036",5902956164100,"YnKGSY 300/500V","9x2,5+2,5",null,"BITNER","KMT",1,"oferta","PLN",0.23,null,null,null,null,null,null,null,"n41"]
[16846,null,"GÓRNICZE","G30037",5902956164117,"YnKGSY 300/500V","11x2,5+2,5",null,"BITNER","KMT",1,"oferta","PLN",0.23,null,null,null,null,null,null,null,"n41"]
[16847,null,"GÓRNICZE","G30038",5902956164124,"YnKGSY 300/500V","13x2,5+2,5",null,"BITNER","KMT",1,"oferta","PLN",0.23,null,null,null,null,null,null,null,"n41"]
[16848,null,"GÓRNICZE","G30039",5902956164131,"YnKGSY 300/500V","18x2,5+2,5",null,"BITNER","KMT",1,"oferta","PLN",0.23,null,null,null,null,null,null,null,"n41"]
[16849,null,"GÓRNICZE","G30040",5902956164148,"YnKGSY 300/500V","20x2,5+2,5",null,"BITNER","KMT",1,"oferta","PLN",0.23,null,null,null,null,null,null,null,"n41"]
[16850,null,"GÓRNICZE","G30041",5902956164155,"YnKGSY 300/500V","23x2,5+2,5",null,"BITNER","KMT",1,"oferta","PLN",0.23,null,null,null,null,null,null,null,"n41"]
[16851,null,"GÓRNICZE","G30042",5902956164162,"YnKGSY 300/500V","26x2,5+2,5",null,"BITNER","KMT",1,"oferta","PLN",0.23,null,null,null,null,null,null,null,"n41"]
[16852,null,"GÓRNICZE","G30043",5902956164179,"YnKGSY 300/500V","29x2,5+2,5",null,"BITNER","KMT",1,"oferta","PLN",0.23,null,null,null,null,null,null,null,"n41"]
[16853,null,"GÓRNICZE","G30044",5902956164186,"YnKGSY 300/500V","32x2,5+2,5",null,"BITNER","KMT",1,"oferta","PLN",0.23,null,null,null,null,null,null,null,"n41"]
[16854,null,"GÓRNICZE","G30045",5902956164193,"YnKGSY 300/500V","36x2,5+2,5",null,"BITNER","KMT",1,"oferta","PLN",0.23,null,null,null,null,null,null,null,"n41"]
[16855,null,"GÓRNICZE","G30046",5902956164209,"YnKGSY 300/500V","1x4,0+4,0",null,"BITNER","KMT",1,"oferta","PLN",0.23,null,null,null,null,null,null,null,"n41"]
[16856,null,"GÓRNICZE","G30047",5902956164216,"YnKGSY 300/500V","2x4,0+4,0",null,"BITNER","KMT",1,"oferta","PLN",0.23,null,null,null,null,null,null,null,"n41"]
[16857,null,"GÓRNICZE","G30048",5902956164223,"YnKGSY 300/500V","3x4,0+4,0",null,"BITNER","KMT",1,"oferta","PLN",0.23,null,null,null,null,null,null,null,"n41"]
[16858,null,"GÓRNICZE","G30049",5902956164230,"YnKGSY 300/500V","4x4,0+4,0",null,"BITNER","KMT",1,"oferta","PLN",0.23,null,null,null,null,null,null,null,"n41"]
[16859,null,"GÓRNICZE","G30050",5902956164247,"YnKGSY 300/500V","6x4,0+4,0",null,"BITNER","KMT",1,"oferta","PLN",0.23,null,null,null,null,null,null,null,"n41"]
[16860,null,"GÓRNICZE","G30051",5902956164254,"YnKGSY 300/500V","9x4,0+4,0",null,"BITNER","KMT",1,"oferta","PLN",0.23,null,null,null,null,null,null,null,"n41"]
[16861,null,"GÓRNICZE","G30052",5902956164261,"YnKGSY 300/500V","11x4,0+4,0",null,"BITNER","KMT",1,"oferta","PLN",0.23,null,null,null,null,null,null,null,"n41"]
[16862,null,"GÓRNICZE","G30053",5902956164278,"YnKGSY 300/500V","13x4,0+4,0",null,"BITNER","KMT",1,"oferta","PLN",0.23,null,null,null,null,null,null,null,"n41"]
[16863,null,"GÓRNICZE","G30054",5902956164285,"YnKGSY 300/500V","18x4,0+4,0",null,"BITNER","KMT",1,"oferta","PLN",0.23,null,null,null,null,null,null,null,"n41"]
[16864,null,"GÓRNICZE","G30055",5902956164292,"YnKGSY 300/500V","20x4,0+4,0",null,"BITNER","KMT",1,"oferta","PLN",0.23,null,null,null,null,null,null,null,"n41"]
[16865,null,"GÓRNICZE","G30056",5902956164308,"YnKGSY 300/500V","23x4,0+4,0",null,"BITNER","KMT",1,"oferta","PLN",0.23,null,null,null,null,null,null,null,"n41"]
[16866,null,"GÓRNICZE","G30057",5902956164315,"YnKGSY 300/500V","26x4,0+4,0",null,"BITNER","KMT",1,"oferta","PLN",0.23,null,null,null,null,null,null,null,"n41"]
[16867,null,"GÓRNICZE","G30058",5902956164322,"YnKGSY 300/500V","29x4,0+4,0",null,"BITNER","KMT",1,"oferta","PLN",0.23,null,null,null,null,null,null,null,"n41"]
[16868,null,"GÓRNICZE","G30059",5902956164339,"YnKGSY 300/500V","32x4,0+4,0",null,"BITNER","KMT",1,"oferta","PLN",0.23,null,null,null,null,null,null,null,"n41"]
[16869,null,"GÓRNICZE","G30060",5902956164346,"YnKGSY 300/500V","36x4,0+4,0",null,"BITNER","KMT",1,"oferta","PLN",0.23,null,null,null,null,null,null,null,"n41"]
[16870,null,"GÓRNICZE","G30061",5902956163608,"YnKGSY 300/500V","1x0,75+0,75",null,"BITNER","KMT",1,"oferta","PLN",0.23,null,null,null,null,null,null,null,"n41"]
[16871,null,"GÓRNICZE","G30062",5902956163615,"YnKGSY 300/500V","2x0,75+0,75",null,"BITNER","KMT",1,"oferta","PLN",0.23,null,null,null,null,null,null,null,"n41"]
[16872,null,"GÓRNICZE","G30063",5902956163622,"YnKGSY 300/500V","3x0,75+0,75",null,"BITNER","KMT",1,"oferta","PLN",0.23,null,null,null,null,null,null,null,"n41"]
[16873,null,"GÓRNICZE","G30064",5902956163639,"YnKGSY 300/500V","4x0,75+0,75",null,"BITNER","KMT",1,"oferta","PLN",0.23,null,null,null,null,null,null,null,"n41"]
[16874,null,"GÓRNICZE","G30065",5902956163646,"YnKGSY 300/500V","6x0,75+0,75",null,"BITNER","KMT",1,"oferta","PLN",0.23,null,null,null,null,null,null,null,"n41"]
[16875,null,"GÓRNICZE","G30066",5902956163653,"YnKGSY 300/500V","9x0,75+0,75",null,"BITNER","KMT",1,"oferta","PLN",0.23,null,null,null,null,null,null,null,"n41"]
[16876,null,"GÓRNICZE","G30067",5902956163660,"YnKGSY 300/500V","11x0,75+0,75",null,"BITNER","KMT",1,"oferta","PLN",0.23,null,null,null,null,null,null,null,"n41"]
[16877,null,"GÓRNICZE","G30068",5902956163677,"YnKGSY 300/500V","13x0,75+0,75",null,"BITNER","KMT",1,"oferta","PLN",0.23,null,null,null,null,null,null,null,"n41"]
[16878,null,"GÓRNICZE","G30069",5902956163684,"YnKGSY 300/500V","18x0,75+0,75",null,"BITNER","KMT",1,"oferta","PLN",0.23,null,null,null,null,null,null,null,"n41"]
[16879,null,"GÓRNICZE","G30070",5902956163691,"YnKGSY 300/500V","20x0,75+0,75",null,"BITNER","KMT",1,"oferta","PLN",0.23,null,null,null,null,null,null,null,"n41"]
[16880,null,"GÓRNICZE","G30071",5902956163707,"YnKGSY 300/500V","23x0,75+0,75",null,"BITNER","KMT",1,"oferta","PLN",0.23,null,null,null,null,null,null,null,"n41"]
[16881,null,"GÓRNICZE","G30072",5902956163714,"YnKGSY 300/500V","26x0,75+0,75",null,"BITNER","KMT",1,"oferta","PLN",0.23,null,null,null,null,null,null,null,"n41"]
[16882,null,"GÓRNICZE","G30073",5902956163721,"YnKGSY 300/500V","29x0,75+0,75",null,"BITNER","KMT",1,"oferta","PLN",0.23,null,null,null,null,null,null,null,"n41"]
[16883,null,"GÓRNICZE","G30074",5902956163738,"YnKGSY 300/500V","32x0,75+0,75",null,"BITNER","KMT",1,"oferta","PLN",0.23,null,null,null,null,null,null,null,"n41"]
[16884,null,"GÓRNICZE","G30075",5902956163745,"YnKGSY 300/500V","36x0,75+0,75",null,"BITNER","KMT",1,"oferta","PLN",0.23,null,null,null,null,null,null,null,"n41"]
[16885,null,"GÓRNICZE","G30701",5902956168474,"YnKGSYkon 300/500V","2x1,0+1,0",null,"BITNER","KMT",1,"oferta","PLN",0.23,null,null,null,null,null,null,null,"n41"]
[16886,null,"GÓRNICZE","G30702",5902956168481,"YnKGSYkon 300/500V","3x1,0+1,0",null,"BITNER","KMT",1,"oferta","PLN",0.23,null,null,null,null,null,null,null,"n41"]
[16887,null,"GÓRNICZE","G30703",5902956168498,"YnKGSYkon 300/500V","4x1,0+1,0",null,"BITNER","KMT",1,"oferta","PLN",0.23,null,null,null,null,null,null,null,"n41"]
[16888,null,"GÓRNICZE","G30704",5902956168504,"YnKGSYkon 300/500V","6x1,0+1,0",null,"BITNER","KMT",1,"oferta","PLN",0.23,null,null,null,null,null,null,null,"n41"]
[16889,null,"GÓRNICZE","G30705",5902956168511,"YnKGSYkon 300/500V","9x1,0+1,0",null,"BITNER","KMT",1,"oferta","PLN",0.23,null,null,null,null,null,null,null,"n41"]
[16890,null,"GÓRNICZE","G30706",5902956168528,"YnKGSYkon 300/500V","11x1,0+1,0",null,"BITNER","KMT",1,"oferta","PLN",0.23,null,null,null,null,null,null,null,"n41"]
[16891,null,"GÓRNICZE","G30707",5902956168535,"YnKGSYkon 300/500V","13x1,0+1,0",null,"BITNER","KMT",1,"oferta","PLN",0.23,null,null,null,null,null,null,null,"n41"]
[16892,null,"GÓRNICZE","G30708",5902956168542,"YnKGSYkon 300/500V","18x1,0+1,0",null,"BITNER","KMT",1,"oferta","PLN",0.23,null,null,null,null,null,null,null,"n41"]
[16893,null,"GÓRNICZE","G30709",5902956168559,"YnKGSYkon 300/500V","20x1,0+1,0",null,"BITNER","KMT",1,"oferta","PLN",0.23,null,null,null,null,null,null,null,"n41"]
[16894,null,"GÓRNICZE","G30710",5902956168566,"YnKGSYkon 300/500V","23x1,0+1,0",null,"BITNER","KMT",1,"oferta","PLN",0.23,null,null,null,null,null,null,null,"n41"]
[16895,null,"GÓRNICZE","G30711",5902956168573,"YnKGSYkon 300/500V","26x1,0+1,0",null,"BITNER","KMT",1,"oferta","PLN",0.23,null,null,null,null,null,null,null,"n41"]
[16896,null,"GÓRNICZE","G30712",5902956168580,"YnKGSYkon 300/500V","29x1,0+1,0",null,"BITNER","KMT",1,"oferta","PLN",0.23,null,null,null,null,null,null,null,"n41"]
[16897,null,"GÓRNICZE","G30713",5902956168597,"YnKGSYkon 300/500V","32x1,0+1,0",null,"BITNER","KMT",1,"oferta","PLN",0.23,null,null,null,null,null,null,null,"n41"]
[16898,null,"GÓRNICZE","G30714",5902956168603,"YnKGSYkon 300/500V","36x1,0+1,0",null,"BITNER","KMT",1,"oferta","PLN",0.23,null,null,null,null,null,null,null,"n41"]
[16899,null,"GÓRNICZE","G30716",5902956168610,"YnKGSYkon 300/500V","2x1,5+1,5",null,"BITNER","KMT",1,"oferta","PLN",0.23,null,null,null,null,null,null,null,"n41"]
[16900,null,"GÓRNICZE","G30717",5902956168627,"YnKGSYkon 300/500V","3x1,5+1,5",null,"BITNER","KMT",1,"oferta","PLN",0.23,null,null,null,null,null,null,null,"n41"]
[16901,null,"GÓRNICZE","G30718",5902956168634,"YnKGSYkon 300/500V","4x1,5+1,5",null,"BITNER","KMT",1,"oferta","PLN",0.23,null,null,null,null,null,null,null,"n41"]
[16902,null,"GÓRNICZE","G30719",5902956168641,"YnKGSYkon 300/500V","6x1,5+1,5",null,"BITNER","KMT",1,"oferta","PLN",0.23,null,null,null,null,null,null,null,"n41"]
[16903,null,"GÓRNICZE","G30720",5902956168658,"YnKGSYkon 300/500V","9x1,5+1,5",null,"BITNER","KMT",1,"oferta","PLN",0.23,null,null,null,null,null,null,null,"n41"]
[16904,null,"GÓRNICZE","G30721",5902956168665,"YnKGSYkon 300/500V","11x1,5+1,5",null,"BITNER","KMT",1,"oferta","PLN",0.23,null,null,null,null,null,null,null,"n41"]
[16905,null,"GÓRNICZE","G30722",5902956168672,"YnKGSYkon 300/500V","13x1,5+1,5",null,"BITNER","KMT",1,"oferta","PLN",0.23,null,null,null,null,null,null,null,"n41"]
[16906,null,"GÓRNICZE","G30723",5902956168689,"YnKGSYkon 300/500V","18x1,5+1,5",null,"BITNER","KMT",1,"oferta","PLN",0.23,null,null,null,null,null,null,null,"n41"]
[16907,null,"GÓRNICZE","G30724",5902956168696,"YnKGSYkon 300/500V","20x1,5+1,5",null,"BITNER","KMT",1,"oferta","PLN",0.23,null,null,null,null,null,null,null,"n41"]
[16908,null,"GÓRNICZE","G30725",5902956168702,"YnKGSYkon 300/500V","23x1,5+1,5",null,"BITNER","KMT",1,"oferta","PLN",0.23,null,null,null,null,null,null,null,"n41"]
[16909,null,"GÓRNICZE","G30726",5902956168719,"YnKGSYkon 300/500V","26x1,5+1,5",null,"BITNER","KMT",1,"oferta","PLN",0.23,null,null,null,null,null,null,null,"n41"]
[16910,null,"GÓRNICZE","G30727",5902956168726,"YnKGSYkon 300/500V","29x1,5+1,5",null,"BITNER","KMT",1,"oferta","PLN",0.23,null,null,null,null,null,null,null,"n41"]
[16911,null,"GÓRNICZE","G30728",5902956168733,"YnKGSYkon 300/500V","32x1,5+1,5",null,"BITNER","KMT",1,"oferta","PLN",0.23,null,null,null,null,null,null,null,"n41"]
[16912,null,"GÓRNICZE","G30729",5902956168740,"YnKGSYkon 300/500V","36x1,5+1,5",null,"BITNER","KMT",1,"oferta","PLN",0.23,null,null,null,null,null,null,null,"n41"]
[16913,null,"GÓRNICZE","G30731",5902956168757,"YnKGSYkon 300/500V","2x2,5+2,5",null,"BITNER","KMT",1,"oferta","PLN",0.23,null,null,null,null,null,null,null,"n41"]
[16914,null,"GÓRNICZE","G30732",5902956168764,"YnKGSYkon 300/500V","3x2,5+2,5",null,"BITNER","KMT",1,"oferta","PLN",0.23,null,null,null,null,null,null,null,"n41"]
[16915,null,"GÓRNICZE","G30733",5902956168771,"YnKGSYkon 300/500V","4x2,5+2,5",null,"BITNER","KMT",1,"oferta","PLN",0.23,null,null,null,null,null,null,null,"n41"]
[16916,null,"GÓRNICZE","G30734",5902956168788,"YnKGSYkon 300/500V","6x2,5+2,5",null,"BITNER","KMT",1,"oferta","PLN",0.23,null,null,null,null,null,null,null,"n41"]
[16917,null,"GÓRNICZE","G30735",5902956168795,"YnKGSYkon 300/500V","9x2,5+2,5",null,"BITNER","KMT",1,"oferta","PLN",0.23,null,null,null,null,null,null,null,"n41"]
[16918,null,"GÓRNICZE","G30736",5902956168801,"YnKGSYkon 300/500V","11x2,5+2,5",null,"BITNER","KMT",1,"oferta","PLN",0.23,null,null,null,null,null,null,null,"n41"]
[16919,null,"GÓRNICZE","G30737",5902956168818,"YnKGSYkon 300/500V","13x2,5+2,5",null,"BITNER","KMT",1,"oferta","PLN",0.23,null,null,null,null,null,null,null,"n41"]
[16920,null,"GÓRNICZE","G30738",5902956168825,"YnKGSYkon 300/500V","18x2,5+2,5",null,"BITNER","KMT",1,"oferta","PLN",0.23,null,null,null,null,null,null,null,"n41"]
[16921,null,"GÓRNICZE","G30739",5902956168832,"YnKGSYkon 300/500V","20x2,5+2,5",null,"BITNER","KMT",1,"oferta","PLN",0.23,null,null,null,null,null,null,null,"n41"]
[16922,null,"GÓRNICZE","G30740",5902956168849,"YnKGSYkon 300/500V","23x2,5+2,5",null,"BITNER","KMT",1,"oferta","PLN",0.23,null,null,null,null,null,null,null,"n41"]
[16923,null,"GÓRNICZE","G30741",5902956168856,"YnKGSYkon 300/500V","26x2,5+2,5",null,"BITNER","KMT",1,"oferta","PLN",0.23,null,null,null,null,null,null,null,"n41"]
[16924,null,"GÓRNICZE","G30742",5902956168863,"YnKGSYkon 300/500V","29x2,5+2,5",null,"BITNER","KMT",1,"oferta","PLN",0.23,null,null,null,null,null,null,null,"n41"]
[16925,null,"GÓRNICZE","G30743",5902956168870,"YnKGSYkon 300/500V","32x2,5+2,5",null,"BITNER","KMT",1,"oferta","PLN",0.23,null,null,null,null,null,null,null,"n41"]
[16926,null,"GÓRNICZE","G30744",5902956168887,"YnKGSYkon 300/500V","36x2,5+2,5",null,"BITNER","KMT",1,"oferta","PLN",0.23,null,null,null,null,null,null,null,"n41"]
[16927,null,"GÓRNICZE","G30746",5902956168894,"YnKGSYkon 300/500V","2x4,0+4,0",null,"BITNER","KMT",1,"oferta","PLN",0.23,null,null,null,null,null,null,null,"n41"]
[16928,null,"GÓRNICZE","G30747",5902956168900,"YnKGSYkon 300/500V","3x4,0+4,0",null,"BITNER","KMT",1,"oferta","PLN",0.23,null,null,null,null,null,null,null,"n41"]
[16929,null,"GÓRNICZE","G30748",5902956168917,"YnKGSYkon 300/500V","4x4,0+4,0",null,"BITNER","KMT",1,"oferta","PLN",0.23,null,null,null,null,null,null,null,"n41"]
[16930,null,"GÓRNICZE","G30749",5902956168924,"YnKGSYkon 300/500V","6x4,0+4,0",null,"BITNER","KMT",1,"oferta","PLN",0.23,null,null,null,null,null,null,null,"n41"]
[16931,null,"GÓRNICZE","G30750",5902956168931,"YnKGSYkon 300/500V","9x4,0+4,0",null,"BITNER","KMT",1,"oferta","PLN",0.23,null,null,null,null,null,null,null,"n41"]
[16932,null,"GÓRNICZE","G30751",5902956168948,"YnKGSYkon 300/500V","11x4,0+4,0",null,"BITNER","KMT",1,"oferta","PLN",0.23,null,null,null,null,null,null,null,"n41"]
[16933,null,"GÓRNICZE","G30752",5902956168955,"YnKGSYkon 300/500V","13x4,0+4,0",null,"BITNER","KMT",1,"oferta","PLN",0.23,null,null,null,null,null,null,null,"n41"]
[16934,null,"GÓRNICZE","G30753",5902956168962,"YnKGSYkon 300/500V","18x4,0+4,0",null,"BITNER","KMT",1,"oferta","PLN",0.23,null,null,null,null,null,null,null,"n41"]
[16935,null,"GÓRNICZE","G30754",5902956168979,"YnKGSYkon 300/500V","20x4,0+4,0",null,"BITNER","KMT",1,"oferta","PLN",0.23,null,null,null,null,null,null,null,"n41"]
[16936,null,"GÓRNICZE","G30755",5902956168986,"YnKGSYkon 300/500V","23x4,0+4,0",null,"BITNER","KMT",1,"oferta","PLN",0.23,null,null,null,null,null,null,null,"n41"]
[16937,null,"GÓRNICZE","G30756",5902956168993,"YnKGSYkon 300/500V","26x4,0+4,0",null,"BITNER","KMT",1,"oferta","PLN",0.23,null,null,null,null,null,null,null,"n41"]
[16938,null,"GÓRNICZE","G30757",5902956169006,"YnKGSYkon 300/500V","29x4,0+4,0",null,"BITNER","KMT",1,"oferta","PLN",0.23,null,null,null,null,null,null,null,"n41"]
[16939,null,"GÓRNICZE","G30758",5902956169013,"YnKGSYkon 300/500V","32x4,0+4,0",null,"BITNER","KMT",1,"oferta","PLN",0.23,null,null,null,null,null,null,null,"n41"]
[16940,null,"GÓRNICZE","G30759",5902956169020,"YnKGSYkon 300/500V","36x4,0+4,0",null,"BITNER","KMT",1,"oferta","PLN",0.23,null,null,null,null,null,null,null,"n41"]
[16941,null,"GÓRNICZE","GP0300",5902956151353,"YnKGY-żo 0,6/1kV","3x1,5",null,"BITNER","KMT",1,7060,"PLN",0.23,null,null,null,null,null,null,null,"n41"]
[16942,null,"GÓRNICZE","GP0301",5902956151360,"YnKGY-żo 0,6/1kV","4x1,5",null,"BITNER","KMT",1,8573,"PLN",0.23,null,null,null,null,null,null,null,"n41"]
[16943,null,"GÓRNICZE","GP0302",5902956151377,"YnKGY-żo 0,6/1kV","5x1,5",null,"BITNER","KMT",1,10431,"PLN",0.23,null,null,null,null,null,null,null,"n41"]
[16944,null,"GÓRNICZE","GP0303",5902956151384,"YnKGY-żo 0,6/1kV","3x2,5",null,"BITNER","KMT",1,9203,"PLN",0.23,null,null,null,null,null,null,null,"n41"]
[16945,null,"GÓRNICZE","GP0304",5902956151391,"YnKGY-żo 0,6/1kV","4x2,5",null,"BITNER","KMT",1,11324,"PLN",0.23,null,null,null,null,null,null,null,"n41"]
[16946,null,"GÓRNICZE","GP0305",5902956151407,"YnKGY-żo 0,6/1kV","5x2,5",null,"BITNER","KMT",1,14276,"PLN",0.23,null,null,null,null,null,null,null,"n41"]
[16947,null,"GÓRNICZE","GP0306",5902956151414,"YnKGY-żo 0,6/1kV","3x4,0",null,"BITNER","KMT",1,12717,"PLN",0.23,null,null,null,null,null,null,null,"n41"]
[16948,null,"GÓRNICZE","GP0307",5902956151421,"YnKGY-żo 0,6/1kV","4x4,0",null,"BITNER","KMT",1,16015,"PLN",0.23,null,null,null,null,null,null,null,"n41"]
[16949,null,"GÓRNICZE","GP0308",5902956151438,"YnKGY-żo 0,6/1kV","5x4,0",null,"BITNER","KMT",1,20302,"PLN",0.23,null,null,null,null,null,null,null,"n41"]
[16950,null,"GÓRNICZE","GP0309",5902956151445,"YnKGY-żo 0,6/1kV","3x6,0",null,"BITNER","KMT",1,"oferta","PLN",0.23,null,null,null,null,null,null,null,"n41"]
[16951,null,"GÓRNICZE","GP0310",5902956151452,"YnKGY-żo 0,6/1kV","4x6,0",null,"BITNER","KMT",1,19182,"PLN",0.23,null,null,null,null,null,null,null,"n41"]
[16952,null,"GÓRNICZE","GP0311",5902956151469,"YnKGY-żo 0,6/1kV","5x6,0",null,"BITNER","KMT",1,24374,"PLN",0.23,null,null,null,null,null,null,null,"n41"]
[16953,null,"GÓRNICZE","GP0312",5902956151476,"YnKGY-żo 0,6/1kV","3x10",null,"BITNER","KMT",1,"oferta","PLN",0.23,null,null,null,null,null,null,null,"n41"]
[16954,null,"GÓRNICZE","GP0313",5902956151483,"YnKGY-żo 0,6/1kV","4x10",null,"BITNER","KMT",1,"oferta","PLN",0.23,null,null,null,null,null,null,null,"n41"]
[16955,null,"GÓRNICZE","GP0314",5902956151490,"YnKGY-żo 0,6/1kV","5x10",null,"BITNER","KMT",1,"oferta","PLN",0.23,null,null,null,null,null,null,null,"n41"]
[16956,null,"GÓRNICZE","GP0001",5902956150998,"YnOGY  0,6/1kV","3x2,5+2,5",null,"BITNER","KMT",1,12679,"PLN",0.23,null,null,null,null,null,null,null,"n41"]
[16957,null,"GÓRNICZE","GP0002",5902956151001,"YnOGY  0,6/1kV","3x4,0+4,0",null,"BITNER","KMT",1,20486,"PLN",0.23,null,null,null,null,null,null,null,"n41"]
[16958,null,"GÓRNICZE","GP0003",5902956151018,"YnOGY  0,6/1kV","3x6,0+6,0",null,"BITNER","KMT",1,30703,"PLN",0.23,null,null,null,null,null,null,null,"n41"]
[16959,null,"GÓRNICZE","GP0004",5902956151025,"YnOGY  0,6/1kV","3x10+10",null,"BITNER","KMT",1,42566,"PLN",0.23,null,null,null,null,null,null,null,"n41"]
[16960,null,"GÓRNICZE","GP0005",5902956151032,"YnOGY  0,6/1kV","3x16+16",null,"BITNER","KMT",1,55352,"PLN",0.23,null,null,null,null,null,null,null,"n41"]
[16961,null,"GÓRNICZE","GP0006",5902956151049,"YnOGY  0,6/1kV","3x25+16",null,"BITNER","KMT",1,89077,"PLN",0.23,null,null,null,null,null,null,null,"n41"]
[16962,null,"GÓRNICZE","GP0007",5902956151056,"YnOGY  0,6/1kV","3x35+16",null,"BITNER","KMT",1,112859,"PLN",0.23,null,null,null,null,null,null,null,"n41"]
[16963,null,"GÓRNICZE","GP0008",5902956151063,"YnOGY  0,6/1kV","3x50+25",null,"BITNER","KMT",1,133582,"PLN",0.23,null,null,null,null,null,null,null,"n41"]
[16964,null,"GÓRNICZE","GP0009",5902956151070,"YnOGY  0,6/1kV","3x70+25",null,"BITNER","KMT",1,208274,"PLN",0.23,null,null,null,null,null,null,null,"n41"]
[16965,null,"GÓRNICZE","GP0010",5902956151087,"YnOGY  0,6/1kV","3x95+25",null,"BITNER","KMT",1,260048,"PLN",0.23,null,null,null,null,null,null,null,"n41"]
[16966,null,"GÓRNICZE","GP0011",5902956151094,"YnOGY  0,6/1kV","3x120+25",null,"BITNER","KMT",1,312143,"PLN",0.23,null,null,null,null,null,null,null,"n41"]
[16967,null,"GÓRNICZE","GP0012",5902956151100,"YnOGY  0,6/1kV","3x2,5+2,5+2,5",null,"BITNER","KMT",1,23913,"PLN",0.23,null,null,null,null,null,null,null,"n41"]
[16968,null,"GÓRNICZE","GP0013",5902956151117,"YnOGY  0,6/1kV","3x4,0+4,0+4,0",null,"BITNER","KMT",1,30513,"PLN",0.23,null,null,null,null,null,null,null,"n41"]
[16969,null,"GÓRNICZE","GP0014",5902956151124,"YnOGY  0,6/1kV","3x6,0+6,0+4,0",null,"BITNER","KMT",1,36916,"PLN",0.23,null,null,null,null,null,null,null,"n41"]
[16970,null,"GÓRNICZE","GP0015",5902956151131,"YnOGY  0,6/1kV","3x10+10+6,0",null,"BITNER","KMT",1,"oferta","PLN",0.23,null,null,null,null,null,null,null,"n41"]
[16971,null,"GÓRNICZE","GP0016",5902956151148,"YnOGY  0,6/1kV","3x4,0+4,0+3x4,0",null,"BITNER","KMT",1,"oferta","PLN",0.23,null,null,null,null,null,null,null,"n41"]
[16972,null,"GÓRNICZE","GP0017",5902956151155,"YnOGY  0,6/1kV","3x6,0+6,0+3x6,0",null,"BITNER","KMT",1,"oferta","PLN",0.23,null,null,null,null,null,null,null,"n41"]
[16973,null,"GÓRNICZE","GP0018",5902956151162,"YnOGY  0,6/1kV","3x25+16+3x2,5",null,"BITNER","KMT",1,"oferta","PLN",0.23,null,null,null,null,null,null,null,"n41"]
[16974,null,"GÓRNICZE","GP0019",5902956151179,"YnOGY  0,6/1kV","3x35+16+3x2,5",null,"BITNER","KMT",1,"oferta","PLN",0.23,null,null,null,null,null,null,null,"n41"]
[16975,null,"GÓRNICZE","GP0100",5902956151186,"YnOGYek 0,6/1kV","3x2,5+2,5+2,5",null,"BITNER","KMT",1,37130,"PLN",0.23,null,null,null,null,null,null,null,"n41"]
[16976,null,"GÓRNICZE","GP0101",5902956151193,"YnOGYek 0,6/1kV","3x4,0+4,0+4,0",null,"BITNER","KMT",1,"oferta","PLN",0.23,null,null,null,null,null,null,null,"n41"]
[16977,null,"GÓRNICZE","GP0102",5902956151209,"YnOGYek 0,6/1kV","3x6,0+6,0+4,0",null,"BITNER","KMT",1,53499,"PLN",0.23,null,null,null,null,null,null,null,"n41"]
[16978,null,"GÓRNICZE","GP0103",5902956151216,"YnOGYek 0,6/1kV","3x10+10+6,0",null,"BITNER","KMT",1,"oferta","PLN",0.23,null,null,null,null,null,null,null,"n41"]
[16979,null,"GÓRNICZE","GP0200",5902956151223,"YnOGYekm 0,6/1kV","3x2,5+2,5+2,5",null,"BITNER","KMT",1,37130,"PLN",0.23,null,null,null,null,null,null,null,"n41"]
[16980,null,"GÓRNICZE","GP0201",5902956151230,"YnOGYekm 0,6/1kV","3x4,0+4,0+4,0",null,"BITNER","KMT",1,41051,"PLN",0.23,null,null,null,null,null,null,null,"n41"]
[16981,null,"GÓRNICZE","GP0202",5902956151247,"YnOGYekm 0,6/1kV","3x6,0+6,0+4,0",null,"BITNER","KMT",1,"oferta","PLN",0.23,null,null,null,null,null,null,null,"n41"]
[16982,null,"GÓRNICZE","GP0203",5902956151254,"YnOGYekm 0,6/1kV","3x10+10+6,0",null,"BITNER","KMT",1,72700,"PLN",0.23,null,null,null,null,null,null,null,"n41"]
[16983,null,"GÓRNICZE","GP0204",5902956151285,"YnOGYekm 0,6/1kV","3x16+16+3x1,5",null,"BITNER","KMT",1,95755,"PLN",0.23,null,null,null,null,null,null,null,"n41"]
[16984,null,"GÓRNICZE","GP0205",5902956151292,"YnOGYekm 0,6/1kV","3x25+16+3x2,5",null,"BITNER","KMT",1,"oferta","PLN",0.23,null,null,null,null,null,null,null,"n41"]
[16985,null,"GÓRNICZE","GP0206",5902956151308,"YnOGYekm 0,6/1kV","3x35+16+3x2,5",null,"BITNER","KMT",1,"oferta","PLN",0.23,null,null,null,null,null,null,null,"n41"]
[16986,null,"GÓRNICZE","GP0207",5902956151315,"YnOGYekm 0,6/1kV","3x50+25+3x4,0",null,"BITNER","KMT",1,"oferta","PLN",0.23,null,null,null,null,null,null,null,"n41"]
[16987,null,"GÓRNICZE","GP0208",5902956151322,"YnOGYekm 0,6/1kV","3x70+35+3x4,0",null,"BITNER","KMT",1,"oferta","PLN",0.23,null,null,null,null,null,null,null,"n41"]
[16988,null,"GÓRNICZE","GP0213",5902956151339,"YnOGYekm 0,6/1kV","3x96+35+3x4,0",null,"BITNER","KMT",1,"oferta","PLN",0.23,null,null,null,null,null,null,null,"n41"]
[16989,null,"GÓRNICZE","GP0214",5902956151346,"YnOGYekm 0,6/1kV","3x120+50+3x4,0",null,"BITNER","KMT",1,"oferta","PLN",0.23,null,null,null,null,null,null,null,"n41"]
[16990,null,"GÓRNICZE","GG33100",5902956183354,"YnStYekżi-G(żo)","2x1,0",null,"BITNER","KMT",1,"oferta","PLN",0.23,null,null,null,null,null,null,null,"n41"]
[16991,null,"GÓRNICZE","GG33101",5902956183361,"YnStYekżi-G(żo)","2x1,5",null,"BITNER","KMT",1,"oferta","PLN",0.23,null,null,null,null,null,null,null,"n41"]
[16992,null,"GÓRNICZE","GG33102",5902956183378,"YnStYekżi-G(żo)","2x2,5",null,"BITNER","KMT",1,"oferta","PLN",0.23,null,null,null,null,null,null,null,"n41"]
[16993,null,"GÓRNICZE","GG33103",5902956183385,"YnStYekżi-G(żo)","2x4,0",null,"BITNER","KMT",1,"oferta","PLN",0.23,null,null,null,null,null,null,null,"n41"]
[16994,null,"GÓRNICZE","GG33104",5902956183392,"YnStYekżi-G(żo)","3x1,0",null,"BITNER","KMT",1,"oferta","PLN",0.23,null,null,null,null,null,null,null,"n41"]
[16995,null,"GÓRNICZE","GG33105",5902956183408,"YnStYekżi-G(żo)","3x1,5",null,"BITNER","KMT",1,"oferta","PLN",0.23,null,null,null,null,null,null,null,"n41"]
[16996,null,"GÓRNICZE","GG33106",5902956183415,"YnStYekżi-G(żo)","3x2,5",null,"BITNER","KMT",1,"oferta","PLN",0.23,null,null,null,null,null,null,null,"n41"]
[16997,null,"GÓRNICZE","GG33107",5902956183422,"YnStYekżi-G(żo)","3x4,0",null,"BITNER","KMT",1,"oferta","PLN",0.23,null,null,null,null,null,null,null,"n41"]
[16998,null,"GÓRNICZE","GG33108",5902956183439,"YnStYekżi-G(żo)","4x1,0",null,"BITNER","KMT",1,"oferta","PLN",0.23,null,null,null,null,null,null,null,"n41"]
[16999,null,"GÓRNICZE","GG33109",5902956183446,"YnStYekżi-G(żo)","4x1,5",null,"BITNER","KMT",1,"oferta","PLN",0.23,null,null,null,null,null,null,null,"n41"]
[17000,null,"GÓRNICZE","GG33110",5902956183453,"YnStYekżi-G(żo)","4x2,5",null,"BITNER","KMT",1,"oferta","PLN",0.23,null,null,null,null,null,null,null,"n41"]
[17001,null,"GÓRNICZE","GG33111",5902956183460,"YnStYekżi-G(żo)","4x4,0",null,"BITNER","KMT",1,"oferta","PLN",0.23,null,null,null,null,null,null,null,"n41"]
[17002,null,"GÓRNICZE","GG33112",5902956183477,"YnStYekżi-G(żo)","5x1,0",null,"BITNER","KMT",1,"oferta","PLN",0.23,null,null,null,null,null,null,null,"n41"]
[17003,null,"GÓRNICZE","GG33113",5902956183484,"YnStYekżi-G(żo)","5x1,5",null,"BITNER","KMT",1,"oferta","PLN",0.23,null,null,null,null,null,null,null,"n41"]
[17004,null,"GÓRNICZE","GG33114",5902956183491,"YnStYekżi-G(żo)","5x2,5",null,"BITNER","KMT",1,"oferta","PLN",0.23,null,null,null,null,null,null,null,"n41"]
[17005,null,"GÓRNICZE","GG33115",5902956183507,"YnStYekżi-G(żo)","5x4,0",null,"BITNER","KMT",1,"oferta","PLN",0.23,null,null,null,null,null,null,null,"n41"]
[17006,null,"GÓRNICZE","GG33116",5902956183514,"YnStYekżi-G(żo)","7x1,0",null,"BITNER","KMT",1,"oferta","PLN",0.23,null,null,null,null,null,null,null,"n41"]
[17007,null,"GÓRNICZE","GG33117",5902956183521,"YnStYekżi-G(żo)","7x1,5",null,"BITNER","KMT",1,"oferta","PLN",0.23,null,null,null,null,null,null,null,"n41"]
[17008,null,"GÓRNICZE","GG33118",5902956183538,"YnStYekżi-G(żo)","7x2,5",null,"BITNER","KMT",1,"oferta","PLN",0.23,null,null,null,null,null,null,null,"n41"]
[17009,null,"GÓRNICZE","GG33119",5902956183545,"YnStYekżi-G(żo)","7x4,0",null,"BITNER","KMT",1,"oferta","PLN",0.23,null,null,null,null,null,null,null,"n41"]
[17010,null,"GÓRNICZE","GG33120",5902956183552,"YnStYekżi-G(żo)","10x1,0",null,"BITNER","KMT",1,"oferta","PLN",0.23,null,null,null,null,null,null,null,"n41"]
[17011,null,"GÓRNICZE","GG33121",5902956183569,"YnStYekżi-G(żo)","10x1,5",null,"BITNER","KMT",1,"oferta","PLN",0.23,null,null,null,null,null,null,null,"n41"]
[17012,null,"GÓRNICZE","GG33122",5902956183576,"YnStYekżi-G(żo)","10x2,5",null,"BITNER","KMT",1,"oferta","PLN",0.23,null,null,null,null,null,null,null,"n41"]
[17013,null,"GÓRNICZE","GG33123",5902956183583,"YnStYekżi-G(żo)","10x4,0",null,"BITNER","KMT",1,"oferta","PLN",0.23,null,null,null,null,null,null,null,"n41"]
[17014,null,"GÓRNICZE","GG33124",5902956183590,"YnStYekżi-G(żo)","12x1,0",null,"BITNER","KMT",1,"oferta","PLN",0.23,null,null,null,null,null,null,null,"n41"]
[17015,null,"GÓRNICZE","GG33125",5902956183606,"YnStYekżi-G(żo)","12x1,5",null,"BITNER","KMT",1,"oferta","PLN",0.23,null,null,null,null,null,null,null,"n41"]
[17016,null,"GÓRNICZE","GG33126",5902956183613,"YnStYekżi-G(żo)","12x2,5",null,"BITNER","KMT",1,"oferta","PLN",0.23,null,null,null,null,null,null,null,"n41"]
[17017,null,"GÓRNICZE","GG33127",5902956183620,"YnStYekżi-G(żo)","12x4,0",null,"BITNER","KMT",1,"oferta","PLN",0.23,null,null,null,null,null,null,null,"n41"]
[17018,null,"GÓRNICZE","GG33128",5902956183637,"YnStYekżi-G(żo)","14x1,0",null,"BITNER","KMT",1,"oferta","PLN",0.23,null,null,null,null,null,null,null,"n41"]
[17019,null,"GÓRNICZE","GG33129",5902956183644,"YnStYekżi-G(żo)","14x1,5",null,"BITNER","KMT",1,"oferta","PLN",0.23,null,null,null,null,null,null,null,"n41"]
[17020,null,"GÓRNICZE","GG33130",5902956183651,"YnStYekżi-G(żo)","14x2,5",null,"BITNER","KMT",1,"oferta","PLN",0.23,null,null,null,null,null,null,null,"n41"]
[17021,null,"GÓRNICZE","GG33131",5902956183668,"YnStYekżi-G(żo)","14x4,0",null,"BITNER","KMT",1,"oferta","PLN",0.23,null,null,null,null,null,null,null,"n41"]
[17022,null,"GÓRNICZE","GG33132",5902956183675,"YnStYekżi-G(żo)","19x1,0",null,"BITNER","KMT",1,"oferta","PLN",0.23,null,null,null,null,null,null,null,"n41"]
[17023,null,"GÓRNICZE","GG33133",5902956183682,"YnStYekżi-G(żo)","19x1,5",null,"BITNER","KMT",1,"oferta","PLN",0.23,null,null,null,null,null,null,null,"n41"]
[17024,null,"GÓRNICZE","GG33134",5902956183699,"YnStYekżi-G(żo)","19x2,5",null,"BITNER","KMT",1,"oferta","PLN",0.23,null,null,null,null,null,null,null,"n41"]
[17025,null,"GÓRNICZE","GG33135",5902956183705,"YnStYekżi-G(żo)","19x4,0",null,"BITNER","KMT",1,"oferta","PLN",0.23,null,null,null,null,null,null,null,"n41"]
[17026,null,"GÓRNICZE","GG33136",5902956183712,"YnStYekżi-G(żo)","21x1,0",null,"BITNER","KMT",1,"oferta","PLN",0.23,null,null,null,null,null,null,null,"n41"]
[17027,null,"GÓRNICZE","GG33137",5902956183729,"YnStYekżi-G(żo)","21x1,5",null,"BITNER","KMT",1,"oferta","PLN",0.23,null,null,null,null,null,null,null,"n41"]
[17028,null,"GÓRNICZE","GG33138",5902956183736,"YnStYekżi-G(żo)","21x2,5",null,"BITNER","KMT",1,"oferta","PLN",0.23,null,null,null,null,null,null,null,"n41"]
[17029,null,"GÓRNICZE","GG33139",5902956183743,"YnStYekżi-G(żo)","21x4,0",null,"BITNER","KMT",1,"oferta","PLN",0.23,null,null,null,null,null,null,null,"n41"]
[17030,null,"GÓRNICZE","GG33140",5902956183750,"YnStYekżi-G(żo)","24x1,0",null,"BITNER","KMT",1,"oferta","PLN",0.23,null,null,null,null,null,null,null,"n41"]
[17031,null,"GÓRNICZE","GG33141",5902956183767,"YnStYekżi-G(żo)","24x1,5",null,"BITNER","KMT",1,"oferta","PLN",0.23,null,null,null,null,null,null,null,"n41"]
[17032,null,"GÓRNICZE","GG33142",5902956183774,"YnStYekżi-G(żo)","24x2,5",null,"BITNER","KMT",1,"oferta","PLN",0.23,null,null,null,null,null,null,null,"n41"]
[17033,null,"GÓRNICZE","GG33143",5902956183781,"YnStYekżi-G(żo)","24x4,0",null,"BITNER","KMT",1,"oferta","PLN",0.23,null,null,null,null,null,null,null,"n41"]
[17034,null,"GÓRNICZE","GG33144",5902956183798,"YnStYekżi-G(żo)","27x1,0",null,"BITNER","KMT",1,"oferta","PLN",0.23,null,null,null,null,null,null,null,"n41"]
[17035,null,"GÓRNICZE","GG33145",5902956183804,"YnStYekżi-G(żo)","27x1,5",null,"BITNER","KMT",1,"oferta","PLN",0.23,null,null,null,null,null,null,null,"n41"]
[17036,null,"GÓRNICZE","GG33146",5902956183811,"YnStYekżi-G(żo)","27x2,5",null,"BITNER","KMT",1,"oferta","PLN",0.23,null,null,null,null,null,null,null,"n41"]
[17037,null,"GÓRNICZE","GG33147",5902956183828,"YnStYekżi-G(żo)","27x4,0",null,"BITNER","KMT",1,"oferta","PLN",0.23,null,null,null,null,null,null,null,"n41"]
[17038,null,"GÓRNICZE","GG33148",5902956183835,"YnStYekżi-G(żo)","30x1,0",null,"BITNER","KMT",1,"oferta","PLN",0.23,null,null,null,null,null,null,null,"n41"]
[17039,null,"GÓRNICZE","GG33149",5902956183842,"YnStYekżi-G(żo)","30x1,5",null,"BITNER","KMT",1,"oferta","PLN",0.23,null,null,null,null,null,null,null,"n41"]
[17040,null,"GÓRNICZE","GG33150",5902956183859,"YnStYekżi-G(żo)","30x2,5",null,"BITNER","KMT",1,"oferta","PLN",0.23,null,null,null,null,null,null,null,"n41"]
[17041,null,"GÓRNICZE","GG33151",5902956183866,"YnStYekżi-G(żo)","30x4,0",null,"BITNER","KMT",1,"oferta","PLN",0.23,null,null,null,null,null,null,null,"n41"]
[17042,null,"GÓRNICZE","GG33152",5902956183873,"YnStYekżi-G(żo)","33x1,0",null,"BITNER","KMT",1,"oferta","PLN",0.23,null,null,null,null,null,null,null,"n41"]
[17043,null,"GÓRNICZE","GG33153",5902956183880,"YnStYekżi-G(żo)","33x1,5",null,"BITNER","KMT",1,"oferta","PLN",0.23,null,null,null,null,null,null,null,"n41"]
[17044,null,"GÓRNICZE","GG33154",5902956183897,"YnStYekżi-G(żo)","33x2,5",null,"BITNER","KMT",1,"oferta","PLN",0.23,null,null,null,null,null,null,null,"n41"]
[17045,null,"GÓRNICZE","GG33155",5902956183903,"YnStYekżi-G(żo)","33x4,0",null,"BITNER","KMT",1,"oferta","PLN",0.23,null,null,null,null,null,null,null,"n41"]
[17046,null,"GÓRNICZE","GG33156",5902956183910,"YnStYekżi-G(żo)","37x1,0",null,"BITNER","KMT",1,"oferta","PLN",0.23,null,null,null,null,null,null,null,"n41"]
[17047,null,"GÓRNICZE","GG33157",5902956183927,"YnStYekżi-G(żo)","37x1,5",null,"BITNER","KMT",1,"oferta","PLN",0.23,null,null,null,null,null,null,null,"n41"]
[17048,null,"GÓRNICZE","GG33158",5902956183934,"YnStYekżi-G(żo)","37x2,5",null,"BITNER","KMT",1,"oferta","PLN",0.23,null,null,null,null,null,null,null,"n41"]
[17049,null,"GÓRNICZE","GG33159",5902956183941,"YnStYekżi-G(żo)","37x4,0",null,"BITNER","KMT",1,"oferta","PLN",0.23,null,null,null,null,null,null,null,"n41"]
[17050,null,"GÓRNICZE","G32900",5902956182883,"YnStY-Gżo 300/500V","2x1,0",null,"BITNER","KMT",1,"oferta","PLN",0.23,null,null,null,null,null,null,null,"n41"]
[17051,null,"GÓRNICZE","G32901",5902956182920,"YnStY-Gżo 300/500V","3x1,0",null,"BITNER","KMT",1,3514,"PLN",0.23,null,null,null,null,null,null,null,"n41"]
[17052,null,"GÓRNICZE","G32902",5902956182968,"YnStY-Gżo 300/500V","4x1,0",null,"BITNER","KMT",1,4293,"PLN",0.23,null,null,null,null,null,null,null,"n41"]
[17053,null,"GÓRNICZE","G32903",5902956183002,"YnStY-Gżo 300/500V","5x1,0",null,"BITNER","KMT",1,5729,"PLN",0.23,null,null,null,null,null,null,null,"n41"]
[17054,null,"GÓRNICZE","G32904",5902956183040,"YnStY-Gżo 300/500V","7x1,0",null,"BITNER","KMT",1,7199,"PLN",0.23,null,null,null,null,null,null,null,"n41"]
[17055,null,"GÓRNICZE","G32905",5902956183125,"YnStY-Gżo 300/500V","12x1,0",null,"BITNER","KMT",1,"oferta","PLN",0.23,null,null,null,null,null,null,null,"n41"]
[17056,null,"GÓRNICZE","G32906",5902956183163,"YnStY-Gżo 300/500V","14x1,0",null,"BITNER","KMT",1,13388,"PLN",0.23,null,null,null,null,null,null,null,"n41"]
[17057,null,"GÓRNICZE","G32908",5902956183200,"YnStY-Gżo 300/500V","18x1,0",null,"BITNER","KMT",1,"oferta","PLN",0.23,null,null,null,null,null,null,null,"n41"]
[17058,null,"GÓRNICZE","G32910",5902956183248,"YnStY-Gżo 300/500V","25x1,0",null,"BITNER","KMT",1,24847,"PLN",0.23,null,null,null,null,null,null,null,"n41"]
[17059,null,"GÓRNICZE","G32911",5902956182890,"YnStY-Gżo 300/500V","2x1,5",null,"BITNER","KMT",1,"oferta","PLN",0.23,null,null,null,null,null,null,null,"n41"]
[17060,null,"GÓRNICZE","G32912",5902956182937,"YnStY-Gżo 300/500V","3x1,5",null,"BITNER","KMT",1,4353,"PLN",0.23,null,null,null,null,null,null,null,"n41"]
[17061,null,"GÓRNICZE","G32913",5902956182975,"YnStY-Gżo 300/500V","4x1,5",null,"BITNER","KMT",1,5931,"PLN",0.23,null,null,null,null,null,null,null,"n41"]
[17062,null,"GÓRNICZE","G32914",5902956183019,"YnStY-Gżo 300/500V","5x1,5",null,"BITNER","KMT",1,7230,"PLN",0.23,null,null,null,null,null,null,null,"n41"]
[17063,null,"GÓRNICZE","G32915",5902956183057,"YnStY-Gżo 300/500V","7x1,5",null,"BITNER","KMT",1,9407,"PLN",0.23,null,null,null,null,null,null,null,"n41"]
[17064,null,"GÓRNICZE","G32916",5902956183095,"YnStY-Gżo 300/500V","10x1,5",null,"BITNER","KMT",1,13206,"PLN",0.23,null,null,null,null,null,null,null,"n41"]
[17065,null,"GÓRNICZE","G32917",5902956183132,"YnStY-Gżo 300/500V","12x1,5",null,"BITNER","KMT",1,"oferta","PLN",0.23,null,null,null,null,null,null,null,"n41"]
[17066,null,"GÓRNICZE","G32918",5902956183170,"YnStY-Gżo 300/500V","14x1,5",null,"BITNER","KMT",1,17211,"PLN",0.23,null,null,null,null,null,null,null,"n41"]
[17067,null,"GÓRNICZE","G32919",5902956183217,"YnStY-Gżo 300/500V","18x1,5",null,"BITNER","KMT",1,22300,"PLN",0.23,null,null,null,null,null,null,null,"n41"]
[17068,null,"GÓRNICZE","G32921",5902956183255,"YnStY-Gżo 300/500V","25x1,5",null,"BITNER","KMT",1,31585,"PLN",0.23,null,null,null,null,null,null,null,"n41"]
[17069,null,"GÓRNICZE","G32922",5902956182906,"YnStY-Gżo 300/500V","2x2,5",null,"BITNER","KMT",1,"oferta","PLN",0.23,null,null,null,null,null,null,null,"n41"]
[17070,null,"GÓRNICZE","G32923",5902956182944,"YnStY-Gżo 300/500V","3x2,5",null,"BITNER","KMT",1,"oferta","PLN",0.23,null,null,null,null,null,null,null,"n41"]
[17071,null,"GÓRNICZE","G32924",5902956182982,"YnStY-Gżo 300/500V","4x2,5",null,"BITNER","KMT",1,"oferta","PLN",0.23,null,null,null,null,null,null,null,"n41"]
[17072,null,"GÓRNICZE","G32925",5902956183026,"YnStY-Gżo 300/500V","5x2,5",null,"BITNER","KMT",1,"oferta","PLN",0.23,null,null,null,null,null,null,null,"n41"]
[17073,null,"GÓRNICZE","G32926",5902956183064,"YnStY-Gżo 300/500V","7x2,5",null,"BITNER","KMT",1,"oferta","PLN",0.23,null,null,null,null,null,null,null,"n41"]
[17074,null,"GÓRNICZE","G32927",5902956183101,"YnStY-Gżo 300/500V","10x2,5",null,"BITNER","KMT",1,"oferta","PLN",0.23,null,null,null,null,null,null,null,"n41"]
[17075,null,"GÓRNICZE","G32928",5902956183149,"YnStY-Gżo 300/500V","12x2,5",null,"BITNER","KMT",1,"oferta","PLN",0.23,null,null,null,null,null,null,null,"n41"]
[17076,null,"GÓRNICZE","G32929",5902956183187,"YnStY-Gżo 300/500V","14x2,5",null,"BITNER","KMT",1,"oferta","PLN",0.23,null,null,null,null,null,null,null,"n41"]
[17077,null,"GÓRNICZE","G32930",5902956183224,"YnStY-Gżo 300/500V","18x2,5",null,"BITNER","KMT",1,"oferta","PLN",0.23,null,null,null,null,null,null,null,"n41"]
[17078,null,"GÓRNICZE","G32931",5902956182876,"YnStY-Gżo 300/500V","2x0,75",null,"BITNER","KMT",1,"oferta","PLN",0.23,null,null,null,null,null,null,null,"n41"]
[17079,null,"GÓRNICZE","G32932",5902956182913,"YnStY-Gżo 300/500V","3x0,75",null,"BITNER","KMT",1,"oferta","PLN",0.23,null,null,null,null,null,null,null,"n41"]
[17080,null,"GÓRNICZE","G32933",5902956182951,"YnStY-Gżo 300/500V","4x0,75",null,"BITNER","KMT",1,"oferta","PLN",0.23,null,null,null,null,null,null,null,"n41"]
[17081,null,"GÓRNICZE","G32934",5902956182999,"YnStY-Gżo 300/500V","5x0,75",null,"BITNER","KMT",1,"oferta","PLN",0.23,null,null,null,null,null,null,null,"n41"]
[17082,null,"GÓRNICZE","G32935",5902956183033,"YnStY-Gżo 300/500V","7x0,75",null,"BITNER","KMT",1,"oferta","PLN",0.23,null,null,null,null,null,null,null,"n41"]
[17083,null,"GÓRNICZE","G32936",5902956183071,"YnStY-Gżo 300/500V","10x0,75",null,"BITNER","KMT",1,"oferta","PLN",0.23,null,null,null,null,null,null,null,"n41"]
[17084,null,"GÓRNICZE","G32937",5902956183118,"YnStY-Gżo 300/500V","12x0,75",null,"BITNER","KMT",1,"oferta","PLN",0.23,null,null,null,null,null,null,null,"n41"]
[17085,null,"GÓRNICZE","G32938",5902956183156,"YnStY-Gżo 300/500V","14x0,75",null,"BITNER","KMT",1,"oferta","PLN",0.23,null,null,null,null,null,null,null,"n41"]
[17086,null,"GÓRNICZE","G32939",5902956183194,"YnStY-Gżo 300/500V","18x0,75",null,"BITNER","KMT",1,"oferta","PLN",0.23,null,null,null,null,null,null,null,"n41"]
[17087,null,"GÓRNICZE","G32940",5902956183231,"YnStY-Gżo 300/500V","25x0,75",null,"BITNER","KMT",1,"oferta","PLN",0.23,null,null,null,null,null,null,null,"n41"]
[17088,null,"GÓRNICZE","G32941",5902956183279,"YnStY-Gżo 300/500V","34x0,75",null,"BITNER","KMT",1,"oferta","PLN",0.23,null,null,null,null,null,null,null,"n41"]
[17089,null,"GÓRNICZE","G32942",5902956183316,"YnStY-Gżo 300/500V","42x0,75",null,"BITNER","KMT",1,"oferta","PLN",0.23,null,null,null,null,null,null,null,"n41"]
[17090,null,"GÓRNICZE","G32943",5902956183088,"YnStY-Gżo 300/500V","10x1,0",null,"BITNER","KMT",1,13206,"PLN",0.23,null,null,null,null,null,null,null,"n41"]
[17091,null,"GÓRNICZE","G32944",5902956183286,"YnStY-Gżo 300/500V","34x1,0",null,"BITNER","KMT",1,"oferta","PLN",0.23,null,null,null,null,null,null,null,"n41"]
[17092,null,"GÓRNICZE","G32945",5902956183323,"YnStY-Gżo 300/500V","42x1,0",null,"BITNER","KMT",1,"oferta","PLN",0.23,null,null,null,null,null,null,null,"n41"]
[17093,null,"GÓRNICZE","G32946",5902956183293,"YnStY-Gżo 300/500V","34x1,5",null,"BITNER","KMT",1,"oferta","PLN",0.23,null,null,null,null,null,null,null,"n41"]
[17094,null,"GÓRNICZE","G32947",5902956183330,"YnStY-Gżo 300/500V","42x1,5",null,"BITNER","KMT",1,"oferta","PLN",0.23,null,null,null,null,null,null,null,"n41"]
[17095,null,"GÓRNICZE","G32948",5902956183262,"YnStY-Gżo 300/500V","25x2,5",null,"BITNER","KMT",1,"oferta","PLN",0.23,null,null,null,null,null,null,null,"n41"]
[17096,null,"GÓRNICZE","G32949",5902956183309,"YnStY-Gżo 300/500V","34x2,5",null,"BITNER","KMT",1,"oferta","PLN",0.23,null,null,null,null,null,null,null,"n41"]
[17097,null,"GÓRNICZE","G32950",5902956183347,"YnStY-Gżo 300/500V","42x2,5",null,"BITNER","KMT",1,"oferta","PLN",0.23,null,null,null,null,null,null,null,"n41"]
[17098,null,"GÓRNICZE","GT0302",5902956184641,"YnTKGMFLY","1x4x0,5",null,"BITNER","KMT",1,5775,"PLN",0.23,null,null,null,null,null,null,null,"n41"]
[17099,null,"GÓRNICZE","GT0303",5902956184658,"YnTKGMFLY","5x2x0,5",null,"BITNER","KMT",1,14259,"PLN",0.23,null,null,null,null,null,null,null,"n41"]
[17100,null,"GÓRNICZE","GT0001",5902956183989,"YnTKGX ","5x2x0,8",null,"BITNER","KMT",1,5206,"PLN",0.23,null,null,null,null,null,null,null,"n41"]
[17101,null,"GÓRNICZE","GT0002",5902956183996,"YnTKGX ","10x2x0,8",null,"BITNER","KMT",1,8580,"PLN",0.23,null,null,null,null,null,null,null,"n41"]
[17102,null,"GÓRNICZE","GT0003",5902956184009,"YnTKGX ","16x2x0,8",null,"BITNER","KMT",1,12428,"PLN",0.23,null,null,null,null,null,null,null,"n41"]
[17103,null,"GÓRNICZE","GT0004",5902956184016,"YnTKGX ","24x2x0,8",null,"BITNER","KMT",1,19563,"PLN",0.23,null,null,null,null,null,null,null,"n41"]
[17104,null,"GÓRNICZE","GT0005",5902956184023,"YnTKGX ","33x2x0,8",null,"BITNER","KMT",1,24656,"PLN",0.23,null,null,null,null,null,null,null,"n41"]
[17105,null,"GÓRNICZE","GT0006",5902956184030,"YnTKGX ","56x2x0,8",null,"BITNER","KMT",1,40415,"PLN",0.23,null,null,null,null,null,null,null,"n41"]
[17106,null,"GÓRNICZE","GT0007",5902956184047,"YnTKGX ","60x2x0,8",null,"BITNER","KMT",1,"oferta","PLN",0.23,null,null,null,null,null,null,null,"n41"]
[17107,null,"GÓRNICZE","GT0008",5902956184054,"YnTKGX ","100x2x0,8",null,"BITNER","KMT",1,"oferta","PLN",0.23,null,null,null,null,null,null,null,"n41"]
[17108,null,"GÓRNICZE","GT0009",5902956184061,"YnTKGX ","120x2x0,8",null,"BITNER","KMT",1,"oferta","PLN",0.23,null,null,null,null,null,null,null,"n41"]
[17109,null,"GÓRNICZE","GT0010",5902956184078,"YnTKGX ","200x2x0,8",null,"BITNER","KMT",1,"oferta","PLN",0.23,null,null,null,null,null,null,null,"n41"]
[17110,null,"GÓRNICZE","GT0304",5902956184719,"YnWGDek 75","0,8/4,8",null,"BITNER","KMT",1,"oferta","PLN",0.23,null,null,null,null,null,null,null,"n41"]
[17111,null,"GÓRNICZE","GT0314",5902956184702,"YnWGDek 75","0,6/3,7",null,"BITNER","KMT",1,"oferta","PLN",0.23,null,null,null,null,null,null,null,"n41"]
[17112,null,"GÓRNICZE","GT0200",5902956184184,"YTKGXFoyn","5x2x0,8",null,"BITNER","KMT",1,12860,"PLN",0.23,null,null,null,null,null,null,null,"n41"]
[17113,null,"GÓRNICZE","GT0201",5902956184191,"YTKGXFoyn","10x2x0,8",null,"BITNER","KMT",1,18362,"PLN",0.23,null,null,null,null,null,null,null,"n41"]
[17114,null,"GÓRNICZE","GT0202",5902956184207,"YTKGXFoyn","16x2x0,8",null,"BITNER","KMT",1,26535,"PLN",0.23,null,null,null,null,null,null,null,"n41"]
[17115,null,"GÓRNICZE","GT0203",5902956184214,"YTKGXFoyn","24x2x0,8",null,"BITNER","KMT",1,33466,"PLN",0.23,null,null,null,null,null,null,null,"n41"]
[17116,null,"GÓRNICZE","GT0204",5902956184221,"YTKGXFoyn","100x2x0,8",null,"BITNER","KMT",1,117298,"PLN",0.23,null,null,null,null,null,null,null,"n41"]
[17117,null,"GÓRNICZE","GT0205",5902956184238,"YTKGXFoyn","33x2x0,8",null,"BITNER","KMT",1,40797,"PLN",0.23,null,null,null,null,null,null,null,"n41"]
[17118,null,"GÓRNICZE","GT0206",5902956184245,"YTKGXFoyn","56x2x0,8",null,"BITNER","KMT",1,59705,"PLN",0.23,null,null,null,null,null,null,null,"n41"]
[17119,null,"GÓRNICZE","GT0207",5902956184252,"YTKGXFoyn","60x2x0,8",null,"BITNER","KMT",1,67179,"PLN",0.23,null,null,null,null,null,null,null,"n41"]
[17120,null,"GÓRNICZE","GT0208",5902956184269,"YTKGXFoyn","120x2x0,8",null,"BITNER","KMT",1,137201,"PLN",0.23,null,null,null,null,null,null,null,"n41"]
[17121,null,"GÓRNICZE","GT0209",5902956184276,"YTKGXFoyn","200x2x0,8",null,"BITNER","KMT",1,223897,"PLN",0.23,null,null,null,null,null,null,null,"n41"]
[17122,null,"GÓRNICZE","GT0150",5902956184085,"YTKGXFtZnyn","5x2x0,8",null,"BITNER","KMT",1,8107,"PLN",0.23,null,null,null,null,null,null,null,"n41"]
[17123,null,"GÓRNICZE","GT0151",5902956184092,"YTKGXFtZnyn","10x2x0,8",null,"BITNER","KMT",1,12023,"PLN",0.23,null,null,null,null,null,null,null,"n41"]
[17124,null,"GÓRNICZE","GT0152",5902956184108,"YTKGXFtZnyn","16x2x0,8",null,"BITNER","KMT",1,16645,"PLN",0.23,null,null,null,null,null,null,null,"n41"]
[17125,null,"GÓRNICZE","GT0153",5902956184115,"YTKGXFtZnyn","24x2x0,8",null,"BITNER","KMT",1,23365,"PLN",0.23,null,null,null,null,null,null,null,"n41"]
[17126,null,"GÓRNICZE","GT0154",5902956184122,"YTKGXFtZnyn","33x2x0,8",null,"BITNER","KMT",1,29818,"PLN",0.23,null,null,null,null,null,null,null,"n41"]
[17127,null,"GÓRNICZE","GT0155",5902956184139,"YTKGXFtZnyn","56x2x0,8",null,"BITNER","KMT",1,46529,"PLN",0.23,null,null,null,null,null,null,null,"n41"]
[17128,null,"GÓRNICZE","GT0156",5902956184146,"YTKGXFtZnyn","60x2x0,8",null,"BITNER","KMT",1,"oferta","PLN",0.23,null,null,null,null,null,null,null,"n41"]
[17129,null,"GÓRNICZE","GT0157",5902956184153,"YTKGXFtZnyn","100x2x0,8",null,"BITNER","KMT",1,97900,"PLN",0.23,null,null,null,null,null,null,null,"n41"]
[17130,null,"GÓRNICZE","GT0158",5902956184160,"YTKGXFtZnyn","120x2x0,8",null,"BITNER","KMT",1,115700,"PLN",0.23,null,null,null,null,null,null,null,"n41"]
[17131,null,"GÓRNICZE","GT0159",5902956184177,"YTKGXFtZnyn","200x2x0,8",null,"BITNER","KMT",1,"oferta","PLN",0.23,null,null,null,null,null,null,null,"n41"]
[17132,null,"GÓRNICZE","GP7150",5902956156594,"YUHKGXSekyn 3,6/6kV","3x16/16",null,"BITNER","KMT",1,"oferta","PLN",0.23,null,null,null,null,null,null,null,"n41s"]
[17133,null,"GÓRNICZE","GP7151",5902956156600,"YUHKGXSekyn 3,6/6kV","3x25/16",null,"BITNER","KMT",1,"oferta","PLN",0.23,null,null,null,null,null,null,null,"n41s"]
[17134,null,"GÓRNICZE","GP7152",5902956156617,"YUHKGXSekyn 3,6/6kV","3x35/16",null,"BITNER","KMT",1,"oferta","PLN",0.23,null,null,null,null,null,null,null,"n41s"]
[17135,null,"GÓRNICZE","GP7153",5902956156624,"YUHKGXSekyn 3,6/6kV","3x50/16",null,"BITNER","KMT",1,"oferta","PLN",0.23,null,null,null,null,null,null,null,"n41s"]
[17136,null,"GÓRNICZE","GP7154",5902956156631,"YUHKGXSekyn 3,6/6kV","3x70/16",null,"BITNER","KMT",1,"oferta","PLN",0.23,null,null,null,null,null,null,null,"n41s"]
[17137,null,"GÓRNICZE","GP7155",5902956156648,"YUHKGXSekyn 3,6/6kV","3x95/30",null,"BITNER","KMT",1,"oferta","PLN",0.23,null,null,null,null,null,null,null,"n41s"]
[17138,null,"GÓRNICZE","GP7156",5902956156655,"YUHKGXSekyn 3,6/6kV","3x120/30",null,"BITNER","KMT",1,"oferta","PLN",0.23,null,null,null,null,null,null,null,"n41s"]
[17139,null,"GÓRNICZE","GP7157",5902956156662,"YUHKGXSekyn 3,6/6kV","3x150/30",null,"BITNER","KMT",1,"oferta","PLN",0.23,null,null,null,null,null,null,null,"n41s"]
[17140,null,"GÓRNICZE","GP7158",5902956156679,"YUHKGXSekyn 3,6/6kV","3x185/30",null,"BITNER","KMT",1,"oferta","PLN",0.23,null,null,null,null,null,null,null,"n41s"]
[17141,null,"GÓRNICZE","GP7159",5902956156686,"YUHKGXSekyn 3,6/6kV","3x240/50",null,"BITNER","KMT",1,"oferta","PLN",0.23,null,null,null,null,null,null,null,"n41s"]
[17142,null,"GÓRNICZE","GP7100",5902956156495,"YUHKGXSFoyn 3,6/6kV","3x16/16",null,"BITNER","KMT",1,"oferta","PLN",0.23,null,null,null,null,null,null,null,"n41s"]
[17143,null,"GÓRNICZE","GP7101",5902956156501,"YUHKGXSFoyn 3,6/6kV","3x25/16",null,"BITNER","KMT",1,"oferta","PLN",0.23,null,null,null,null,null,null,null,"n41s"]
[17144,null,"GÓRNICZE","GP7102",5902956156518,"YUHKGXSFoyn 3,6/6kV","3x35/16",null,"BITNER","KMT",1,"oferta","PLN",0.23,null,null,null,null,null,null,null,"n41s"]
[17145,null,"GÓRNICZE","GP7103",5902956156525,"YUHKGXSFoyn 3,6/6kV","3x50/16",null,"BITNER","KMT",1,"oferta","PLN",0.23,null,null,null,null,null,null,null,"n41s"]
[17146,null,"GÓRNICZE","GP7104",5902956156532,"YUHKGXSFoyn 3,6/6kV","3x70/16",null,"BITNER","KMT",1,"oferta","PLN",0.23,null,null,null,null,null,null,null,"n41s"]
[17147,null,"GÓRNICZE","GP7105",5902956156549,"YUHKGXSFoyn 3,6/6kV","3x95/30",null,"BITNER","KMT",1,"oferta","PLN",0.23,null,null,null,null,null,null,null,"n41s"]
[17148,null,"GÓRNICZE","GP7106",5902956156556,"YUHKGXSFoyn 3,6/6kV","3x120/30",null,"BITNER","KMT",1,"oferta","PLN",0.23,null,null,null,null,null,null,null,"n41s"]
[17149,null,"GÓRNICZE","GP7107",5902956156563,"YUHKGXSFoyn 3,6/6kV","3x150/30",null,"BITNER","KMT",1,"oferta","PLN",0.23,null,null,null,null,null,null,null,"n41s"]
[17150,null,"GÓRNICZE","GP7108",5902956156570,"YUHKGXSFoyn 3,6/6kV","3x185/30",null,"BITNER","KMT",1,"oferta","PLN",0.23,null,null,null,null,null,null,null,"n41s"]
[17151,null,"GÓRNICZE","GP7109",5902956156587,"YUHKGXSFoyn 3,6/6kV","3x240/50",null,"BITNER","KMT",1,"oferta","PLN",0.23,null,null,null,null,null,null,null,"n41s"]
[17152,null,"GÓRNICZE","GP7050",5902956156396,"YUHKGXSFtZnyn 3,6/6kV","3x16/16",null,"BITNER","KMT",1,"oferta","PLN",0.23,null,null,null,null,null,null,null,"n41s"]
[17153,null,"GÓRNICZE","GP7051",5902956156402,"YUHKGXSFtZnyn 3,6/6kV","3x25/16",null,"BITNER","KMT",1,"oferta","PLN",0.23,null,null,null,null,null,null,null,"n41s"]
[17154,null,"GÓRNICZE","GP7052",5902956156419,"YUHKGXSFtZnyn 3,6/6kV","3x35/16",null,"BITNER","KMT",1,"oferta","PLN",0.23,null,null,null,null,null,null,null,"n41s"]
[17155,null,"GÓRNICZE","GP7053",5902956156426,"YUHKGXSFtZnyn 3,6/6kV","3x50/16",null,"BITNER","KMT",1,"oferta","PLN",0.23,null,null,null,null,null,null,null,"n41s"]
[17156,null,"GÓRNICZE","GP7054",5902956156433,"YUHKGXSFtZnyn 3,6/6kV","3x70/16",null,"BITNER","KMT",1,"oferta","PLN",0.23,null,null,null,null,null,null,null,"n41s"]
[17157,null,"GÓRNICZE","GP7055",5902956156440,"YUHKGXSFtZnyn 3,6/6kV","3x95/30",null,"BITNER","KMT",1,"oferta","PLN",0.23,null,null,null,null,null,null,null,"n41s"]
[17158,null,"GÓRNICZE","GP7056",5902956156457,"YUHKGXSFtZnyn 3,6/6kV","3x120/30",null,"BITNER","KMT",1,"oferta","PLN",0.23,null,null,null,null,null,null,null,"n41s"]
[17159,null,"GÓRNICZE","GP7057",5902956156464,"YUHKGXSFtZnyn 3,6/6kV","3x150/30",null,"BITNER","KMT",1,"oferta","PLN",0.23,null,null,null,null,null,null,null,"n41s"]
[17160,null,"GÓRNICZE","GP7058",5902956156471,"YUHKGXSFtZnyn 3,6/6kV","3x185/30",null,"BITNER","KMT",1,"oferta","PLN",0.23,null,null,null,null,null,null,null,"n41s"]
[17161,null,"GÓRNICZE","GP7059",5902956156488,"YUHKGXSFtZnyn 3,6/6kV","3x240/50",null,"BITNER","KMT",1,"oferta","PLN",0.23,null,null,null,null,null,null,null,"n41s"]

{"sheet":"Logistyka","index":3,"n_rows":5,"n_cols":4,"rows_kept":5,"cut":false,"hidden":false,"merged":[[0,0,0,3]]}
["Cennik wysyłek paczkowych i paletowych\nobowiązujący na terenie RP"]
["rodzaj opakowania"," przedział wagowy","stawka netto ","rodzaj spedycji"]
["paczka ","do 30kg",20,"PEKAES/DPD"]
["opakowanie ","od 31 do 100kg",70,"PEKAES"]
["paleta ","od 101 do 1000kg",120,"PEKAES"]

{"sheet":"Konfekcja","index":4,"n_rows":30,"n_cols":15,"rows_kept":30,"cut":false,"hidden":false,"merged":[[0,0,0,14],[28,0,28,14],[29,0,29,14]]}
["Specyfikacja opakowań magazynowych"]
["L.p.","Typ kabla i przewodu",100,200,300,305,400,500,600,700,800,900,1000,2000,3000]
["1.","NKGs, (N)HX(C)H, N2X(C)H, NHXMH"," "," "," ",null," ","x"," "," "," "," ","x","x"]
["2.","HTKSH (ekw, PH)","x","x","x",null," ","x"," "," "," "," ","x"]
["3.","HDGS","x","x","x",null," ","x"," "," "," "," ","x"]
["4.","ESTRADOWE","x","x","x",null," ","x"," "," "," "," ","x"]
["5.","YKY(FtZny)(ektmy),  "," "," "," ",null," ","x"," "," "," "," ","x","x","x"]
["6.","YKSY(FtZny)(ektmy)"," "," "," ",null," ","x"," "," "," "," ","x","x","x"]
["7.","Kable XzTKMXpw (n) czwórkowe"," "," "," ",null," ","x"," "," "," "," ","x","x"]
["8.","Kable XzTKMXpw (n) parowe","x","x","x",null," ","x"," "," "," "," ","x","x"]
["9.","Kable YnTKSY(ekw)","x","x","x",null," ","x"," "," "," "," "," "]
["10.","Kable typu YTKSY (ekw)                      ","x","x","x",null," ","x"," "," "," "," "," "]
["11.","Kable typu YTKSY (ekw)     53x2x0,5                 ","x","x","x",null,null,"x",null,null,null,null,"x","x"]
["12.","Kable komputerowe ","x"," ",null,"x"," ","x"," "," "," "," ","x"]
["13.","Kable koncentryczne","x","x","x",null," ","x"," "," "," "," ","x"]
["14.","GŁOŚNIKOWE","x"," "," ",null," ","x"," "," "," "," ","x"]
["15.","YTDY 2x0,5",null,"x",null,null,null,null," "," "," "," "]
["16.","YTDY 4x0,5, 6x0,5, 8x0,5","x","x","x",null,null,"x"," "," "," "," "]
["17.","YTDY reszta ","x",null,null,null,null,null," "," "," "," "]
["18.","BUS","x","x","x",null," ","x"," "," "," "," ","x"]
["19.","RE, RD"," "," "," ",null," ","x"," "," "," "," ","x","x","x"]
["20.","Kable sterownicze typu LIYCY, LIYY","x","x","x",null," ","x"," "," "," "," ","x"]
["21.","przewody dźwigowe  H05VVH6-F"," "," "," ",null," ","x"," "," "," "," "," "]
["22.","ŁAŃCUCHOWE"," "," "," ",null," ","x"," "," "," "," ","x","x"]
["23.","FALOWNIKI","x","x","x",null," ","x"," "," "," "," ","x","x","x"]
["24.","BIT","x","x","x",null," ","x"," "," "," "," ","x","x"]
["25.","BQF"," "," "," ",null,"  ","x"," "," "," "," ","x","x"]
["26.","GÓRNICZE"," "," "," ",null," "," "," "," "," "," ","x","x"]
["(waga krążka 25kg; 70kg to już szpula; pow. 70kg to bęben) - jeżeli promień gięcia na to pozwala"]
["Opłata z tytułu docięcia kabla lub przewodu na żądaną długość (inną aniżeli standardowa konfekcja) będzie naliczana zgodnie z postanowieniami umowy handlowej. "]

{"sheet":"Opakowania","index":5,"n_rows":114,"n_cols":9,"rows_kept":114,"cut":false,"hidden":false,"merged":[[1,0,1,13],[0,0,0,13],[4,0,8,0],[9,0,15,0],[16,0,22,0],[23,0,29,0],[30,0,36,0],[37,0,44,0],[45,0,50,0],[51,0,55,0],[56,0,61,0],[62,0,66,0],[67,0,71,0],[72,0,76,0],[77,0,81,0],[82,0,86,0],[87,0,91,0],[92,0,96,0],[97,0,101,0],[105,3,105,8],[112,2,112,8],[113,2,113,8],[107,2,107,8],[108,2,108,8],[109,2,109,8],[110,2,110,8],[111,2,111,8]]}
["Opakowania"]
["ZK BITNER, wraz z wyrobami, sprzedaje opakowania wielokrotnego użytku (bębny, palety) w cenie określonej w cenniku ZK BITNER - w zakładce \"Opakowania\". W okresie  do 180 dni od daty wystawienia faktury na opakowanie wielokrotnego użytku, klient ma prawo je odsprzedać, a ZK BITNER ma obowiązek odkupić opakowanie w cenie jego pierwotnej sprzedaży. \nWarunkiem odkupienia opakowania przez ZK BITNER, jest:\n- jego dobry stan techniczny, który oceniany jest przez kierownika magazynu ZK BITNER w chwili zwrotu opakowania do magazynów ZK BITNER; \n- dostarczenie do ZK BITNER dokumentu (WZ) z numerami opakowań wielokrotnego użytku powiązanymi z numerem faktury sprzedaży wyrobu.\nOdbiorca po uzyskaniu potwierdzenia odbioru opakowania wielokrotnego użytku przez magazyn ZK BITNER, niezwłocznie (zgodnie z ustawą o podatku od towarów i usług) wystawi fakturę sprzedaży uwzględniając uwagi kierownika magazynu ZK BITNER i inne ustalenia dokonane z Odbiorcą przez dział logistyki ZK BITNER.\nKoszty związane ze zwrotem opakowania do ZK BITNER ponosi klient. Po upływie 180 dni od daty zakupu opakowania, ZK BITNER nie ma obowiązku odkupienia go od klienta.\nAdres magazynu: Zakłady Kablowe BITNER 32-353 Trzyciąż 165 k/Krakowa.\n"]
[""]
["Typ","Identyfikator produktu wg producenta","Nazwa","Średnica\ntarcz głównych\n(mm) ","Średnica\nrdzenia\n(mm)","Szerokość\nrobocza\n(mm)","Szerokość\ncałkowita\n(mm)","Waga\nbębna\n(kg)","Cena\nfabryczna\nnetto"]
["6/CB","OP0001",6,600,300,400,510,20,60]
[null,null,"6E",600,300,400,510,20,60]
[null,null,"6F",600,300,400,510,20,60]
[null,null,"6IF",600,300,400,510,20,70]
[null,null,"6F odeskowany",600,300,400,510,29,140]
["7/CB","OP0002",7,700,350,400,510,26,70]
[null,null,"7E",700,350,400,510,26,70]
[null,null,"7A",700,350,560,650,30,70]
[null,null,"7AE",700,350,560,650,30,70]
[null,null,"7F",700,350,400,510,26,70]
[null,null," 7IF",700,350,400,510,26,80]
[null,null,"7F odeskowany",700,350,400,510,37,160]
["8/CB","OP0003",8,800,400,400,510,33,100]
[null,null,"8E",800,400,400,510,33,100]
[null,"OP0027","8A",800,400,560,670,36,100]
[null,null,"8AE",800,400,560,670,36,100]
[null,null,"8F",800,400,400,510,33,100]
[null,null,"8IF",800,400,400,510,33,110]
[null,null,"8F odeskowany",800,400,400,510,44,230]
["9/CB","OP0004",9,900,450,560,690,50,125]
[null,null,"9E",900,450,560,690,50,125]
[null,null,"9A",900,450,650,750,55,125]
[null,null,"9AE",900,450,650,750,55,125]
[null,"OP0004F","9F",900,450,560,690,50,125]
[null,null,"9IF",900,450,560,690,50,135]
[null,null,"9F odeskowany",900,450,560,690,75,280]
["10/CB","OP0005",10,1000,500,560,700,70,183]
[null,null,"10E",1000,500,560,700,70,183]
[null,"OP0017","10A",1000,500,650,790,73,183]
[null,null,"10AE",1000,500,650,790,73,183]
[null,null,"10F",1000,500,560,700,70,183]
[null,null,"10IF",1000,500,560,700,70,200]
[null,null,"10F odeskowany",1000,500,560,700,92,340]
["12/CB","OP0006",12,1200,600,710,845,104,260]
[null,null,"12E ",1200,600,710,845,104,260]
[null,null,"12A",1200,600,710,890,110,260]
[null,null,"12AE",1200,600,710,890,110,260]
[null,"OP0018","12B",1200,800,710,845,120,270]
[null,"OP0012F","12F",1200,600,710,845,104,280]
[null,null,"12IF",1200,600,710,845,104,290]
[null,null,"12F odeskowany",1200,600,710,845,140,400]
["14/CB","OP0007",14,1400,700,710,865,153,350]
[null,null,"14E",1400,700,710,865,153,350]
[null,"OP0019","14B",1400,1000,710,865,180,350]
[null,null,"14F",1400,700,710,865,153,360]
[null,null," 14IF",1400,700,710,865,153,390]
[null,null,"14F odeskowany",1400,700,710,865,200,500]
["15/CB","OP0008",15,1500,800,710,870,180,400]
[null,null,"15E",1500,800,710,870,180,400]
[null,null,"15F",1500,800,710,870,180,400]
[null,null," 15IF",1500,800,710,870,180,440]
[null,null,"15F odeskowany",1500,800,710,870,220,550]
["16/CB","OP0009",16,1600,800,900,1055,230,530]
[null,null,"16E",1600,800,900,1055,230,530]
[null,"OP0020","16B",1600,1200,900,1055,255,530]
[null,null,"16F",1600,800,900,1055,230,550]
[null,null,"16IF",1600,800,900,1055,230,580]
[null,null,"16F odeskowany",1600,800,900,1055,285,650]
["18/CB","OP0010",18,1800,1000,900,1070,315,820]
[null,null,"18E",1800,1000,900,1070,315,820]
[null,null,"18F",1800,1000,900,1070,315,850]
[null,null,"18IF",1800,1000,900,1070,315,900]
[null,null,"18F odeskowany",1800,1000,900,1070,390,950]
["20/CB","OP0011",20,2000,1200,900,1090,445,1200]
[null,null,"20E",2000,1200,900,1090,445,1200]
[null,null,"20F",2000,1200,900,1090,445,1250]
[null,null,"20IF",2000,1200,900,1090,445,1300]
[null,null,"20F odeskowany",2000,1200,900,1090,530,1350]
["21/CB","OP0012",21,2100,1100,1300,1540,557,1500]
[null,null,"21E",2100,1100,1300,1540,557,1500]
[null,null,"21F",2100,1100,1300,1540,557,1650]
[null,null,"21IF",2100,1100,1300,1540,557,1800]
[null,null,"21F odeskowany",2100,1100,1300,1540,680,2050]
["22/CB","OP0013",22,2200,1200,1100,1335,620,1560]
[null,null,"22E",2200,1200,1100,1335,620,1560]
[null,null,"22F",2200,1200,1100,1335,620,1700]
[null,"OP0026F","22IF",2200,1200,1100,1335,620,1800]
[null,null,"22F odeskowany",2200,1200,1100,1335,720,1900]
["24/CB","OP0014",24,2400,1400,1210,1440,760,1900]
[null,null,"24E",2400,1400,1210,1440,760,1900]
[null,"OP0025F","24F",2400,1400,1210,1440,760,2000]
[null,"OP0024F","24IF",2400,1400,1210,1440,760,2100]
[null,null,"24F odeskowany",2400,1400,1210,1440,900,2200]
["25/CB","OP0015",25,2500,1600,1250,1505,950,2500]
[null,null,"25E",2500,1600,1250,1505,950,2500]
[null,null,"25F",2500,1600,1250,1505,950,2600]
[null,null,"25IF",2500,1600,1250,1505,950,2700]
[null,null,"25F odeskowany",2500,1600,1250,1505,1100,2900]
["26/CB","OP0016",26,2600,1600,1300,1550,1015,2600]
[null,null,"26E",2600,1600,1300,1550,1015,2600]
[null,null,"26F",2600,1600,1300,1550,1015,2900]
[null,null,"26IF",2600,1600,1300,1550,1015,3200]
[null,null,"26F odeskowany",2600,1600,1300,1550,1140,3400]
["28/CB","OP0021",28,2800,1800,1400,1675,1342,2900]
[null,null,"28E",2800,1800,1400,1675,1342,2900]
[null,null,"28F",2800,1800,1400,1675,1342,3600]
[null,null,"28IF",2800,1800,1400,1675,1342,4000]
[null,null,"28F odeskowany",2800,1800,1400,1675,1500,4200]
["Typ",null,"Nazwa","Długość\n(mm) ",null,"Szerokość\n(mm)",null,"Waga\npalety\n(kg)","Cena\nfabryczna\nnetto"]
[null,null,"Paleta EURO",1200,null,800,null,null,35]
[null,null,"Paleta",1200,null,800,null,null,25]
[null,null,"Inne opakowania","wg. indywidualnych ustaleń"]
[]
[null,null,"Legenda do oznaczeń opakowań"]
[null,null,"\"Bez litery\" - bęben standardowy"]
[null,null,"A - bęben szeroki"]
[null,null,"B - bęben niestandardowy, poszerzona średnica rdzenia "]
[null,null,"E - bęben eksportowy "]
[null,null,"F - bęben IPPC (fitosanitarny,fumigowany)"]
[null,null,"I -  bęben impregnowany"]

{"sheet":"Zamówienie","index":6,"n_rows":432,"n_cols":16,"rows_kept":432,"cut":false,"hidden":false,"merged":[[3,1,3,2],[6,3,6,6],[7,3,7,6],[12,14,13,14],[12,11,13,11],[12,13,13,13],[12,1,13,1],[12,2,13,2],[12,7,13,7],[12,10,13,10],[12,9,13,9],[12,12,13,12],[5,0,5,2],[6,0,6,2],[7,0,7,2],[8,0,8,2],[0,10,0,12],[12,3,13,3],[12,5,13,5],[12,4,13,4],[12,6,13,6],[12,8,13,8],[3,5,3,6],[5,3,5,6],[8,3,8,6]]}
[null,null,null,null,null,null,null,null,null,null,"WAŻNE"]
[null,null,null,null,null,null,null,null,null,null,"1.",null,"Wypełnij dane (niebieskie pola)"]
[null,null,null,null,null,null,null,null,null,null,"2.",null,"Wpisz nr katalogowe kabli "]
[null,null,null,null,null,null,null,null,null,null,"3.",null,"Uzupełnij puste pola (ilości, rabaty)"]
[null,null,null,null,null,null,null,null,null,null,"4.",null,"Wciśnij przycisk wyślij plik (od wersji excel 2010 działa poprawnie)"]
["Data: ",null,null,null,null,null,null,null,null,null,"5.",null,"Po pojawieniu się komunikatu \"Czy zamienić istniejacy plik\" wciśnij tak"]
["Firma: "]
["Imie Nazwisko "]
["Inwestycja/ magazyn:"]
[]
[]
[null,null,null,null,null,null,null,null,null,"Wartosc oferty",{"$f":"SUM(K15:K432)","v":0}]
[null,"Lp","Nr katalogowy","                                                       Opis                                                          ","Przekrój/ilość żył","Ilość  (km)","Cena jedn.       zł netto","Wartość                     zł netto","Rabat            ( % )","Cena po rab.           zł netto","Wartość po rab.              zł netto","Scieżka do karty katalogowej produktu","Scieżka do karty katalogowej produktu","Scieżka do karty bezpieczeństwa produktu","Scieżka do karty bezpieczeństwa produktu"]
[]
[null,1,null,{"$f":"IF(C15=\"\",\"\",VLOOKUP(C15,'Cennik Płaski'!$D$2:$AD$15681,3,0))","v":""},{"$f":"IF(C15=\"\",\"\",VLOOKUP(C15,'Cennik Płaski'!$D$2:$AD$15681,4,0))","v":""},null,{"$f":"IF(C15=\"\",\"\",VLOOKUP(C15,'Cennik Płaski'!$D$2:$AD$15681,9,0))","v":""},{"$f":"IF(C15=\"\",\"\",F15*G15)","v":""},null,{"$f":"IF(B15=\"\",\"\",IF(I15>0,G15*(1-I15),G15))","v":""},{"$f":"IF(C15=\"\",\"\",IF(I15>0,H15*(1-I15),H15))","v":""},{"$f":"IF(C15=\"\",\"\",VLOOKUP(C15,'[3]CENNIK PŁASKI'!$C$2:$AH$27586,24,0))","v":""},{"$f":"HYPERLINK(L15,L15)","v":""},{"$f":"IF(C15=\"\",\"\",VLOOKUP(C15,'[3]CENNIK PŁASKI'!$C$2:$AH$27586,25,0))","v":""},{"$f":"HYPERLINK(N15,N15)","v":""},{"$f":"IF(C15<>\"\",IF(ISNUMBER(F15),\"\",\"Proszę wpisać ilość\"),\"\")","v":""}]
[null,2,null,{"$f":"IF(C16=\"\",\"\",VLOOKUP(C16,'Cennik Płaski'!$D$2:$AD$15681,3,0))","v":""},{"$f":"IF(C16=\"\",\"\",VLOOKUP(C16,'Cennik Płaski'!$D$2:$AD$15681,4,0))","v":""},null,{"$f":"IF(C16=\"\",\"\",VLOOKUP(C16,'Cennik Płaski'!$D$2:$AD$15681,9,0))","v":""},{"$f":"IF(C16=\"\",\"\",F16*G16)","v":""},null,{"$f":"IF(B16=\"\",\"\",IF(I16>0,G16*(1-I16),G16))","v":""},{"$f":"IF(C16=\"\",\"\",IF(I16>0,H16*(1-I16),H16))","v":""},{"$f":"IF(C16=\"\",\"\",VLOOKUP(C16,'[3]CENNIK PŁASKI'!$C$2:$AH$27586,24,0))","v":""},{"$f":"HYPERLINK(L16,L16)","v":""},{"$f":"IF(C16=\"\",\"\",VLOOKUP(C16,'[3]CENNIK PŁASKI'!$C$2:$AH$27586,25,0))","v":""},{"$f":"HYPERLINK(N16,N16)","v":""},""]
[null,3,null,{"$f":"IF(C17=\"\",\"\",VLOOKUP(C17,'Cennik Płaski'!$D$2:$AD$15681,3,0))","v":""},{"$f":"IF(C17=\"\",\"\",VLOOKUP(C17,'Cennik Płaski'!$D$2:$AD$15681,4,0))","v":""},null,{"$f":"IF(C17=\"\",\"\",VLOOKUP(C17,'Cennik Płaski'!$D$2:$AD$15681,9,0))","v":""},"",null,"","",{"$f":"IF(C17=\"\",\"\",VLOOKUP(C17,'[3]CENNIK PŁASKI'!$C$2:$AH$27586,24,0))","v":""},"",{"$f":"IF(C17=\"\",\"\",VLOOKUP(C17,'[3]CENNIK PŁASKI'!$C$2:$AH$27586,25,0))","v":""},"",""]
[null,4,null,{"$f":"IF(C18=\"\",\"\",VLOOKUP(C18,'Cennik Płaski'!$D$2:$AD$15681,3,0))","v":""},{"$f":"IF(C18=\"\",\"\",VLOOKUP(C18,'Cennik Płaski'!$D$2:$AD$15681,4,0))","v":""},null,{"$f":"IF(C18=\"\",\"\",VLOOKUP(C18,'Cennik Płaski'!$D$2:$AD$15681,9,0))","v":""},"",null,"","",{"$f":"IF(C18=\"\",\"\",VLOOKUP(C18,'[3]CENNIK PŁASKI'!$C$2:$AH$27586,24,0))","v":""},"",{"$f":"IF(C18=\"\",\"\",VLOOKUP(C18,'[3]CENNIK PŁASKI'!$C$2:$AH$27586,25,0))","v":""},"",""]
[null,5,"GP5604",{"$f":"IF(C19=\"\",\"\",VLOOKUP(C19,'Cennik Płaski'!$D$2:$AD$15681,3,0))","v":"YHKGXSekyn 3,6/6kV"},{"$f":"IF(C19=\"\",\"\",VLOOKUP(C19,'Cennik Płaski'!$D$2:$AD$15681,4,0))","v":"3x70/25"},null,{"$f":"IF(C19=\"\",\"\",VLOOKUP(C19,'Cennik Płaski'!$D$2:$AD$15681,9,0))","v":266517},0,null,266517,0,{"$f":"IF(C19=\"\",\"\",VLOOKUP(C19,'[3]CENNIK PŁASKI'!$C$2:$AH$27586,24,0))","v":{"$error":"#N/A"}},{"$error":"#N/A"},{"$f":"IF(C19=\"\",\"\",VLOOKUP(C19,'[3]CENNIK PŁASKI'!$C$2:$AH$27586,25,0))","v":{"$error":"#N/A"}},{"$error":"#N/A"},"Proszę wpisać ilość"]
[null,6,null,{"$f":"IF(C20=\"\",\"\",VLOOKUP(C20,'Cennik Płaski'!$D$2:$AD$15681,3,0))","v":""},{"$f":"IF(C20=\"\",\"\",VLOOKUP(C20,'Cennik Płaski'!$D$2:$AD$15681,4,0))","v":""},null,{"$f":"IF(C20=\"\",\"\",VLOOKUP(C20,'Cennik Płaski'!$D$2:$AD$15681,9,0))","v":""},"",null,"","",{"$f":"IF(C20=\"\",\"\",VLOOKUP(C20,'[3]CENNIK PŁASKI'!$C$2:$AH$27586,24,0))","v":""},"",{"$f":"IF(C20=\"\",\"\",VLOOKUP(C20,'[3]CENNIK PŁASKI'!$C$2:$AH$27586,25,0))","v":""},"",""]
[null,7,null,{"$f":"IF(C21=\"\",\"\",VLOOKUP(C21,'Cennik Płaski'!$D$2:$AD$15681,3,0))","v":""},{"$f":"IF(C21=\"\",\"\",VLOOKUP(C21,'Cennik Płaski'!$D$2:$AD$15681,4,0))","v":""},null,{"$f":"IF(C21=\"\",\"\",VLOOKUP(C21,'Cennik Płaski'!$D$2:$AD$15681,9,0))","v":""},"",null,"","",{"$f":"IF(C21=\"\",\"\",VLOOKUP(C21,'[3]CENNIK PŁASKI'!$C$2:$AH$27586,24,0))","v":""},"",{"$f":"IF(C21=\"\",\"\",VLOOKUP(C21,'[3]CENNIK PŁASKI'!$C$2:$AH$27586,25,0))","v":""},"",""]
[null,8,null,{"$f":"IF(C22=\"\",\"\",VLOOKUP(C22,'Cennik Płaski'!$D$2:$AD$15681,3,0))","v":""},{"$f":"IF(C22=\"\",\"\",VLOOKUP(C22,'Cennik Płaski'!$D$2:$AD$15681,4,0))","v":""},null,{"$f":"IF(C22=\"\",\"\",VLOOKUP(C22,'Cennik Płaski'!$D$2:$AD$15681,9,0))","v":""},"",null,"","",{"$f":"IF(C22=\"\",\"\",VLOOKUP(C22,'[3]CENNIK PŁASKI'!$C$2:$AH$27586,24,0))","v":""},"",{"$f":"IF(C22=\"\",\"\",VLOOKUP(C22,'[3]CENNIK PŁASKI'!$C$2:$AH$27586,25,0))","v":""},"",""]
[null,9,null,{"$f":"IF(C23=\"\",\"\",VLOOKUP(C23,'Cennik Płaski'!$D$2:$AD$15681,3,0))","v":""},{"$f":"IF(C23=\"\",\"\",VLOOKUP(C23,'Cennik Płaski'!$D$2:$AD$15681,4,0))","v":""},null,{"$f":"IF(C23=\"\",\"\",VLOOKUP(C23,'Cennik Płaski'!$D$2:$AD$15681,9,0))","v":""},"",null,"","",{"$f":"IF(C23=\"\",\"\",VLOOKUP(C23,'[3]CENNIK PŁASKI'!$C$2:$AH$27586,24,0))","v":""},"",{"$f":"IF(C23=\"\",\"\",VLOOKUP(C23,'[3]CENNIK PŁASKI'!$C$2:$AH$27586,25,0))","v":""},"",""]
[null,10,null,{"$f":"IF(C24=\"\",\"\",VLOOKUP(C24,'Cennik Płaski'!$D$2:$AD$15681,3,0))","v":""},{"$f":"IF(C24=\"\",\"\",VLOOKUP(C24,'Cennik Płaski'!$D$2:$AD$15681,4,0))","v":""},null,{"$f":"IF(C24=\"\",\"\",VLOOKUP(C24,'Cennik Płaski'!$D$2:$AD$15681,9,0))","v":""},"",null,"","",{"$f":"IF(C24=\"\",\"\",VLOOKUP(C24,'[3]CENNIK PŁASKI'!$C$2:$AH$27586,24,0))","v":""},"",{"$f":"IF(C24=\"\",\"\",VLOOKUP(C24,'[3]CENNIK PŁASKI'!$C$2:$AH$27586,25,0))","v":""},"",""]
[null,11,null,{"$f":"IF(C25=\"\",\"\",VLOOKUP(C25,'Cennik Płaski'!$D$2:$AD$15681,3,0))","v":""},{"$f":"IF(C25=\"\",\"\",VLOOKUP(C25,'Cennik Płaski'!$D$2:$AD$15681,4,0))","v":""},null,{"$f":"IF(C25=\"\",\"\",VLOOKUP(C25,'Cennik Płaski'!$D$2:$AD$15681,9,0))","v":""},"",null,"","",{"$f":"IF(C25=\"\",\"\",VLOOKUP(C25,'[3]CENNIK PŁASKI'!$C$2:$AH$27586,24,0))","v":""},"",{"$f":"IF(C25=\"\",\"\",VLOOKUP(C25,'[3]CENNIK PŁASKI'!$C$2:$AH$27586,25,0))","v":""},"",""]
[null,12,null,{"$f":"IF(C26=\"\",\"\",VLOOKUP(C26,'Cennik Płaski'!$D$2:$AD$15681,3,0))","v":""},{"$f":"IF(C26=\"\",\"\",VLOOKUP(C26,'Cennik Płaski'!$D$2:$AD$15681,4,0))","v":""},null,{"$f":"IF(C26=\"\",\"\",VLOOKUP(C26,'Cennik Płaski'!$D$2:$AD$15681,9,0))","v":""},"",null,"","",{"$f":"IF(C26=\"\",\"\",VLOOKUP(C26,'[3]CENNIK PŁASKI'!$C$2:$AH$27586,24,0))","v":""},"",{"$f":"IF(C26=\"\",\"\",VLOOKUP(C26,'[3]CENNIK PŁASKI'!$C$2:$AH$27586,25,0))","v":""},"",""]
[null,13,null,{"$f":"IF(C27=\"\",\"\",VLOOKUP(C27,'Cennik Płaski'!$D$2:$AD$15681,3,0))","v":""},{"$f":"IF(C27=\"\",\"\",VLOOKUP(C27,'Cennik Płaski'!$D$2:$AD$15681,4,0))","v":""},null,{"$f":"IF(C27=\"\",\"\",VLOOKUP(C27,'Cennik Płaski'!$D$2:$AD$15681,9,0))","v":""},"",null,"","",{"$f":"IF(C27=\"\",\"\",VLOOKUP(C27,'[3]CENNIK PŁASKI'!$C$2:$AH$27586,24,0))","v":""},"",{"$f":"IF(C27=\"\",\"\",VLOOKUP(C27,'[3]CENNIK PŁASKI'!$C$2:$AH$27586,25,0))","v":""},"",""]
[null,14,null,{"$f":"IF(C28=\"\",\"\",VLOOKUP(C28,'Cennik Płaski'!$D$2:$AD$15681,3,0))","v":""},{"$f":"IF(C28=\"\",\"\",VLOOKUP(C28,'Cennik Płaski'!$D$2:$AD$15681,4,0))","v":""},null,{"$f":"IF(C28=\"\",\"\",VLOOKUP(C28,'Cennik Płaski'!$D$2:$AD$15681,9,0))","v":""},"",null,"","",{"$f":"IF(C28=\"\",\"\",VLOOKUP(C28,'[3]CENNIK PŁASKI'!$C$2:$AH$27586,24,0))","v":""},"",{"$f":"IF(C28=\"\",\"\",VLOOKUP(C28,'[3]CENNIK PŁASKI'!$C$2:$AH$27586,25,0))","v":""},"",""]
[null,15,null,{"$f":"IF(C29=\"\",\"\",VLOOKUP(C29,'Cennik Płaski'!$D$2:$AD$15681,3,0))","v":""},{"$f":"IF(C29=\"\",\"\",VLOOKUP(C29,'Cennik Płaski'!$D$2:$AD$15681,4,0))","v":""},null,{"$f":"IF(C29=\"\",\"\",VLOOKUP(C29,'Cennik Płaski'!$D$2:$AD$15681,9,0))","v":""},"",null,"","",{"$f":"IF(C29=\"\",\"\",VLOOKUP(C29,'[3]CENNIK PŁASKI'!$C$2:$AH$27586,24,0))","v":""},"",{"$f":"IF(C29=\"\",\"\",VLOOKUP(C29,'[3]CENNIK PŁASKI'!$C$2:$AH$27586,25,0))","v":""},"",""]
[null,16,null,{"$f":"IF(C30=\"\",\"\",VLOOKUP(C30,'Cennik Płaski'!$D$2:$AD$15681,3,0))","v":""},{"$f":"IF(C30=\"\",\"\",VLOOKUP(C30,'Cennik Płaski'!$D$2:$AD$15681,4,0))","v":""},null,{"$f":"IF(C30=\"\",\"\",VLOOKUP(C30,'Cennik Płaski'!$D$2:$AD$15681,9,0))","v":""},"",null,"","",{"$f":"IF(C30=\"\",\"\",VLOOKUP(C30,'[3]CENNIK PŁASKI'!$C$2:$AH$27586,24,0))","v":""},"",{"$f":"IF(C30=\"\",\"\",VLOOKUP(C30,'[3]CENNIK PŁASKI'!$C$2:$AH$27586,25,0))","v":""},"",""]
[null,17,null,{"$f":"IF(C31=\"\",\"\",VLOOKUP(C31,'Cennik Płaski'!$D$2:$AD$15681,3,0))","v":""},{"$f":"IF(C31=\"\",\"\",VLOOKUP(C31,'Cennik Płaski'!$D$2:$AD$15681,4,0))","v":""},null,{"$f":"IF(C31=\"\",\"\",VLOOKUP(C31,'Cennik Płaski'!$D$2:$AD$15681,9,0))","v":""},"",null,"","",{"$f":"IF(C31=\"\",\"\",VLOOKUP(C31,'[3]CENNIK PŁASKI'!$C$2:$AH$27586,24,0))","v":""},"",{"$f":"IF(C31=\"\",\"\",VLOOKUP(C31,'[3]CENNIK PŁASKI'!$C$2:$AH$27586,25,0))","v":""},"",""]
[null,18,null,{"$f":"IF(C32=\"\",\"\",VLOOKUP(C32,'Cennik Płaski'!$D$2:$AD$15681,3,0))","v":""},{"$f":"IF(C32=\"\",\"\",VLOOKUP(C32,'Cennik Płaski'!$D$2:$AD$15681,4,0))","v":""},null,{"$f":"IF(C32=\"\",\"\",VLOOKUP(C32,'Cennik Płaski'!$D$2:$AD$15681,9,0))","v":""},"",null,"","",{"$f":"IF(C32=\"\",\"\",VLOOKUP(C32,'[3]CENNIK PŁASKI'!$C$2:$AH$27586,24,0))","v":""},"",{"$f":"IF(C32=\"\",\"\",VLOOKUP(C32,'[3]CENNIK PŁASKI'!$C$2:$AH$27586,25,0))","v":""},"",""]
[null,19,null,{"$f":"IF(C33=\"\",\"\",VLOOKUP(C33,'Cennik Płaski'!$D$2:$AD$15681,3,0))","v":""},{"$f":"IF(C33=\"\",\"\",VLOOKUP(C33,'Cennik Płaski'!$D$2:$AD$15681,4,0))","v":""},null,{"$f":"IF(C33=\"\",\"\",VLOOKUP(C33,'Cennik Płaski'!$D$2:$AD$15681,9,0))","v":""},"",null,"","",{"$f":"IF(C33=\"\",\"\",VLOOKUP(C33,'[3]CENNIK PŁASKI'!$C$2:$AH$27586,24,0))","v":""},"",{"$f":"IF(C33=\"\",\"\",VLOOKUP(C33,'[3]CENNIK PŁASKI'!$C$2:$AH$27586,25,0))","v":""},"",""]
[null,20,null,{"$f":"IF(C34=\"\",\"\",VLOOKUP(C34,'Cennik Płaski'!$D$2:$AD$15681,3,0))","v":""},{"$f":"IF(C34=\"\",\"\",VLOOKUP(C34,'Cennik Płaski'!$D$2:$AD$15681,4,0))","v":""},null,{"$f":"IF(C34=\"\",\"\",VLOOKUP(C34,'Cennik Płaski'!$D$2:$AD$15681,9,0))","v":""},"",null,"","",{"$f":"IF(C34=\"\",\"\",VLOOKUP(C34,'[3]CENNIK PŁASKI'!$C$2:$AH$27586,24,0))","v":""},"",{"$f":"IF(C34=\"\",\"\",VLOOKUP(C34,'[3]CENNIK PŁASKI'!$C$2:$AH$27586,25,0))","v":""},"",""]
[null,21,null,{"$f":"IF(C35=\"\",\"\",VLOOKUP(C35,'Cennik Płaski'!$D$2:$AD$15681,3,0))","v":""},{"$f":"IF(C35=\"\",\"\",VLOOKUP(C35,'Cennik Płaski'!$D$2:$AD$15681,4,0))","v":""},null,{"$f":"IF(C35=\"\",\"\",VLOOKUP(C35,'Cennik Płaski'!$D$2:$AD$15681,9,0))","v":""},"",null,"","",{"$f":"IF(C35=\"\",\"\",VLOOKUP(C35,'[3]CENNIK PŁASKI'!$C$2:$AH$27586,24,0))","v":""},"",{"$f":"IF(C35=\"\",\"\",VLOOKUP(C35,'[3]CENNIK PŁASKI'!$C$2:$AH$27586,25,0))","v":""},"",""]
[null,22,null,{"$f":"IF(C36=\"\",\"\",VLOOKUP(C36,'Cennik Płaski'!$D$2:$AD$15681,3,0))","v":""},{"$f":"IF(C36=\"\",\"\",VLOOKUP(C36,'Cennik Płaski'!$D$2:$AD$15681,4,0))","v":""},null,{"$f":"IF(C36=\"\",\"\",VLOOKUP(C36,'Cennik Płaski'!$D$2:$AD$15681,9,0))","v":""},"",null,"","",{"$f":"IF(C36=\"\",\"\",VLOOKUP(C36,'[3]CENNIK PŁASKI'!$C$2:$AH$27586,24,0))","v":""},"",{"$f":"IF(C36=\"\",\"\",VLOOKUP(C36,'[3]CENNIK PŁASKI'!$C$2:$AH$27586,25,0))","v":""},"",""]
[null,23,null,{"$f":"IF(C37=\"\",\"\",VLOOKUP(C37,'Cennik Płaski'!$D$2:$AD$15681,3,0))","v":""},{"$f":"IF(C37=\"\",\"\",VLOOKUP(C37,'Cennik Płaski'!$D$2:$AD$15681,4,0))","v":""},null,{"$f":"IF(C37=\"\",\"\",VLOOKUP(C37,'Cennik Płaski'!$D$2:$AD$15681,9,0))","v":""},"",null,"","",{"$f":"IF(C37=\"\",\"\",VLOOKUP(C37,'[3]CENNIK PŁASKI'!$C$2:$AH$27586,24,0))","v":""},"",{"$f":"IF(C37=\"\",\"\",VLOOKUP(C37,'[3]CENNIK PŁASKI'!$C$2:$AH$27586,25,0))","v":""},"",""]
[null,24,null,{"$f":"IF(C38=\"\",\"\",VLOOKUP(C38,'Cennik Płaski'!$D$2:$AD$15681,3,0))","v":""},{"$f":"IF(C38=\"\",\"\",VLOOKUP(C38,'Cennik Płaski'!$D$2:$AD$15681,4,0))","v":""},null,{"$f":"IF(C38=\"\",\"\",VLOOKUP(C38,'Cennik Płaski'!$D$2:$AD$15681,9,0))","v":""},"",null,"","",{"$f":"IF(C38=\"\",\"\",VLOOKUP(C38,'[3]CENNIK PŁASKI'!$C$2:$AH$27586,24,0))","v":""},"",{"$f":"IF(C38=\"\",\"\",VLOOKUP(C38,'[3]CENNIK PŁASKI'!$C$2:$AH$27586,25,0))","v":""},"",""]
[null,25,null,{"$f":"IF(C39=\"\",\"\",VLOOKUP(C39,'Cennik Płaski'!$D$2:$AD$15681,3,0))","v":""},{"$f":"IF(C39=\"\",\"\",VLOOKUP(C39,'Cennik Płaski'!$D$2:$AD$15681,4,0))","v":""},null,{"$f":"IF(C39=\"\",\"\",VLOOKUP(C39,'Cennik Płaski'!$D$2:$AD$15681,9,0))","v":""},"",null,"","",{"$f":"IF(C39=\"\",\"\",VLOOKUP(C39,'[3]CENNIK PŁASKI'!$C$2:$AH$27586,24,0))","v":""},"",{"$f":"IF(C39=\"\",\"\",VLOOKUP(C39,'[3]CENNIK PŁASKI'!$C$2:$AH$27586,25,0))","v":""},"",""]
[null,26,null,{"$f":"IF(C40=\"\",\"\",VLOOKUP(C40,'Cennik Płaski'!$D$2:$AD$15681,3,0))","v":""},{"$f":"IF(C40=\"\",\"\",VLOOKUP(C40,'Cennik Płaski'!$D$2:$AD$15681,4,0))","v":""},null,{"$f":"IF(C40=\"\",\"\",VLOOKUP(C40,'Cennik Płaski'!$D$2:$AD$15681,9,0))","v":""},"",null,"","",{"$f":"IF(C40=\"\",\"\",VLOOKUP(C40,'[3]CENNIK PŁASKI'!$C$2:$AH$27586,24,0))","v":""},"",{"$f":"IF(C40=\"\",\"\",VLOOKUP(C40,'[3]CENNIK PŁASKI'!$C$2:$AH$27586,25,0))","v":""},"",""]
[null,27,null,{"$f":"IF(C41=\"\",\"\",VLOOKUP(C41,'Cennik Płaski'!$D$2:$AD$15681,3,0))","v":""},{"$f":"IF(C41=\"\",\"\",VLOOKUP(C41,'Cennik Płaski'!$D$2:$AD$15681,4,0))","v":""},null,{"$f":"IF(C41=\"\",\"\",VLOOKUP(C41,'Cennik Płaski'!$D$2:$AD$15681,9,0))","v":""},"",null,"","",{"$f":"IF(C41=\"\",\"\",VLOOKUP(C41,'[3]CENNIK PŁASKI'!$C$2:$AH$27586,24,0))","v":""},"",{"$f":"IF(C41=\"\",\"\",VLOOKUP(C41,'[3]CENNIK PŁASKI'!$C$2:$AH$27586,25,0))","v":""},"",""]
[null,28,null,{"$f":"IF(C42=\"\",\"\",VLOOKUP(C42,'Cennik Płaski'!$D$2:$AD$15681,3,0))","v":""},{"$f":"IF(C42=\"\",\"\",VLOOKUP(C42,'Cennik Płaski'!$D$2:$AD$15681,4,0))","v":""},null,{"$f":"IF(C42=\"\",\"\",VLOOKUP(C42,'Cennik Płaski'!$D$2:$AD$15681,9,0))","v":""},"",null,"","",{"$f":"IF(C42=\"\",\"\",VLOOKUP(C42,'[3]CENNIK PŁASKI'!$C$2:$AH$27586,24,0))","v":""},"",{"$f":"IF(C42=\"\",\"\",VLOOKUP(C42,'[3]CENNIK PŁASKI'!$C$2:$AH$27586,25,0))","v":""},"",""]
[null,29,null,{"$f":"IF(C43=\"\",\"\",VLOOKUP(C43,'Cennik Płaski'!$D$2:$AD$15681,3,0))","v":""},{"$f":"IF(C43=\"\",\"\",VLOOKUP(C43,'Cennik Płaski'!$D$2:$AD$15681,4,0))","v":""},null,{"$f":"IF(C43=\"\",\"\",VLOOKUP(C43,'Cennik Płaski'!$D$2:$AD$15681,9,0))","v":""},"",null,"","",{"$f":"IF(C43=\"\",\"\",VLOOKUP(C43,'[3]CENNIK PŁASKI'!$C$2:$AH$27586,24,0))","v":""},"",{"$f":"IF(C43=\"\",\"\",VLOOKUP(C43,'[3]CENNIK PŁASKI'!$C$2:$AH$27586,25,0))","v":""},"",""]
[null,30,null,{"$f":"IF(C44=\"\",\"\",VLOOKUP(C44,'Cennik Płaski'!$D$2:$AD$15681,3,0))","v":""},{"$f":"IF(C44=\"\",\"\",VLOOKUP(C44,'Cennik Płaski'!$D$2:$AD$15681,4,0))","v":""},null,{"$f":"IF(C44=\"\",\"\",VLOOKUP(C44,'Cennik Płaski'!$D$2:$AD$15681,9,0))","v":""},"",null,"","",{"$f":"IF(C44=\"\",\"\",VLOOKUP(C44,'[3]CENNIK PŁASKI'!$C$2:$AH$27586,24,0))","v":""},"",{"$f":"IF(C44=\"\",\"\",VLOOKUP(C44,'[3]CENNIK PŁASKI'!$C$2:$AH$27586,25,0))","v":""},"",""]
[null,31,null,{"$f":"IF(C45=\"\",\"\",VLOOKUP(C45,'Cennik Płaski'!$D$2:$AD$15681,3,0))","v":""},{"$f":"IF(C45=\"\",\"\",VLOOKUP(C45,'Cennik Płaski'!$D$2:$AD$15681,4,0))","v":""},null,{"$f":"IF(C45=\"\",\"\",VLOOKUP(C45,'Cennik Płaski'!$D$2:$AD$15681,9,0))","v":""},"",null,"","",{"$f":"IF(C45=\"\",\"\",VLOOKUP(C45,'[3]CENNIK PŁASKI'!$C$2:$AH$27586,24,0))","v":""},"",{"$f":"IF(C45=\"\",\"\",VLOOKUP(C45,'[3]CENNIK PŁASKI'!$C$2:$AH$27586,25,0))","v":""},"",""]
[null,32,null,{"$f":"IF(C46=\"\",\"\",VLOOKUP(C46,'Cennik Płaski'!$D$2:$AD$15681,3,0))","v":""},{"$f":"IF(C46=\"\",\"\",VLOOKUP(C46,'Cennik Płaski'!$D$2:$AD$15681,4,0))","v":""},null,{"$f":"IF(C46=\"\",\"\",VLOOKUP(C46,'Cennik Płaski'!$D$2:$AD$15681,9,0))","v":""},"",null,"","",{"$f":"IF(C46=\"\",\"\",VLOOKUP(C46,'[3]CENNIK PŁASKI'!$C$2:$AH$27586,24,0))","v":""},"",{"$f":"IF(C46=\"\",\"\",VLOOKUP(C46,'[3]CENNIK PŁASKI'!$C$2:$AH$27586,25,0))","v":""},"",""]
[null,33,null,{"$f":"IF(C47=\"\",\"\",VLOOKUP(C47,'Cennik Płaski'!$D$2:$AD$15681,3,0))","v":""},{"$f":"IF(C47=\"\",\"\",VLOOKUP(C47,'Cennik Płaski'!$D$2:$AD$15681,4,0))","v":""},null,{"$f":"IF(C47=\"\",\"\",VLOOKUP(C47,'Cennik Płaski'!$D$2:$AD$15681,9,0))","v":""},"",null,"","",{"$f":"IF(C47=\"\",\"\",VLOOKUP(C47,'[3]CENNIK PŁASKI'!$C$2:$AH$27586,24,0))","v":""},"",{"$f":"IF(C47=\"\",\"\",VLOOKUP(C47,'[3]CENNIK PŁASKI'!$C$2:$AH$27586,25,0))","v":""},"",""]
[null,34,null,{"$f":"IF(C48=\"\",\"\",VLOOKUP(C48,'Cennik Płaski'!$D$2:$AD$15681,3,0))","v":""},{"$f":"IF(C48=\"\",\"\",VLOOKUP(C48,'Cennik Płaski'!$D$2:$AD$15681,4,0))","v":""},null,{"$f":"IF(C48=\"\",\"\",VLOOKUP(C48,'Cennik Płaski'!$D$2:$AD$15681,9,0))","v":""},"",null,"","",{"$f":"IF(C48=\"\",\"\",VLOOKUP(C48,'[3]CENNIK PŁASKI'!$C$2:$AH$27586,24,0))","v":""},"",{"$f":"IF(C48=\"\",\"\",VLOOKUP(C48,'[3]CENNIK PŁASKI'!$C$2:$AH$27586,25,0))","v":""},"",""]
[null,35,null,{"$f":"IF(C49=\"\",\"\",VLOOKUP(C49,'Cennik Płaski'!$D$2:$AD$15681,3,0))","v":""},{"$f":"IF(C49=\"\",\"\",VLOOKUP(C49,'Cennik Płaski'!$D$2:$AD$15681,4,0))","v":""},null,{"$f":"IF(C49=\"\",\"\",VLOOKUP(C49,'Cennik Płaski'!$D$2:$AD$15681,9,0))","v":""},"",null,"","",{"$f":"IF(C49=\"\",\"\",VLOOKUP(C49,'[3]CENNIK PŁASKI'!$C$2:$AH$27586,24,0))","v":""},"",{"$f":"IF(C49=\"\",\"\",VLOOKUP(C49,'[3]CENNIK PŁASKI'!$C$2:$AH$27586,25,0))","v":""},"",""]
[null,36,null,{"$f":"IF(C50=\"\",\"\",VLOOKUP(C50,'Cennik Płaski'!$D$2:$AD$15681,3,0))","v":""},{"$f":"IF(C50=\"\",\"\",VLOOKUP(C50,'Cennik Płaski'!$D$2:$AD$15681,4,0))","v":""},null,{"$f":"IF(C50=\"\",\"\",VLOOKUP(C50,'Cennik Płaski'!$D$2:$AD$15681,9,0))","v":""},"",null,"","",{"$f":"IF(C50=\"\",\"\",VLOOKUP(C50,'[3]CENNIK PŁASKI'!$C$2:$AH$27586,24,0))","v":""},"",{"$f":"IF(C50=\"\",\"\",VLOOKUP(C50,'[3]CENNIK PŁASKI'!$C$2:$AH$27586,25,0))","v":""},"",""]
[null,37,null,{"$f":"IF(C51=\"\",\"\",VLOOKUP(C51,'Cennik Płaski'!$D$2:$AD$15681,3,0))","v":""},{"$f":"IF(C51=\"\",\"\",VLOOKUP(C51,'Cennik Płaski'!$D$2:$AD$15681,4,0))","v":""},null,{"$f":"IF(C51=\"\",\"\",VLOOKUP(C51,'Cennik Płaski'!$D$2:$AD$15681,9,0))","v":""},"",null,"","",{"$f":"IF(C51=\"\",\"\",VLOOKUP(C51,'[3]CENNIK PŁASKI'!$C$2:$AH$27586,24,0))","v":""},"",{"$f":"IF(C51=\"\",\"\",VLOOKUP(C51,'[3]CENNIK PŁASKI'!$C$2:$AH$27586,25,0))","v":""},"",""]
[null,38,null,{"$f":"IF(C52=\"\",\"\",VLOOKUP(C52,'Cennik Płaski'!$D$2:$AD$15681,3,0))","v":""},{"$f":"IF(C52=\"\",\"\",VLOOKUP(C52,'Cennik Płaski'!$D$2:$AD$15681,4,0))","v":""},null,{"$f":"IF(C52=\"\",\"\",VLOOKUP(C52,'Cennik Płaski'!$D$2:$AD$15681,9,0))","v":""},"",null,"","",{"$f":"IF(C52=\"\",\"\",VLOOKUP(C52,'[3]CENNIK PŁASKI'!$C$2:$AH$27586,24,0))","v":""},"",{"$f":"IF(C52=\"\",\"\",VLOOKUP(C52,'[3]CENNIK PŁASKI'!$C$2:$AH$27586,25,0))","v":""},"",""]
[null,39,null,{"$f":"IF(C53=\"\",\"\",VLOOKUP(C53,'Cennik Płaski'!$D$2:$AD$15681,3,0))","v":""},{"$f":"IF(C53=\"\",\"\",VLOOKUP(C53,'Cennik Płaski'!$D$2:$AD$15681,4,0))","v":""},null,{"$f":"IF(C53=\"\",\"\",VLOOKUP(C53,'Cennik Płaski'!$D$2:$AD$15681,9,0))","v":""},"",null,"","",{"$f":"IF(C53=\"\",\"\",VLOOKUP(C53,'[3]CENNIK PŁASKI'!$C$2:$AH$27586,24,0))","v":""},"",{"$f":"IF(C53=\"\",\"\",VLOOKUP(C53,'[3]CENNIK PŁASKI'!$C$2:$AH$27586,25,0))","v":""},"",""]
[null,40,null,{"$f":"IF(C54=\"\",\"\",VLOOKUP(C54,'Cennik Płaski'!$D$2:$AD$15681,3,0))","v":""},{"$f":"IF(C54=\"\",\"\",VLOOKUP(C54,'Cennik Płaski'!$D$2:$AD$15681,4,0))","v":""},null,{"$f":"IF(C54=\"\",\"\",VLOOKUP(C54,'Cennik Płaski'!$D$2:$AD$15681,9,0))","v":""},"",null,"","",{"$f":"IF(C54=\"\",\"\",VLOOKUP(C54,'[3]CENNIK PŁASKI'!$C$2:$AH$27586,24,0))","v":""},"",{"$f":"IF(C54=\"\",\"\",VLOOKUP(C54,'[3]CENNIK PŁASKI'!$C$2:$AH$27586,25,0))","v":""},"",""]
[null,41,null,{"$f":"IF(C55=\"\",\"\",VLOOKUP(C55,'Cennik Płaski'!$D$2:$AD$15681,3,0))","v":""},{"$f":"IF(C55=\"\",\"\",VLOOKUP(C55,'Cennik Płaski'!$D$2:$AD$15681,4,0))","v":""},null,{"$f":"IF(C55=\"\",\"\",VLOOKUP(C55,'Cennik Płaski'!$D$2:$AD$15681,9,0))","v":""},"",null,"","",{"$f":"IF(C55=\"\",\"\",VLOOKUP(C55,'[3]CENNIK PŁASKI'!$C$2:$AH$27586,24,0))","v":""},"",{"$f":"IF(C55=\"\",\"\",VLOOKUP(C55,'[3]CENNIK PŁASKI'!$C$2:$AH$27586,25,0))","v":""},"",""]
[null,42,null,{"$f":"IF(C56=\"\",\"\",VLOOKUP(C56,'Cennik Płaski'!$D$2:$AD$15681,3,0))","v":""},{"$f":"IF(C56=\"\",\"\",VLOOKUP(C56,'Cennik Płaski'!$D$2:$AD$15681,4,0))","v":""},null,{"$f":"IF(C56=\"\",\"\",VLOOKUP(C56,'Cennik Płaski'!$D$2:$AD$15681,9,0))","v":""},"",null,"","",{"$f":"IF(C56=\"\",\"\",VLOOKUP(C56,'[3]CENNIK PŁASKI'!$C$2:$AH$27586,24,0))","v":""},"",{"$f":"IF(C56=\"\",\"\",VLOOKUP(C56,'[3]CENNIK PŁASKI'!$C$2:$AH$27586,25,0))","v":""},"",""]
[null,43,null,{"$f":"IF(C57=\"\",\"\",VLOOKUP(C57,'Cennik Płaski'!$D$2:$AD$15681,3,0))","v":""},{"$f":"IF(C57=\"\",\"\",VLOOKUP(C57,'Cennik Płaski'!$D$2:$AD$15681,4,0))","v":""},null,{"$f":"IF(C57=\"\",\"\",VLOOKUP(C57,'Cennik Płaski'!$D$2:$AD$15681,9,0))","v":""},"",null,"","",{"$f":"IF(C57=\"\",\"\",VLOOKUP(C57,'[3]CENNIK PŁASKI'!$C$2:$AH$27586,24,0))","v":""},"",{"$f":"IF(C57=\"\",\"\",VLOOKUP(C57,'[3]CENNIK PŁASKI'!$C$2:$AH$27586,25,0))","v":""},"",""]
[null,44,null,{"$f":"IF(C58=\"\",\"\",VLOOKUP(C58,'Cennik Płaski'!$D$2:$AD$15681,3,0))","v":""},{"$f":"IF(C58=\"\",\"\",VLOOKUP(C58,'Cennik Płaski'!$D$2:$AD$15681,4,0))","v":""},null,{"$f":"IF(C58=\"\",\"\",VLOOKUP(C58,'Cennik Płaski'!$D$2:$AD$15681,9,0))","v":""},"",null,"","",{"$f":"IF(C58=\"\",\"\",VLOOKUP(C58,'[3]CENNIK PŁASKI'!$C$2:$AH$27586,24,0))","v":""},"",{"$f":"IF(C58=\"\",\"\",VLOOKUP(C58,'[3]CENNIK PŁASKI'!$C$2:$AH$27586,25,0))","v":""},"",""]
[null,45,null,{"$f":"IF(C59=\"\",\"\",VLOOKUP(C59,'Cennik Płaski'!$D$2:$AD$15681,3,0))","v":""},{"$f":"IF(C59=\"\",\"\",VLOOKUP(C59,'Cennik Płaski'!$D$2:$AD$15681,4,0))","v":""},null,{"$f":"IF(C59=\"\",\"\",VLOOKUP(C59,'Cennik Płaski'!$D$2:$AD$15681,9,0))","v":""},"",null,"","",{"$f":"IF(C59=\"\",\"\",VLOOKUP(C59,'[3]CENNIK PŁASKI'!$C$2:$AH$27586,24,0))","v":""},"",{"$f":"IF(C59=\"\",\"\",VLOOKUP(C59,'[3]CENNIK PŁASKI'!$C$2:$AH$27586,25,0))","v":""},"",""]
[null,46,null,{"$f":"IF(C60=\"\",\"\",VLOOKUP(C60,'Cennik Płaski'!$D$2:$AD$15681,3,0))","v":""},{"$f":"IF(C60=\"\",\"\",VLOOKUP(C60,'Cennik Płaski'!$D$2:$AD$15681,4,0))","v":""},null,{"$f":"IF(C60=\"\",\"\",VLOOKUP(C60,'Cennik Płaski'!$D$2:$AD$15681,9,0))","v":""},"",null,"","",{"$f":"IF(C60=\"\",\"\",VLOOKUP(C60,'[3]CENNIK PŁASKI'!$C$2:$AH$27586,24,0))","v":""},"",{"$f":"IF(C60=\"\",\"\",VLOOKUP(C60,'[3]CENNIK PŁASKI'!$C$2:$AH$27586,25,0))","v":""},"",""]
[null,47,null,{"$f":"IF(C61=\"\",\"\",VLOOKUP(C61,'Cennik Płaski'!$D$2:$AD$15681,3,0))","v":""},{"$f":"IF(C61=\"\",\"\",VLOOKUP(C61,'Cennik Płaski'!$D$2:$AD$15681,4,0))","v":""},null,{"$f":"IF(C61=\"\",\"\",VLOOKUP(C61,'Cennik Płaski'!$D$2:$AD$15681,9,0))","v":""},"",null,"","",{"$f":"IF(C61=\"\",\"\",VLOOKUP(C61,'[3]CENNIK PŁASKI'!$C$2:$AH$27586,24,0))","v":""},"",{"$f":"IF(C61=\"\",\"\",VLOOKUP(C61,'[3]CENNIK PŁASKI'!$C$2:$AH$27586,25,0))","v":""},"",""]
[null,48,null,{"$f":"IF(C62=\"\",\"\",VLOOKUP(C62,'Cennik Płaski'!$D$2:$AD$15681,3,0))","v":""},{"$f":"IF(C62=\"\",\"\",VLOOKUP(C62,'Cennik Płaski'!$D$2:$AD$15681,4,0))","v":""},null,{"$f":"IF(C62=\"\",\"\",VLOOKUP(C62,'Cennik Płaski'!$D$2:$AD$15681,9,0))","v":""},"",null,"","",{"$f":"IF(C62=\"\",\"\",VLOOKUP(C62,'[3]CENNIK PŁASKI'!$C$2:$AH$27586,24,0))","v":""},"",{"$f":"IF(C62=\"\",\"\",VLOOKUP(C62,'[3]CENNIK PŁASKI'!$C$2:$AH$27586,25,0))","v":""},"",""]
[null,49,null,{"$f":"IF(C63=\"\",\"\",VLOOKUP(C63,'Cennik Płaski'!$D$2:$AD$15681,3,0))","v":""},{"$f":"IF(C63=\"\",\"\",VLOOKUP(C63,'Cennik Płaski'!$D$2:$AD$15681,4,0))","v":""},null,{"$f":"IF(C63=\"\",\"\",VLOOKUP(C63,'Cennik Płaski'!$D$2:$AD$15681,9,0))","v":""},"",null,"","",{"$f":"IF(C63=\"\",\"\",VLOOKUP(C63,'[3]CENNIK PŁASKI'!$C$2:$AH$27586,24,0))","v":""},"",{"$f":"IF(C63=\"\",\"\",VLOOKUP(C63,'[3]CENNIK PŁASKI'!$C$2:$AH$27586,25,0))","v":""},"",""]
[null,50,null,{"$f":"IF(C64=\"\",\"\",VLOOKUP(C64,'Cennik Płaski'!$D$2:$AD$15681,3,0))","v":""},{"$f":"IF(C64=\"\",\"\",VLOOKUP(C64,'Cennik Płaski'!$D$2:$AD$15681,4,0))","v":""},null,{"$f":"IF(C64=\"\",\"\",VLOOKUP(C64,'Cennik Płaski'!$D$2:$AD$15681,9,0))","v":""},"",null,"","",{"$f":"IF(C64=\"\",\"\",VLOOKUP(C64,'[3]CENNIK PŁASKI'!$C$2:$AH$27586,24,0))","v":""},"",{"$f":"IF(C64=\"\",\"\",VLOOKUP(C64,'[3]CENNIK PŁASKI'!$C$2:$AH$27586,25,0))","v":""},"",""]
[null,51,null,{"$f":"IF(C65=\"\",\"\",VLOOKUP(C65,'Cennik Płaski'!$D$2:$AD$15681,3,0))","v":""},{"$f":"IF(C65=\"\",\"\",VLOOKUP(C65,'Cennik Płaski'!$D$2:$AD$15681,4,0))","v":""},null,{"$f":"IF(C65=\"\",\"\",VLOOKUP(C65,'Cennik Płaski'!$D$2:$AD$15681,9,0))","v":""},"",null,"","",{"$f":"IF(C65=\"\",\"\",VLOOKUP(C65,'[3]CENNIK PŁASKI'!$C$2:$AH$27586,24,0))","v":""},"",{"$f":"IF(C65=\"\",\"\",VLOOKUP(C65,'[3]CENNIK PŁASKI'!$C$2:$AH$27586,25,0))","v":""},"",""]
[null,52,null,{"$f":"IF(C66=\"\",\"\",VLOOKUP(C66,'Cennik Płaski'!$D$2:$AD$15681,3,0))","v":""},{"$f":"IF(C66=\"\",\"\",VLOOKUP(C66,'Cennik Płaski'!$D$2:$AD$15681,4,0))","v":""},null,{"$f":"IF(C66=\"\",\"\",VLOOKUP(C66,'Cennik Płaski'!$D$2:$AD$15681,9,0))","v":""},"",null,"","",{"$f":"IF(C66=\"\",\"\",VLOOKUP(C66,'[3]CENNIK PŁASKI'!$C$2:$AH$27586,24,0))","v":""},"",{"$f":"IF(C66=\"\",\"\",VLOOKUP(C66,'[3]CENNIK PŁASKI'!$C$2:$AH$27586,25,0))","v":""},"",""]
[null,53,null,{"$f":"IF(C67=\"\",\"\",VLOOKUP(C67,'Cennik Płaski'!$D$2:$AD$15681,3,0))","v":""},{"$f":"IF(C67=\"\",\"\",VLOOKUP(C67,'Cennik Płaski'!$D$2:$AD$15681,4,0))","v":""},null,{"$f":"IF(C67=\"\",\"\",VLOOKUP(C67,'Cennik Płaski'!$D$2:$AD$15681,9,0))","v":""},"",null,"","",{"$f":"IF(C67=\"\",\"\",VLOOKUP(C67,'[3]CENNIK PŁASKI'!$C$2:$AH$27586,24,0))","v":""},"",{"$f":"IF(C67=\"\",\"\",VLOOKUP(C67,'[3]CENNIK PŁASKI'!$C$2:$AH$27586,25,0))","v":""},"",""]
[null,54,null,{"$f":"IF(C68=\"\",\"\",VLOOKUP(C68,'Cennik Płaski'!$D$2:$AD$15681,3,0))","v":""},{"$f":"IF(C68=\"\",\"\",VLOOKUP(C68,'Cennik Płaski'!$D$2:$AD$15681,4,0))","v":""},null,{"$f":"IF(C68=\"\",\"\",VLOOKUP(C68,'Cennik Płaski'!$D$2:$AD$15681,9,0))","v":""},"",null,"","",{"$f":"IF(C68=\"\",\"\",VLOOKUP(C68,'[3]CENNIK PŁASKI'!$C$2:$AH$27586,24,0))","v":""},"",{"$f":"IF(C68=\"\",\"\",VLOOKUP(C68,'[3]CENNIK PŁASKI'!$C$2:$AH$27586,25,0))","v":""},"",""]
[null,55,null,{"$f":"IF(C69=\"\",\"\",VLOOKUP(C69,'Cennik Płaski'!$D$2:$AD$15681,3,0))","v":""},{"$f":"IF(C69=\"\",\"\",VLOOKUP(C69,'Cennik Płaski'!$D$2:$AD$15681,4,0))","v":""},null,{"$f":"IF(C69=\"\",\"\",VLOOKUP(C69,'Cennik Płaski'!$D$2:$AD$15681,9,0))","v":""},"",null,"","",{"$f":"IF(C69=\"\",\"\",VLOOKUP(C69,'[3]CENNIK PŁASKI'!$C$2:$AH$27586,24,0))","v":""},"",{"$f":"IF(C69=\"\",\"\",VLOOKUP(C69,'[3]CENNIK PŁASKI'!$C$2:$AH$27586,25,0))","v":""},"",""]
[null,56,null,{"$f":"IF(C70=\"\",\"\",VLOOKUP(C70,'Cennik Płaski'!$D$2:$AD$15681,3,0))","v":""},{"$f":"IF(C70=\"\",\"\",VLOOKUP(C70,'Cennik Płaski'!$D$2:$AD$15681,4,0))","v":""},null,{"$f":"IF(C70=\"\",\"\",VLOOKUP(C70,'Cennik Płaski'!$D$2:$AD$15681,9,0))","v":""},"",null,"","",{"$f":"IF(C70=\"\",\"\",VLOOKUP(C70,'[3]CENNIK PŁASKI'!$C$2:$AH$27586,24,0))","v":""},"",{"$f":"IF(C70=\"\",\"\",VLOOKUP(C70,'[3]CENNIK PŁASKI'!$C$2:$AH$27586,25,0))","v":""},"",""]
[null,57,null,{"$f":"IF(C71=\"\",\"\",VLOOKUP(C71,'Cennik Płaski'!$D$2:$AD$15681,3,0))","v":""},{"$f":"IF(C71=\"\",\"\",VLOOKUP(C71,'Cennik Płaski'!$D$2:$AD$15681,4,0))","v":""},null,{"$f":"IF(C71=\"\",\"\",VLOOKUP(C71,'Cennik Płaski'!$D$2:$AD$15681,9,0))","v":""},"",null,"","",{"$f":"IF(C71=\"\",\"\",VLOOKUP(C71,'[3]CENNIK PŁASKI'!$C$2:$AH$27586,24,0))","v":""},"",{"$f":"IF(C71=\"\",\"\",VLOOKUP(C71,'[3]CENNIK PŁASKI'!$C$2:$AH$27586,25,0))","v":""},"",""]
[null,58,null,{"$f":"IF(C72=\"\",\"\",VLOOKUP(C72,'Cennik Płaski'!$D$2:$AD$15681,3,0))","v":""},{"$f":"IF(C72=\"\",\"\",VLOOKUP(C72,'Cennik Płaski'!$D$2:$AD$15681,4,0))","v":""},null,{"$f":"IF(C72=\"\",\"\",VLOOKUP(C72,'Cennik Płaski'!$D$2:$AD$15681,9,0))","v":""},"",null,"","",{"$f":"IF(C72=\"\",\"\",VLOOKUP(C72,'[3]CENNIK PŁASKI'!$C$2:$AH$27586,24,0))","v":""},"",{"$f":"IF(C72=\"\",\"\",VLOOKUP(C72,'[3]CENNIK PŁASKI'!$C$2:$AH$27586,25,0))","v":""},"",""]
[null,59,null,{"$f":"IF(C73=\"\",\"\",VLOOKUP(C73,'Cennik Płaski'!$D$2:$AD$15681,3,0))","v":""},{"$f":"IF(C73=\"\",\"\",VLOOKUP(C73,'Cennik Płaski'!$D$2:$AD$15681,4,0))","v":""},null,{"$f":"IF(C73=\"\",\"\",VLOOKUP(C73,'Cennik Płaski'!$D$2:$AD$15681,9,0))","v":""},"",null,"","",{"$f":"IF(C73=\"\",\"\",VLOOKUP(C73,'[3]CENNIK PŁASKI'!$C$2:$AH$27586,24,0))","v":""},"",{"$f":"IF(C73=\"\",\"\",VLOOKUP(C73,'[3]CENNIK PŁASKI'!$C$2:$AH$27586,25,0))","v":""},"",""]
[null,60,null,{"$f":"IF(C74=\"\",\"\",VLOOKUP(C74,'Cennik Płaski'!$D$2:$AD$15681,3,0))","v":""},{"$f":"IF(C74=\"\",\"\",VLOOKUP(C74,'Cennik Płaski'!$D$2:$AD$15681,4,0))","v":""},null,{"$f":"IF(C74=\"\",\"\",VLOOKUP(C74,'Cennik Płaski'!$D$2:$AD$15681,9,0))","v":""},"",null,"","",{"$f":"IF(C74=\"\",\"\",VLOOKUP(C74,'[3]CENNIK PŁASKI'!$C$2:$AH$27586,24,0))","v":""},"",{"$f":"IF(C74=\"\",\"\",VLOOKUP(C74,'[3]CENNIK PŁASKI'!$C$2:$AH$27586,25,0))","v":""},"",""]
[null,61,null,{"$f":"IF(C75=\"\",\"\",VLOOKUP(C75,'Cennik Płaski'!$D$2:$AD$15681,3,0))","v":""},{"$f":"IF(C75=\"\",\"\",VLOOKUP(C75,'Cennik Płaski'!$D$2:$AD$15681,4,0))","v":""},null,{"$f":"IF(C75=\"\",\"\",VLOOKUP(C75,'Cennik Płaski'!$D$2:$AD$15681,9,0))","v":""},"",null,"","",{"$f":"IF(C75=\"\",\"\",VLOOKUP(C75,'[3]CENNIK PŁASKI'!$C$2:$AH$27586,24,0))","v":""},"",{"$f":"IF(C75=\"\",\"\",VLOOKUP(C75,'[3]CENNIK PŁASKI'!$C$2:$AH$27586,25,0))","v":""},"",""]
[null,62,null,{"$f":"IF(C76=\"\",\"\",VLOOKUP(C76,'Cennik Płaski'!$D$2:$AD$15681,3,0))","v":""},{"$f":"IF(C76=\"\",\"\",VLOOKUP(C76,'Cennik Płaski'!$D$2:$AD$15681,4,0))","v":""},null,{"$f":"IF(C76=\"\",\"\",VLOOKUP(C76,'Cennik Płaski'!$D$2:$AD$15681,9,0))","v":""},"",null,"","",{"$f":"IF(C76=\"\",\"\",VLOOKUP(C76,'[3]CENNIK PŁASKI'!$C$2:$AH$27586,24,0))","v":""},"",{"$f":"IF(C76=\"\",\"\",VLOOKUP(C76,'[3]CENNIK PŁASKI'!$C$2:$AH$27586,25,0))","v":""},"",""]
[null,63,null,{"$f":"IF(C77=\"\",\"\",VLOOKUP(C77,'Cennik Płaski'!$D$2:$AD$15681,3,0))","v":""},{"$f":"IF(C77=\"\",\"\",VLOOKUP(C77,'Cennik Płaski'!$D$2:$AD$15681,4,0))","v":""},null,{"$f":"IF(C77=\"\",\"\",VLOOKUP(C77,'Cennik Płaski'!$D$2:$AD$15681,9,0))","v":""},"",null,"","",{"$f":"IF(C77=\"\",\"\",VLOOKUP(C77,'[3]CENNIK PŁASKI'!$C$2:$AH$27586,24,0))","v":""},"",{"$f":"IF(C77=\"\",\"\",VLOOKUP(C77,'[3]CENNIK PŁASKI'!$C$2:$AH$27586,25,0))","v":""},"",""]
[null,64,null,{"$f":"IF(C78=\"\",\"\",VLOOKUP(C78,'Cennik Płaski'!$D$2:$AD$15681,3,0))","v":""},{"$f":"IF(C78=\"\",\"\",VLOOKUP(C78,'Cennik Płaski'!$D$2:$AD$15681,4,0))","v":""},null,{"$f":"IF(C78=\"\",\"\",VLOOKUP(C78,'Cennik Płaski'!$D$2:$AD$15681,9,0))","v":""},"",null,"","",{"$f":"IF(C78=\"\",\"\",VLOOKUP(C78,'[3]CENNIK PŁASKI'!$C$2:$AH$27586,24,0))","v":""},"",{"$f":"IF(C78=\"\",\"\",VLOOKUP(C78,'[3]CENNIK PŁASKI'!$C$2:$AH$27586,25,0))","v":""},"",{"$f":"IF(C78<>\"\",IF(ISNUMBER(F78),\"\",\"Proszę wpisać ilość\"),\"\")","v":""}]
[null,65,null,{"$f":"IF(C79=\"\",\"\",VLOOKUP(C79,'Cennik Płaski'!$D$2:$AD$15681,3,0))","v":""},{"$f":"IF(C79=\"\",\"\",VLOOKUP(C79,'Cennik Płaski'!$D$2:$AD$15681,4,0))","v":""},null,{"$f":"IF(C79=\"\",\"\",VLOOKUP(C79,'Cennik Płaski'!$D$2:$AD$15681,9,0))","v":""},"",null,"","",{"$f":"IF(C79=\"\",\"\",VLOOKUP(C79,'[3]CENNIK PŁASKI'!$C$2:$AH$27586,24,0))","v":""},"",{"$f":"IF(C79=\"\",\"\",VLOOKUP(C79,'[3]CENNIK PŁASKI'!$C$2:$AH$27586,25,0))","v":""},"",""]
[null,66,null,{"$f":"IF(C80=\"\",\"\",VLOOKUP(C80,'Cennik Płaski'!$D$2:$AD$15681,3,0))","v":""},{"$f":"IF(C80=\"\",\"\",VLOOKUP(C80,'Cennik Płaski'!$D$2:$AD$15681,4,0))","v":""},null,{"$f":"IF(C80=\"\",\"\",VLOOKUP(C80,'Cennik Płaski'!$D$2:$AD$15681,9,0))","v":""},{"$f":"IF(C80=\"\",\"\",F80*G80)","v":""},null,{"$f":"IF(B80=\"\",\"\",IF(I80>0,G80*(1-I80),G80))","v":""},{"$f":"IF(C80=\"\",\"\",IF(I80>0,H80*(1-I80),H80))","v":""},{"$f":"IF(C80=\"\",\"\",VLOOKUP(C80,'[3]CENNIK PŁASKI'!$C$2:$AH$27586,24,0))","v":""},{"$f":"HYPERLINK(L80,L80)","v":""},{"$f":"IF(C80=\"\",\"\",VLOOKUP(C80,'[3]CENNIK PŁASKI'!$C$2:$AH$27586,25,0))","v":""},{"$f":"HYPERLINK(N80,N80)","v":""},""]
[null,67,null,{"$f":"IF(C81=\"\",\"\",VLOOKUP(C81,'Cennik Płaski'!$D$2:$AD$15681,3,0))","v":""},{"$f":"IF(C81=\"\",\"\",VLOOKUP(C81,'Cennik Płaski'!$D$2:$AD$15681,4,0))","v":""},null,{"$f":"IF(C81=\"\",\"\",VLOOKUP(C81,'Cennik Płaski'!$D$2:$AD$15681,9,0))","v":""},"",null,"","",{"$f":"IF(C81=\"\",\"\",VLOOKUP(C81,'[3]CENNIK PŁASKI'!$C$2:$AH$27586,24,0))","v":""},"",{"$f":"IF(C81=\"\",\"\",VLOOKUP(C81,'[3]CENNIK PŁASKI'!$C$2:$AH$27586,25,0))","v":""},"",""]
[null,68,null,{"$f":"IF(C82=\"\",\"\",VLOOKUP(C82,'Cennik Płaski'!$D$2:$AD$15681,3,0))","v":""},{"$f":"IF(C82=\"\",\"\",VLOOKUP(C82,'Cennik Płaski'!$D$2:$AD$15681,4,0))","v":""},null,{"$f":"IF(C82=\"\",\"\",VLOOKUP(C82,'Cennik Płaski'!$D$2:$AD$15681,9,0))","v":""},"",null,"","",{"$f":"IF(C82=\"\",\"\",VLOOKUP(C82,'[3]CENNIK PŁASKI'!$C$2:$AH$27586,24,0))","v":""},"",{"$f":"IF(C82=\"\",\"\",VLOOKUP(C82,'[3]CENNIK PŁASKI'!$C$2:$AH$27586,25,0))","v":""},"",""]
[null,69,null,{"$f":"IF(C83=\"\",\"\",VLOOKUP(C83,'Cennik Płaski'!$D$2:$AD$15681,3,0))","v":""},{"$f":"IF(C83=\"\",\"\",VLOOKUP(C83,'Cennik Płaski'!$D$2:$AD$15681,4,0))","v":""},null,{"$f":"IF(C83=\"\",\"\",VLOOKUP(C83,'Cennik Płaski'!$D$2:$AD$15681,9,0))","v":""},"",null,"","",{"$f":"IF(C83=\"\",\"\",VLOOKUP(C83,'[3]CENNIK PŁASKI'!$C$2:$AH$27586,24,0))","v":""},"",{"$f":"IF(C83=\"\",\"\",VLOOKUP(C83,'[3]CENNIK PŁASKI'!$C$2:$AH$27586,25,0))","v":""},"",""]
[null,70,null,{"$f":"IF(C84=\"\",\"\",VLOOKUP(C84,'Cennik Płaski'!$D$2:$AD$15681,3,0))","v":""},{"$f":"IF(C84=\"\",\"\",VLOOKUP(C84,'Cennik Płaski'!$D$2:$AD$15681,4,0))","v":""},null,{"$f":"IF(C84=\"\",\"\",VLOOKUP(C84,'Cennik Płaski'!$D$2:$AD$15681,9,0))","v":""},"",null,"","",{"$f":"IF(C84=\"\",\"\",VLOOKUP(C84,'[3]CENNIK PŁASKI'!$C$2:$AH$27586,24,0))","v":""},"",{"$f":"IF(C84=\"\",\"\",VLOOKUP(C84,'[3]CENNIK PŁASKI'!$C$2:$AH$27586,25,0))","v":""},"",""]
[null,71,null,{"$f":"IF(C85=\"\",\"\",VLOOKUP(C85,'Cennik Płaski'!$D$2:$AD$15681,3,0))","v":""},{"$f":"IF(C85=\"\",\"\",VLOOKUP(C85,'Cennik Płaski'!$D$2:$AD$15681,4,0))","v":""},null,{"$f":"IF(C85=\"\",\"\",VLOOKUP(C85,'Cennik Płaski'!$D$2:$AD$15681,9,0))","v":""},"",null,"","",{"$f":"IF(C85=\"\",\"\",VLOOKUP(C85,'[3]CENNIK PŁASKI'!$C$2:$AH$27586,24,0))","v":""},"",{"$f":"IF(C85=\"\",\"\",VLOOKUP(C85,'[3]CENNIK PŁASKI'!$C$2:$AH$27586,25,0))","v":""},"",""]
[null,72,null,{"$f":"IF(C86=\"\",\"\",VLOOKUP(C86,'Cennik Płaski'!$D$2:$AD$15681,3,0))","v":""},{"$f":"IF(C86=\"\",\"\",VLOOKUP(C86,'Cennik Płaski'!$D$2:$AD$15681,4,0))","v":""},null,{"$f":"IF(C86=\"\",\"\",VLOOKUP(C86,'Cennik Płaski'!$D$2:$AD$15681,9,0))","v":""},"",null,"","",{"$f":"IF(C86=\"\",\"\",VLOOKUP(C86,'[3]CENNIK PŁASKI'!$C$2:$AH$27586,24,0))","v":""},"",{"$f":"IF(C86=\"\",\"\",VLOOKUP(C86,'[3]CENNIK PŁASKI'!$C$2:$AH$27586,25,0))","v":""},"",""]
[null,73,null,{"$f":"IF(C87=\"\",\"\",VLOOKUP(C87,'Cennik Płaski'!$D$2:$AD$15681,3,0))","v":""},{"$f":"IF(C87=\"\",\"\",VLOOKUP(C87,'Cennik Płaski'!$D$2:$AD$15681,4,0))","v":""},null,{"$f":"IF(C87=\"\",\"\",VLOOKUP(C87,'Cennik Płaski'!$D$2:$AD$15681,9,0))","v":""},"",null,"","",{"$f":"IF(C87=\"\",\"\",VLOOKUP(C87,'[3]CENNIK PŁASKI'!$C$2:$AH$27586,24,0))","v":""},"",{"$f":"IF(C87=\"\",\"\",VLOOKUP(C87,'[3]CENNIK PŁASKI'!$C$2:$AH$27586,25,0))","v":""},"",""]
[null,74,null,{"$f":"IF(C88=\"\",\"\",VLOOKUP(C88,'Cennik Płaski'!$D$2:$AD$15681,3,0))","v":""},{"$f":"IF(C88=\"\",\"\",VLOOKUP(C88,'Cennik Płaski'!$D$2:$AD$15681,4,0))","v":""},null,{"$f":"IF(C88=\"\",\"\",VLOOKUP(C88,'Cennik Płaski'!$D$2:$AD$15681,9,0))","v":""},"",null,"","",{"$f":"IF(C88=\"\",\"\",VLOOKUP(C88,'[3]CENNIK PŁASKI'!$C$2:$AH$27586,24,0))","v":""},"",{"$f":"IF(C88=\"\",\"\",VLOOKUP(C88,'[3]CENNIK PŁASKI'!$C$2:$AH$27586,25,0))","v":""},"",""]
[null,75,null,{"$f":"IF(C89=\"\",\"\",VLOOKUP(C89,'Cennik Płaski'!$D$2:$AD$15681,3,0))","v":""},{"$f":"IF(C89=\"\",\"\",VLOOKUP(C89,'Cennik Płaski'!$D$2:$AD$15681,4,0))","v":""},null,{"$f":"IF(C89=\"\",\"\",VLOOKUP(C89,'Cennik Płaski'!$D$2:$AD$15681,9,0))","v":""},"",null,"","",{"$f":"IF(C89=\"\",\"\",VLOOKUP(C89,'[3]CENNIK PŁASKI'!$C$2:$AH$27586,24,0))","v":""},"",{"$f":"IF(C89=\"\",\"\",VLOOKUP(C89,'[3]CENNIK PŁASKI'!$C$2:$AH$27586,25,0))","v":""},"",""]
[null,76,null,{"$f":"IF(C90=\"\",\"\",VLOOKUP(C90,'Cennik Płaski'!$D$2:$AD$15681,3,0))","v":""},{"$f":"IF(C90=\"\",\"\",VLOOKUP(C90,'Cennik Płaski'!$D$2:$AD$15681,4,0))","v":""},null,{"$f":"IF(C90=\"\",\"\",VLOOKUP(C90,'Cennik Płaski'!$D$2:$AD$15681,9,0))","v":""},"",null,"","",{"$f":"IF(C90=\"\",\"\",VLOOKUP(C90,'[3]CENNIK PŁASKI'!$C$2:$AH$27586,24,0))","v":""},"",{"$f":"IF(C90=\"\",\"\",VLOOKUP(C90,'[3]CENNIK PŁASKI'!$C$2:$AH$27586,25,0))","v":""},"",""]
[null,77,null,{"$f":"IF(C91=\"\",\"\",VLOOKUP(C91,'Cennik Płaski'!$D$2:$AD$15681,3,0))","v":""},{"$f":"IF(C91=\"\",\"\",VLOOKUP(C91,'Cennik Płaski'!$D$2:$AD$15681,4,0))","v":""},null,{"$f":"IF(C91=\"\",\"\",VLOOKUP(C91,'Cennik Płaski'!$D$2:$AD$15681,9,0))","v":""},"",null,"","",{"$f":"IF(C91=\"\",\"\",VLOOKUP(C91,'[3]CENNIK PŁASKI'!$C$2:$AH$27586,24,0))","v":""},"",{"$f":"IF(C91=\"\",\"\",VLOOKUP(C91,'[3]CENNIK PŁASKI'!$C$2:$AH$27586,25,0))","v":""},"",""]
[null,78,null,{"$f":"IF(C92=\"\",\"\",VLOOKUP(C92,'Cennik Płaski'!$D$2:$AD$15681,3,0))","v":""},{"$f":"IF(C92=\"\",\"\",VLOOKUP(C92,'Cennik Płaski'!$D$2:$AD$15681,4,0))","v":""},null,{"$f":"IF(C92=\"\",\"\",VLOOKUP(C92,'Cennik Płaski'!$D$2:$AD$15681,9,0))","v":""},"",null,"","",{"$f":"IF(C92=\"\",\"\",VLOOKUP(C92,'[3]CENNIK PŁASKI'!$C$2:$AH$27586,24,0))","v":""},"",{"$f":"IF(C92=\"\",\"\",VLOOKUP(C92,'[3]CENNIK PŁASKI'!$C$2:$AH$27586,25,0))","v":""},"",""]
[null,79,null,{"$f":"IF(C93=\"\",\"\",VLOOKUP(C93,'Cennik Płaski'!$D$2:$AD$15681,3,0))","v":""},{"$f":"IF(C93=\"\",\"\",VLOOKUP(C93,'Cennik Płaski'!$D$2:$AD$15681,4,0))","v":""},null,{"$f":"IF(C93=\"\",\"\",VLOOKUP(C93,'Cennik Płaski'!$D$2:$AD$15681,9,0))","v":""},"",null,"","",{"$f":"IF(C93=\"\",\"\",VLOOKUP(C93,'[3]CENNIK PŁASKI'!$C$2:$AH$27586,24,0))","v":""},"",{"$f":"IF(C93=\"\",\"\",VLOOKUP(C93,'[3]CENNIK PŁASKI'!$C$2:$AH$27586,25,0))","v":""},"",""]
[null,80,null,{"$f":"IF(C94=\"\",\"\",VLOOKUP(C94,'Cennik Płaski'!$D$2:$AD$15681,3,0))","v":""},{"$f":"IF(C94=\"\",\"\",VLOOKUP(C94,'Cennik Płaski'!$D$2:$AD$15681,4,0))","v":""},null,{"$f":"IF(C94=\"\",\"\",VLOOKUP(C94,'Cennik Płaski'!$D$2:$AD$15681,9,0))","v":""},"",null,"","",{"$f":"IF(C94=\"\",\"\",VLOOKUP(C94,'[3]CENNIK PŁASKI'!$C$2:$AH$27586,24,0))","v":""},"",{"$f":"IF(C94=\"\",\"\",VLOOKUP(C94,'[3]CENNIK PŁASKI'!$C$2:$AH$27586,25,0))","v":""},"",""]
[null,81,null,{"$f":"IF(C95=\"\",\"\",VLOOKUP(C95,'Cennik Płaski'!$D$2:$AD$15681,3,0))","v":""},{"$f":"IF(C95=\"\",\"\",VLOOKUP(C95,'Cennik Płaski'!$D$2:$AD$15681,4,0))","v":""},null,{"$f":"IF(C95=\"\",\"\",VLOOKUP(C95,'Cennik Płaski'!$D$2:$AD$15681,9,0))","v":""},"",null,"","",{"$f":"IF(C95=\"\",\"\",VLOOKUP(C95,'[3]CENNIK PŁASKI'!$C$2:$AH$27586,24,0))","v":""},"",{"$f":"IF(C95=\"\",\"\",VLOOKUP(C95,'[3]CENNIK PŁASKI'!$C$2:$AH$27586,25,0))","v":""},"",""]
[null,82,null,{"$f":"IF(C96=\"\",\"\",VLOOKUP(C96,'Cennik Płaski'!$D$2:$AD$15681,3,0))","v":""},{"$f":"IF(C96=\"\",\"\",VLOOKUP(C96,'Cennik Płaski'!$D$2:$AD$15681,4,0))","v":""},null,{"$f":"IF(C96=\"\",\"\",VLOOKUP(C96,'Cennik Płaski'!$D$2:$AD$15681,9,0))","v":""},"",null,"","",{"$f":"IF(C96=\"\",\"\",VLOOKUP(C96,'[3]CENNIK PŁASKI'!$C$2:$AH$27586,24,0))","v":""},"",{"$f":"IF(C96=\"\",\"\",VLOOKUP(C96,'[3]CENNIK PŁASKI'!$C$2:$AH$27586,25,0))","v":""},"",""]
[null,83,null,{"$f":"IF(C97=\"\",\"\",VLOOKUP(C97,'Cennik Płaski'!$D$2:$AD$15681,3,0))","v":""},{"$f":"IF(C97=\"\",\"\",VLOOKUP(C97,'Cennik Płaski'!$D$2:$AD$15681,4,0))","v":""},null,{"$f":"IF(C97=\"\",\"\",VLOOKUP(C97,'Cennik Płaski'!$D$2:$AD$15681,9,0))","v":""},"",null,"","",{"$f":"IF(C97=\"\",\"\",VLOOKUP(C97,'[3]CENNIK PŁASKI'!$C$2:$AH$27586,24,0))","v":""},"",{"$f":"IF(C97=\"\",\"\",VLOOKUP(C97,'[3]CENNIK PŁASKI'!$C$2:$AH$27586,25,0))","v":""},"",""]
[null,84,null,{"$f":"IF(C98=\"\",\"\",VLOOKUP(C98,'Cennik Płaski'!$D$2:$AD$15681,3,0))","v":""},{"$f":"IF(C98=\"\",\"\",VLOOKUP(C98,'Cennik Płaski'!$D$2:$AD$15681,4,0))","v":""},null,{"$f":"IF(C98=\"\",\"\",VLOOKUP(C98,'Cennik Płaski'!$D$2:$AD$15681,9,0))","v":""},"",null,"","",{"$f":"IF(C98=\"\",\"\",VLOOKUP(C98,'[3]CENNIK PŁASKI'!$C$2:$AH$27586,24,0))","v":""},"",{"$f":"IF(C98=\"\",\"\",VLOOKUP(C98,'[3]CENNIK PŁASKI'!$C$2:$AH$27586,25,0))","v":""},"",""]
[null,85,null,{"$f":"IF(C99=\"\",\"\",VLOOKUP(C99,'Cennik Płaski'!$D$2:$AD$15681,3,0))","v":""},{"$f":"IF(C99=\"\",\"\",VLOOKUP(C99,'Cennik Płaski'!$D$2:$AD$15681,4,0))","v":""},null,{"$f":"IF(C99=\"\",\"\",VLOOKUP(C99,'Cennik Płaski'!$D$2:$AD$15681,9,0))","v":""},"",null,"","",{"$f":"IF(C99=\"\",\"\",VLOOKUP(C99,'[3]CENNIK PŁASKI'!$C$2:$AH$27586,24,0))","v":""},"",{"$f":"IF(C99=\"\",\"\",VLOOKUP(C99,'[3]CENNIK PŁASKI'!$C$2:$AH$27586,25,0))","v":""},"",""]
[null,86,null,{"$f":"IF(C100=\"\",\"\",VLOOKUP(C100,'Cennik Płaski'!$D$2:$AD$15681,3,0))","v":""},{"$f":"IF(C100=\"\",\"\",VLOOKUP(C100,'Cennik Płaski'!$D$2:$AD$15681,4,0))","v":""},null,{"$f":"IF(C100=\"\",\"\",VLOOKUP(C100,'Cennik Płaski'!$D$2:$AD$15681,9,0))","v":""},"",null,"","",{"$f":"IF(C100=\"\",\"\",VLOOKUP(C100,'[3]CENNIK PŁASKI'!$C$2:$AH$27586,24,0))","v":""},"",{"$f":"IF(C100=\"\",\"\",VLOOKUP(C100,'[3]CENNIK PŁASKI'!$C$2:$AH$27586,25,0))","v":""},"",""]
[null,87,null,{"$f":"IF(C101=\"\",\"\",VLOOKUP(C101,'Cennik Płaski'!$D$2:$AD$15681,3,0))","v":""},{"$f":"IF(C101=\"\",\"\",VLOOKUP(C101,'Cennik Płaski'!$D$2:$AD$15681,4,0))","v":""},null,{"$f":"IF(C101=\"\",\"\",VLOOKUP(C101,'Cennik Płaski'!$D$2:$AD$15681,9,0))","v":""},"",null,"","",{"$f":"IF(C101=\"\",\"\",VLOOKUP(C101,'[3]CENNIK PŁASKI'!$C$2:$AH$27586,24,0))","v":""},"",{"$f":"IF(C101=\"\",\"\",VLOOKUP(C101,'[3]CENNIK PŁASKI'!$C$2:$AH$27586,25,0))","v":""},"",""]
[null,88,null,{"$f":"IF(C102=\"\",\"\",VLOOKUP(C102,'Cennik Płaski'!$D$2:$AD$15681,3,0))","v":""},{"$f":"IF(C102=\"\",\"\",VLOOKUP(C102,'Cennik Płaski'!$D$2:$AD$15681,4,0))","v":""},null,{"$f":"IF(C102=\"\",\"\",VLOOKUP(C102,'Cennik Płaski'!$D$2:$AD$15681,9,0))","v":""},"",null,"","",{"$f":"IF(C102=\"\",\"\",VLOOKUP(C102,'[3]CENNIK PŁASKI'!$C$2:$AH$27586,24,0))","v":""},"",{"$f":"IF(C102=\"\",\"\",VLOOKUP(C102,'[3]CENNIK PŁASKI'!$C$2:$AH$27586,25,0))","v":""},"",""]
[null,89,null,{"$f":"IF(C103=\"\",\"\",VLOOKUP(C103,'Cennik Płaski'!$D$2:$AD$15681,3,0))","v":""},{"$f":"IF(C103=\"\",\"\",VLOOKUP(C103,'Cennik Płaski'!$D$2:$AD$15681,4,0))","v":""},null,{"$f":"IF(C103=\"\",\"\",VLOOKUP(C103,'Cennik Płaski'!$D$2:$AD$15681,9,0))","v":""},"",null,"","",{"$f":"IF(C103=\"\",\"\",VLOOKUP(C103,'[3]CENNIK PŁASKI'!$C$2:$AH$27586,24,0))","v":""},"",{"$f":"IF(C103=\"\",\"\",VLOOKUP(C103,'[3]CENNIK PŁASKI'!$C$2:$AH$27586,25,0))","v":""},"",""]
[null,90,null,{"$f":"IF(C104=\"\",\"\",VLOOKUP(C104,'Cennik Płaski'!$D$2:$AD$15681,3,0))","v":""},{"$f":"IF(C104=\"\",\"\",VLOOKUP(C104,'Cennik Płaski'!$D$2:$AD$15681,4,0))","v":""},null,{"$f":"IF(C104=\"\",\"\",VLOOKUP(C104,'Cennik Płaski'!$D$2:$AD$15681,9,0))","v":""},"",null,"","",{"$f":"IF(C104=\"\",\"\",VLOOKUP(C104,'[3]CENNIK PŁASKI'!$C$2:$AH$27586,24,0))","v":""},"",{"$f":"IF(C104=\"\",\"\",VLOOKUP(C104,'[3]CENNIK PŁASKI'!$C$2:$AH$27586,25,0))","v":""},"",""]
[null,91,null,{"$f":"IF(C105=\"\",\"\",VLOOKUP(C105,'Cennik Płaski'!$D$2:$AD$15681,3,0))","v":""},{"$f":"IF(C105=\"\",\"\",VLOOKUP(C105,'Cennik Płaski'!$D$2:$AD$15681,4,0))","v":""},null,{"$f":"IF(C105=\"\",\"\",VLOOKUP(C105,'Cennik Płaski'!$D$2:$AD$15681,9,0))","v":""},"",null,"","",{"$f":"IF(C105=\"\",\"\",VLOOKUP(C105,'[3]CENNIK PŁASKI'!$C$2:$AH$27586,24,0))","v":""},"",{"$f":"IF(C105=\"\",\"\",VLOOKUP(C105,'[3]CENNIK PŁASKI'!$C$2:$AH$27586,25,0))","v":""},"",""]
[null,92,null,{"$f":"IF(C106=\"\",\"\",VLOOKUP(C106,'Cennik Płaski'!$D$2:$AD$15681,3,0))","v":""},{"$f":"IF(C106=\"\",\"\",VLOOKUP(C106,'Cennik Płaski'!$D$2:$AD$15681,4,0))","v":""},null,{"$f":"IF(C106=\"\",\"\",VLOOKUP(C106,'Cennik Płaski'!$D$2:$AD$15681,9,0))","v":""},"",null,"","",{"$f":"IF(C106=\"\",\"\",VLOOKUP(C106,'[3]CENNIK PŁASKI'!$C$2:$AH$27586,24,0))","v":""},"",{"$f":"IF(C106=\"\",\"\",VLOOKUP(C106,'[3]CENNIK PŁASKI'!$C$2:$AH$27586,25,0))","v":""},"",""]
[null,93,null,{"$f":"IF(C107=\"\",\"\",VLOOKUP(C107,'Cennik Płaski'!$D$2:$AD$15681,3,0))","v":""},{"$f":"IF(C107=\"\",\"\",VLOOKUP(C107,'Cennik Płaski'!$D$2:$AD$15681,4,0))","v":""},null,{"$f":"IF(C107=\"\",\"\",VLOOKUP(C107,'Cennik Płaski'!$D$2:$AD$15681,9,0))","v":""},"",null,"","",{"$f":"IF(C107=\"\",\"\",VLOOKUP(C107,'[3]CENNIK PŁASKI'!$C$2:$AH$27586,24,0))","v":""},"",{"$f":"IF(C107=\"\",\"\",VLOOKUP(C107,'[3]CENNIK PŁASKI'!$C$2:$AH$27586,25,0))","v":""},"",""]
[null,94,null,{"$f":"IF(C108=\"\",\"\",VLOOKUP(C108,'Cennik Płaski'!$D$2:$AD$15681,3,0))","v":""},{"$f":"IF(C108=\"\",\"\",VLOOKUP(C108,'Cennik Płaski'!$D$2:$AD$15681,4,0))","v":""},null,{"$f":"IF(C108=\"\",\"\",VLOOKUP(C108,'Cennik Płaski'!$D$2:$AD$15681,9,0))","v":""},"",null,"","",{"$f":"IF(C108=\"\",\"\",VLOOKUP(C108,'[3]CENNIK PŁASKI'!$C$2:$AH$27586,24,0))","v":""},"",{"$f":"IF(C108=\"\",\"\",VLOOKUP(C108,'[3]CENNIK PŁASKI'!$C$2:$AH$27586,25,0))","v":""},"",""]
[null,95,null,{"$f":"IF(C109=\"\",\"\",VLOOKUP(C109,'Cennik Płaski'!$D$2:$AD$15681,3,0))","v":""},{"$f":"IF(C109=\"\",\"\",VLOOKUP(C109,'Cennik Płaski'!$D$2:$AD$15681,4,0))","v":""},null,{"$f":"IF(C109=\"\",\"\",VLOOKUP(C109,'Cennik Płaski'!$D$2:$AD$15681,9,0))","v":""},"",null,"","",{"$f":"IF(C109=\"\",\"\",VLOOKUP(C109,'[3]CENNIK PŁASKI'!$C$2:$AH$27586,24,0))","v":""},"",{"$f":"IF(C109=\"\",\"\",VLOOKUP(C109,'[3]CENNIK PŁASKI'!$C$2:$AH$27586,25,0))","v":""},"",""]
[null,96,null,{"$f":"IF(C110=\"\",\"\",VLOOKUP(C110,'Cennik Płaski'!$D$2:$AD$15681,3,0))","v":""},{"$f":"IF(C110=\"\",\"\",VLOOKUP(C110,'Cennik Płaski'!$D$2:$AD$15681,4,0))","v":""},null,{"$f":"IF(C110=\"\",\"\",VLOOKUP(C110,'Cennik Płaski'!$D$2:$AD$15681,9,0))","v":""},"",null,"","",{"$f":"IF(C110=\"\",\"\",VLOOKUP(C110,'[3]CENNIK PŁASKI'!$C$2:$AH$27586,24,0))","v":""},"",{"$f":"IF(C110=\"\",\"\",VLOOKUP(C110,'[3]CENNIK PŁASKI'!$C$2:$AH$27586,25,0))","v":""},"",""]
[null,97,null,{"$f":"IF(C111=\"\",\"\",VLOOKUP(C111,'Cennik Płaski'!$D$2:$AD$15681,3,0))","v":""},{"$f":"IF(C111=\"\",\"\",VLOOKUP(C111,'Cennik Płaski'!$D$2:$AD$15681,4,0))","v":""},null,{"$f":"IF(C111=\"\",\"\",VLOOKUP(C111,'Cennik Płaski'!$D$2:$AD$15681,9,0))","v":""},"",null,"","",{"$f":"IF(C111=\"\",\"\",VLOOKUP(C111,'[3]CENNIK PŁASKI'!$C$2:$AH$27586,24,0))","v":""},"",{"$f":"IF(C111=\"\",\"\",VLOOKUP(C111,'[3]CENNIK PŁASKI'!$C$2:$AH$27586,25,0))","v":""},"",""]
[null,98,null,{"$f":"IF(C112=\"\",\"\",VLOOKUP(C112,'Cennik Płaski'!$D$2:$AD$15681,3,0))","v":""},{"$f":"IF(C112=\"\",\"\",VLOOKUP(C112,'Cennik Płaski'!$D$2:$AD$15681,4,0))","v":""},null,{"$f":"IF(C112=\"\",\"\",VLOOKUP(C112,'Cennik Płaski'!$D$2:$AD$15681,9,0))","v":""},"",null,"","",{"$f":"IF(C112=\"\",\"\",VLOOKUP(C112,'[3]CENNIK PŁASKI'!$C$2:$AH$27586,24,0))","v":""},"",{"$f":"IF(C112=\"\",\"\",VLOOKUP(C112,'[3]CENNIK PŁASKI'!$C$2:$AH$27586,25,0))","v":""},"",""]
[null,99,null,{"$f":"IF(C113=\"\",\"\",VLOOKUP(C113,'Cennik Płaski'!$D$2:$AD$15681,3,0))","v":""},{"$f":"IF(C113=\"\",\"\",VLOOKUP(C113,'Cennik Płaski'!$D$2:$AD$15681,4,0))","v":""},null,{"$f":"IF(C113=\"\",\"\",VLOOKUP(C113,'Cennik Płaski'!$D$2:$AD$15681,9,0))","v":""},"",null,"","",{"$f":"IF(C113=\"\",\"\",VLOOKUP(C113,'[3]CENNIK PŁASKI'!$C$2:$AH$27586,24,0))","v":""},"",{"$f":"IF(C113=\"\",\"\",VLOOKUP(C113,'[3]CENNIK PŁASKI'!$C$2:$AH$27586,25,0))","v":""},"",""]
[null,100,null,{"$f":"IF(C114=\"\",\"\",VLOOKUP(C114,'Cennik Płaski'!$D$2:$AD$15681,3,0))","v":""},{"$f":"IF(C114=\"\",\"\",VLOOKUP(C114,'Cennik Płaski'!$D$2:$AD$15681,4,0))","v":""},null,{"$f":"IF(C114=\"\",\"\",VLOOKUP(C114,'Cennik Płaski'!$D$2:$AD$15681,9,0))","v":""},"",null,"","",{"$f":"IF(C114=\"\",\"\",VLOOKUP(C114,'[3]CENNIK PŁASKI'!$C$2:$AH$27586,24,0))","v":""},"",{"$f":"IF(C114=\"\",\"\",VLOOKUP(C114,'[3]CENNIK PŁASKI'!$C$2:$AH$27586,25,0))","v":""},"",""]
[null,101,null,{"$f":"IF(C115=\"\",\"\",VLOOKUP(C115,'Cennik Płaski'!$D$2:$AD$15681,3,0))","v":""},{"$f":"IF(C115=\"\",\"\",VLOOKUP(C115,'Cennik Płaski'!$D$2:$AD$15681,4,0))","v":""},null,{"$f":"IF(C115=\"\",\"\",VLOOKUP(C115,'Cennik Płaski'!$D$2:$AD$15681,9,0))","v":""},"",null,"","",{"$f":"IF(C115=\"\",\"\",VLOOKUP(C115,'[3]CENNIK PŁASKI'!$C$2:$AH$27586,24,0))","v":""},"",{"$f":"IF(C115=\"\",\"\",VLOOKUP(C115,'[3]CENNIK PŁASKI'!$C$2:$AH$27586,25,0))","v":""},"",""]
[null,102,null,{"$f":"IF(C116=\"\",\"\",VLOOKUP(C116,'Cennik Płaski'!$D$2:$AD$15681,3,0))","v":""},{"$f":"IF(C116=\"\",\"\",VLOOKUP(C116,'Cennik Płaski'!$D$2:$AD$15681,4,0))","v":""},null,{"$f":"IF(C116=\"\",\"\",VLOOKUP(C116,'Cennik Płaski'!$D$2:$AD$15681,9,0))","v":""},"",null,"","",{"$f":"IF(C116=\"\",\"\",VLOOKUP(C116,'[3]CENNIK PŁASKI'!$C$2:$AH$27586,24,0))","v":""},"",{"$f":"IF(C116=\"\",\"\",VLOOKUP(C116,'[3]CENNIK PŁASKI'!$C$2:$AH$27586,25,0))","v":""},"",""]
[null,103,null,{"$f":"IF(C117=\"\",\"\",VLOOKUP(C117,'Cennik Płaski'!$D$2:$AD$15681,3,0))","v":""},{"$f":"IF(C117=\"\",\"\",VLOOKUP(C117,'Cennik Płaski'!$D$2:$AD$15681,4,0))","v":""},null,{"$f":"IF(C117=\"\",\"\",VLOOKUP(C117,'Cennik Płaski'!$D$2:$AD$15681,9,0))","v":""},"",null,"","",{"$f":"IF(C117=\"\",\"\",VLOOKUP(C117,'[3]CENNIK PŁASKI'!$C$2:$AH$27586,24,0))","v":""},"",{"$f":"IF(C117=\"\",\"\",VLOOKUP(C117,'[3]CENNIK PŁASKI'!$C$2:$AH$27586,25,0))","v":""},"",""]
[null,104,null,{"$f":"IF(C118=\"\",\"\",VLOOKUP(C118,'Cennik Płaski'!$D$2:$AD$15681,3,0))","v":""},{"$f":"IF(C118=\"\",\"\",VLOOKUP(C118,'Cennik Płaski'!$D$2:$AD$15681,4,0))","v":""},null,{"$f":"IF(C118=\"\",\"\",VLOOKUP(C118,'Cennik Płaski'!$D$2:$AD$15681,9,0))","v":""},"",null,"","",{"$f":"IF(C118=\"\",\"\",VLOOKUP(C118,'[3]CENNIK PŁASKI'!$C$2:$AH$27586,24,0))","v":""},"",{"$f":"IF(C118=\"\",\"\",VLOOKUP(C118,'[3]CENNIK PŁASKI'!$C$2:$AH$27586,25,0))","v":""},"",""]
[null,105,null,{"$f":"IF(C119=\"\",\"\",VLOOKUP(C119,'Cennik Płaski'!$D$2:$AD$15681,3,0))","v":""},{"$f":"IF(C119=\"\",\"\",VLOOKUP(C119,'Cennik Płaski'!$D$2:$AD$15681,4,0))","v":""},null,{"$f":"IF(C119=\"\",\"\",VLOOKUP(C119,'Cennik Płaski'!$D$2:$AD$15681,9,0))","v":""},"",null,"","",{"$f":"IF(C119=\"\",\"\",VLOOKUP(C119,'[3]CENNIK PŁASKI'!$C$2:$AH$27586,24,0))","v":""},"",{"$f":"IF(C119=\"\",\"\",VLOOKUP(C119,'[3]CENNIK PŁASKI'!$C$2:$AH$27586,25,0))","v":""},"",""]
[null,106,null,{"$f":"IF(C120=\"\",\"\",VLOOKUP(C120,'Cennik Płaski'!$D$2:$AD$15681,3,0))","v":""},{"$f":"IF(C120=\"\",\"\",VLOOKUP(C120,'Cennik Płaski'!$D$2:$AD$15681,4,0))","v":""},null,{"$f":"IF(C120=\"\",\"\",VLOOKUP(C120,'Cennik Płaski'!$D$2:$AD$15681,9,0))","v":""},"",null,"","",{"$f":"IF(C120=\"\",\"\",VLOOKUP(C120,'[3]CENNIK PŁASKI'!$C$2:$AH$27586,24,0))","v":""},"",{"$f":"IF(C120=\"\",\"\",VLOOKUP(C120,'[3]CENNIK PŁASKI'!$C$2:$AH$27586,25,0))","v":""},"",""]
[null,107,null,{"$f":"IF(C121=\"\",\"\",VLOOKUP(C121,'Cennik Płaski'!$D$2:$AD$15681,3,0))","v":""},{"$f":"IF(C121=\"\",\"\",VLOOKUP(C121,'Cennik Płaski'!$D$2:$AD$15681,4,0))","v":""},null,{"$f":"IF(C121=\"\",\"\",VLOOKUP(C121,'Cennik Płaski'!$D$2:$AD$15681,9,0))","v":""},"",null,"","",{"$f":"IF(C121=\"\",\"\",VLOOKUP(C121,'[3]CENNIK PŁASKI'!$C$2:$AH$27586,24,0))","v":""},"",{"$f":"IF(C121=\"\",\"\",VLOOKUP(C121,'[3]CENNIK PŁASKI'!$C$2:$AH$27586,25,0))","v":""},"",""]
[null,108,null,{"$f":"IF(C122=\"\",\"\",VLOOKUP(C122,'Cennik Płaski'!$D$2:$AD$15681,3,0))","v":""},{"$f":"IF(C122=\"\",\"\",VLOOKUP(C122,'Cennik Płaski'!$D$2:$AD$15681,4,0))","v":""},null,{"$f":"IF(C122=\"\",\"\",VLOOKUP(C122,'Cennik Płaski'!$D$2:$AD$15681,9,0))","v":""},"",null,"","",{"$f":"IF(C122=\"\",\"\",VLOOKUP(C122,'[3]CENNIK PŁASKI'!$C$2:$AH$27586,24,0))","v":""},"",{"$f":"IF(C122=\"\",\"\",VLOOKUP(C122,'[3]CENNIK PŁASKI'!$C$2:$AH$27586,25,0))","v":""},"",""]
[null,109,null,{"$f":"IF(C123=\"\",\"\",VLOOKUP(C123,'Cennik Płaski'!$D$2:$AD$15681,3,0))","v":""},{"$f":"IF(C123=\"\",\"\",VLOOKUP(C123,'Cennik Płaski'!$D$2:$AD$15681,4,0))","v":""},null,{"$f":"IF(C123=\"\",\"\",VLOOKUP(C123,'Cennik Płaski'!$D$2:$AD$15681,9,0))","v":""},"",null,"","",{"$f":"IF(C123=\"\",\"\",VLOOKUP(C123,'[3]CENNIK PŁASKI'!$C$2:$AH$27586,24,0))","v":""},"",{"$f":"IF(C123=\"\",\"\",VLOOKUP(C123,'[3]CENNIK PŁASKI'!$C$2:$AH$27586,25,0))","v":""},"",""]
[null,110,null,{"$f":"IF(C124=\"\",\"\",VLOOKUP(C124,'Cennik Płaski'!$D$2:$AD$15681,3,0))","v":""},{"$f":"IF(C124=\"\",\"\",VLOOKUP(C124,'Cennik Płaski'!$D$2:$AD$15681,4,0))","v":""},null,{"$f":"IF(C124=\"\",\"\",VLOOKUP(C124,'Cennik Płaski'!$D$2:$AD$15681,9,0))","v":""},"",null,"","",{"$f":"IF(C124=\"\",\"\",VLOOKUP(C124,'[3]CENNIK PŁASKI'!$C$2:$AH$27586,24,0))","v":""},"",{"$f":"IF(C124=\"\",\"\",VLOOKUP(C124,'[3]CENNIK PŁASKI'!$C$2:$AH$27586,25,0))","v":""},"",""]
[null,111,null,{"$f":"IF(C125=\"\",\"\",VLOOKUP(C125,'Cennik Płaski'!$D$2:$AD$15681,3,0))","v":""},{"$f":"IF(C125=\"\",\"\",VLOOKUP(C125,'Cennik Płaski'!$D$2:$AD$15681,4,0))","v":""},null,{"$f":"IF(C125=\"\",\"\",VLOOKUP(C125,'Cennik Płaski'!$D$2:$AD$15681,9,0))","v":""},"",null,"","",{"$f":"IF(C125=\"\",\"\",VLOOKUP(C125,'[3]CENNIK PŁASKI'!$C$2:$AH$27586,24,0))","v":""},"",{"$f":"IF(C125=\"\",\"\",VLOOKUP(C125,'[3]CENNIK PŁASKI'!$C$2:$AH$27586,25,0))","v":""},"",""]
[null,112,null,{"$f":"IF(C126=\"\",\"\",VLOOKUP(C126,'Cennik Płaski'!$D$2:$AD$15681,3,0))","v":""},{"$f":"IF(C126=\"\",\"\",VLOOKUP(C126,'Cennik Płaski'!$D$2:$AD$15681,4,0))","v":""},null,{"$f":"IF(C126=\"\",\"\",VLOOKUP(C126,'Cennik Płaski'!$D$2:$AD$15681,9,0))","v":""},"",null,"","",{"$f":"IF(C126=\"\",\"\",VLOOKUP(C126,'[3]CENNIK PŁASKI'!$C$2:$AH$27586,24,0))","v":""},"",{"$f":"IF(C126=\"\",\"\",VLOOKUP(C126,'[3]CENNIK PŁASKI'!$C$2:$AH$27586,25,0))","v":""},"",""]
[null,{"$f":"IF(C127<>\"\",B126+1,\"\")","v":""},null,{"$f":"IF(C127=\"\",\"\",VLOOKUP(C127,'Cennik Płaski'!$D$2:$AD$15681,3,0))","v":""},{"$f":"IF(C127=\"\",\"\",VLOOKUP(C127,'Cennik Płaski'!$D$2:$AD$15681,4,0))","v":""},null,{"$f":"IF(C127=\"\",\"\",VLOOKUP(C127,'Cennik Płaski'!$D$2:$AD$15681,9,0))","v":""},"",null,"","",{"$f":"IF(C127=\"\",\"\",VLOOKUP(C127,'[3]CENNIK PŁASKI'!$C$2:$AH$27586,24,0))","v":""},"",{"$f":"IF(C127=\"\",\"\",VLOOKUP(C127,'[3]CENNIK PŁASKI'!$C$2:$AH$27586,25,0))","v":""},"",""]
[null,"",null,{"$f":"IF(C128=\"\",\"\",VLOOKUP(C128,'Cennik Płaski'!$D$2:$AD$15681,3,0))","v":""},{"$f":"IF(C128=\"\",\"\",VLOOKUP(C128,'Cennik Płaski'!$D$2:$AD$15681,4,0))","v":""},null,{"$f":"IF(C128=\"\",\"\",VLOOKUP(C128,'Cennik Płaski'!$D$2:$AD$15681,9,0))","v":""},"",null,"","",{"$f":"IF(C128=\"\",\"\",VLOOKUP(C128,'[3]CENNIK PŁASKI'!$C$2:$AH$27586,24,0))","v":""},"",{"$f":"IF(C128=\"\",\"\",VLOOKUP(C128,'[3]CENNIK PŁASKI'!$C$2:$AH$27586,25,0))","v":""},"",""]
[null,"",null,{"$f":"IF(C129=\"\",\"\",VLOOKUP(C129,'Cennik Płaski'!$D$2:$AD$15681,3,0))","v":""},{"$f":"IF(C129=\"\",\"\",VLOOKUP(C129,'Cennik Płaski'!$D$2:$AD$15681,4,0))","v":""},null,{"$f":"IF(C129=\"\",\"\",VLOOKUP(C129,'Cennik Płaski'!$D$2:$AD$15681,9,0))","v":""},"",null,"","",{"$f":"IF(C129=\"\",\"\",VLOOKUP(C129,'[3]CENNIK PŁASKI'!$C$2:$AH$27586,24,0))","v":""},"",{"$f":"IF(C129=\"\",\"\",VLOOKUP(C129,'[3]CENNIK PŁASKI'!$C$2:$AH$27586,25,0))","v":""},"",""]
[null,"",null,{"$f":"IF(C130=\"\",\"\",VLOOKUP(C130,'Cennik Płaski'!$D$2:$AD$15681,3,0))","v":""},{"$f":"IF(C130=\"\",\"\",VLOOKUP(C130,'Cennik Płaski'!$D$2:$AD$15681,4,0))","v":""},null,{"$f":"IF(C130=\"\",\"\",VLOOKUP(C130,'Cennik Płaski'!$D$2:$AD$15681,9,0))","v":""},"",null,"","",{"$f":"IF(C130=\"\",\"\",VLOOKUP(C130,'[3]CENNIK PŁASKI'!$C$2:$AH$27586,24,0))","v":""},"",{"$f":"IF(C130=\"\",\"\",VLOOKUP(C130,'[3]CENNIK PŁASKI'!$C$2:$AH$27586,25,0))","v":""},"",""]
[null,"",null,{"$f":"IF(C131=\"\",\"\",VLOOKUP(C131,'Cennik Płaski'!$D$2:$AD$15681,3,0))","v":""},{"$f":"IF(C131=\"\",\"\",VLOOKUP(C131,'Cennik Płaski'!$D$2:$AD$15681,4,0))","v":""},null,{"$f":"IF(C131=\"\",\"\",VLOOKUP(C131,'Cennik Płaski'!$D$2:$AD$15681,9,0))","v":""},"",null,"","",{"$f":"IF(C131=\"\",\"\",VLOOKUP(C131,'[3]CENNIK PŁASKI'!$C$2:$AH$27586,24,0))","v":""},"",{"$f":"IF(C131=\"\",\"\",VLOOKUP(C131,'[3]CENNIK PŁASKI'!$C$2:$AH$27586,25,0))","v":""},"",""]
[null,"",null,{"$f":"IF(C132=\"\",\"\",VLOOKUP(C132,'Cennik Płaski'!$D$2:$AD$15681,3,0))","v":""},{"$f":"IF(C132=\"\",\"\",VLOOKUP(C132,'Cennik Płaski'!$D$2:$AD$15681,4,0))","v":""},null,{"$f":"IF(C132=\"\",\"\",VLOOKUP(C132,'Cennik Płaski'!$D$2:$AD$15681,9,0))","v":""},"",null,"","",{"$f":"IF(C132=\"\",\"\",VLOOKUP(C132,'[3]CENNIK PŁASKI'!$C$2:$AH$27586,24,0))","v":""},"",{"$f":"IF(C132=\"\",\"\",VLOOKUP(C132,'[3]CENNIK PŁASKI'!$C$2:$AH$27586,25,0))","v":""},"",""]
[null,"",null,{"$f":"IF(C133=\"\",\"\",VLOOKUP(C133,'Cennik Płaski'!$D$2:$AD$15681,3,0))","v":""},{"$f":"IF(C133=\"\",\"\",VLOOKUP(C133,'Cennik Płaski'!$D$2:$AD$15681,4,0))","v":""},null,{"$f":"IF(C133=\"\",\"\",VLOOKUP(C133,'Cennik Płaski'!$D$2:$AD$15681,9,0))","v":""},"",null,"","",{"$f":"IF(C133=\"\",\"\",VLOOKUP(C133,'[3]CENNIK PŁASKI'!$C$2:$AH$27586,24,0))","v":""},"",{"$f":"IF(C133=\"\",\"\",VLOOKUP(C133,'[3]CENNIK PŁASKI'!$C$2:$AH$27586,25,0))","v":""},"",""]
[null,"",null,{"$f":"IF(C134=\"\",\"\",VLOOKUP(C134,'Cennik Płaski'!$D$2:$AD$15681,3,0))","v":""},{"$f":"IF(C134=\"\",\"\",VLOOKUP(C134,'Cennik Płaski'!$D$2:$AD$15681,4,0))","v":""},null,{"$f":"IF(C134=\"\",\"\",VLOOKUP(C134,'Cennik Płaski'!$D$2:$AD$15681,9,0))","v":""},"",null,"","",{"$f":"IF(C134=\"\",\"\",VLOOKUP(C134,'[3]CENNIK PŁASKI'!$C$2:$AH$27586,24,0))","v":""},"",{"$f":"IF(C134=\"\",\"\",VLOOKUP(C134,'[3]CENNIK PŁASKI'!$C$2:$AH$27586,25,0))","v":""},"",""]
[null,"",null,{"$f":"IF(C135=\"\",\"\",VLOOKUP(C135,'Cennik Płaski'!$D$2:$AD$15681,3,0))","v":""},{"$f":"IF(C135=\"\",\"\",VLOOKUP(C135,'Cennik Płaski'!$D$2:$AD$15681,4,0))","v":""},null,{"$f":"IF(C135=\"\",\"\",VLOOKUP(C135,'Cennik Płaski'!$D$2:$AD$15681,9,0))","v":""},"",null,"","",{"$f":"IF(C135=\"\",\"\",VLOOKUP(C135,'[3]CENNIK PŁASKI'!$C$2:$AH$27586,24,0))","v":""},"",{"$f":"IF(C135=\"\",\"\",VLOOKUP(C135,'[3]CENNIK PŁASKI'!$C$2:$AH$27586,25,0))","v":""},"",""]
[null,"",null,{"$f":"IF(C136=\"\",\"\",VLOOKUP(C136,'Cennik Płaski'!$D$2:$AD$15681,3,0))","v":""},{"$f":"IF(C136=\"\",\"\",VLOOKUP(C136,'Cennik Płaski'!$D$2:$AD$15681,4,0))","v":""},null,{"$f":"IF(C136=\"\",\"\",VLOOKUP(C136,'Cennik Płaski'!$D$2:$AD$15681,9,0))","v":""},"",null,"","",{"$f":"IF(C136=\"\",\"\",VLOOKUP(C136,'[3]CENNIK PŁASKI'!$C$2:$AH$27586,24,0))","v":""},"",{"$f":"IF(C136=\"\",\"\",VLOOKUP(C136,'[3]CENNIK PŁASKI'!$C$2:$AH$27586,25,0))","v":""},"",""]
[null,"",null,{"$f":"IF(C137=\"\",\"\",VLOOKUP(C137,'Cennik Płaski'!$D$2:$AD$15681,3,0))","v":""},{"$f":"IF(C137=\"\",\"\",VLOOKUP(C137,'Cennik Płaski'!$D$2:$AD$15681,4,0))","v":""},null,{"$f":"IF(C137=\"\",\"\",VLOOKUP(C137,'Cennik Płaski'!$D$2:$AD$15681,9,0))","v":""},"",null,"","",{"$f":"IF(C137=\"\",\"\",VLOOKUP(C137,'[3]CENNIK PŁASKI'!$C$2:$AH$27586,24,0))","v":""},"",{"$f":"IF(C137=\"\",\"\",VLOOKUP(C137,'[3]CENNIK PŁASKI'!$C$2:$AH$27586,25,0))","v":""},"",""]
[null,"",null,{"$f":"IF(C138=\"\",\"\",VLOOKUP(C138,'Cennik Płaski'!$D$2:$AD$15681,3,0))","v":""},{"$f":"IF(C138=\"\",\"\",VLOOKUP(C138,'Cennik Płaski'!$D$2:$AD$15681,4,0))","v":""},null,{"$f":"IF(C138=\"\",\"\",VLOOKUP(C138,'Cennik Płaski'!$D$2:$AD$15681,9,0))","v":""},"",null,"","",{"$f":"IF(C138=\"\",\"\",VLOOKUP(C138,'[3]CENNIK PŁASKI'!$C$2:$AH$27586,24,0))","v":""},"",{"$f":"IF(C138=\"\",\"\",VLOOKUP(C138,'[3]CENNIK PŁASKI'!$C$2:$AH$27586,25,0))","v":""},"",""]
[null,"",null,{"$f":"IF(C139=\"\",\"\",VLOOKUP(C139,'Cennik Płaski'!$D$2:$AD$15681,3,0))","v":""},{"$f":"IF(C139=\"\",\"\",VLOOKUP(C139,'Cennik Płaski'!$D$2:$AD$15681,4,0))","v":""},null,{"$f":"IF(C139=\"\",\"\",VLOOKUP(C139,'Cennik Płaski'!$D$2:$AD$15681,9,0))","v":""},"",null,"","",{"$f":"IF(C139=\"\",\"\",VLOOKUP(C139,'[3]CENNIK PŁASKI'!$C$2:$AH$27586,24,0))","v":""},"",{"$f":"IF(C139=\"\",\"\",VLOOKUP(C139,'[3]CENNIK PŁASKI'!$C$2:$AH$27586,25,0))","v":""},"",""]
[null,"",null,{"$f":"IF(C140=\"\",\"\",VLOOKUP(C140,'Cennik Płaski'!$D$2:$AD$15681,3,0))","v":""},{"$f":"IF(C140=\"\",\"\",VLOOKUP(C140,'Cennik Płaski'!$D$2:$AD$15681,4,0))","v":""},null,{"$f":"IF(C140=\"\",\"\",VLOOKUP(C140,'Cennik Płaski'!$D$2:$AD$15681,9,0))","v":""},"",null,"","",{"$f":"IF(C140=\"\",\"\",VLOOKUP(C140,'[3]CENNIK PŁASKI'!$C$2:$AH$27586,24,0))","v":""},"",{"$f":"IF(C140=\"\",\"\",VLOOKUP(C140,'[3]CENNIK PŁASKI'!$C$2:$AH$27586,25,0))","v":""},"",""]
[null,"",null,{"$f":"IF(C141=\"\",\"\",VLOOKUP(C141,'Cennik Płaski'!$D$2:$AD$15681,3,0))","v":""},{"$f":"IF(C141=\"\",\"\",VLOOKUP(C141,'Cennik Płaski'!$D$2:$AD$15681,4,0))","v":""},null,{"$f":"IF(C141=\"\",\"\",VLOOKUP(C141,'Cennik Płaski'!$D$2:$AD$15681,9,0))","v":""},"",null,"","",{"$f":"IF(C141=\"\",\"\",VLOOKUP(C141,'[3]CENNIK PŁASKI'!$C$2:$AH$27586,24,0))","v":""},"",{"$f":"IF(C141=\"\",\"\",VLOOKUP(C141,'[3]CENNIK PŁASKI'!$C$2:$AH$27586,25,0))","v":""},"",""]
[null,"",null,{"$f":"IF(C142=\"\",\"\",VLOOKUP(C142,'Cennik Płaski'!$D$2:$AD$15681,3,0))","v":""},{"$f":"IF(C142=\"\",\"\",VLOOKUP(C142,'Cennik Płaski'!$D$2:$AD$15681,4,0))","v":""},null,{"$f":"IF(C142=\"\",\"\",VLOOKUP(C142,'Cennik Płaski'!$D$2:$AD$15681,9,0))","v":""},"",null,"","",{"$f":"IF(C142=\"\",\"\",VLOOKUP(C142,'[3]CENNIK PŁASKI'!$C$2:$AH$27586,24,0))","v":""},"",{"$f":"IF(C142=\"\",\"\",VLOOKUP(C142,'[3]CENNIK PŁASKI'!$C$2:$AH$27586,25,0))","v":""},"",{"$f":"IF(C142<>\"\",IF(ISNUMBER(F142),\"\",\"Proszę wpisać ilość\"),\"\")","v":""}]
[null,"",null,{"$f":"IF(C143=\"\",\"\",VLOOKUP(C143,'Cennik Płaski'!$D$2:$AD$15681,3,0))","v":""},{"$f":"IF(C143=\"\",\"\",VLOOKUP(C143,'Cennik Płaski'!$D$2:$AD$15681,4,0))","v":""},null,{"$f":"IF(C143=\"\",\"\",VLOOKUP(C143,'Cennik Płaski'!$D$2:$AD$15681,9,0))","v":""},"",null,"","",{"$f":"IF(C143=\"\",\"\",VLOOKUP(C143,'[3]CENNIK PŁASKI'!$C$2:$AH$27586,24,0))","v":""},"",{"$f":"IF(C143=\"\",\"\",VLOOKUP(C143,'[3]CENNIK PŁASKI'!$C$2:$AH$27586,25,0))","v":""},"",""]
[null,{"$f":"IF(C144<>\"\",B143+1,\"\")","v":""},null,{"$f":"IF(C144=\"\",\"\",VLOOKUP(C144,'Cennik Płaski'!$D$2:$AD$15681,3,0))","v":""},{"$f":"IF(C144=\"\",\"\",VLOOKUP(C144,'Cennik Płaski'!$D$2:$AD$15681,4,0))","v":""},null,{"$f":"IF(C144=\"\",\"\",VLOOKUP(C144,'Cennik Płaski'!$D$2:$AD$15681,9,0))","v":""},{"$f":"IF(C144=\"\",\"\",F144*G144)","v":""},null,{"$f":"IF(B144=\"\",\"\",IF(I144>0,G144*(1-I144),G144))","v":""},{"$f":"IF(C144=\"\",\"\",IF(I144>0,H144*(1-I144),H144))","v":""},{"$f":"IF(C144=\"\",\"\",VLOOKUP(C144,'[3]CENNIK PŁASKI'!$C$2:$AH$27586,24,0))","v":""},{"$f":"HYPERLINK(L144,L144)","v":""},{"$f":"IF(C144=\"\",\"\",VLOOKUP(C144,'[3]CENNIK PŁASKI'!$C$2:$AH$27586,25,0))","v":""},{"$f":"HYPERLINK(N144,N144)","v":""},""]
[null,"",null,{"$f":"IF(C145=\"\",\"\",VLOOKUP(C145,'Cennik Płaski'!$D$2:$AD$15681,3,0))","v":""},{"$f":"IF(C145=\"\",\"\",VLOOKUP(C145,'Cennik Płaski'!$D$2:$AD$15681,4,0))","v":""},null,{"$f":"IF(C145=\"\",\"\",VLOOKUP(C145,'Cennik Płaski'!$D$2:$AD$15681,9,0))","v":""},"",null,"","",{"$f":"IF(C145=\"\",\"\",VLOOKUP(C145,'[3]CENNIK PŁASKI'!$C$2:$AH$27586,24,0))","v":""},"",{"$f":"IF(C145=\"\",\"\",VLOOKUP(C145,'[3]CENNIK PŁASKI'!$C$2:$AH$27586,25,0))","v":""},"",""]
[null,"",null,{"$f":"IF(C146=\"\",\"\",VLOOKUP(C146,'Cennik Płaski'!$D$2:$AD$15681,3,0))","v":""},{"$f":"IF(C146=\"\",\"\",VLOOKUP(C146,'Cennik Płaski'!$D$2:$AD$15681,4,0))","v":""},null,{"$f":"IF(C146=\"\",\"\",VLOOKUP(C146,'Cennik Płaski'!$D$2:$AD$15681,9,0))","v":""},"",null,"","",{"$f":"IF(C146=\"\",\"\",VLOOKUP(C146,'[3]CENNIK PŁASKI'!$C$2:$AH$27586,24,0))","v":""},"",{"$f":"IF(C146=\"\",\"\",VLOOKUP(C146,'[3]CENNIK PŁASKI'!$C$2:$AH$27586,25,0))","v":""},"",""]
[null,"",null,{"$f":"IF(C147=\"\",\"\",VLOOKUP(C147,'Cennik Płaski'!$D$2:$AD$15681,3,0))","v":""},{"$f":"IF(C147=\"\",\"\",VLOOKUP(C147,'Cennik Płaski'!$D$2:$AD$15681,4,0))","v":""},null,{"$f":"IF(C147=\"\",\"\",VLOOKUP(C147,'Cennik Płaski'!$D$2:$AD$15681,9,0))","v":""},"",null,"","",{"$f":"IF(C147=\"\",\"\",VLOOKUP(C147,'[3]CENNIK PŁASKI'!$C$2:$AH$27586,24,0))","v":""},"",{"$f":"IF(C147=\"\",\"\",VLOOKUP(C147,'[3]CENNIK PŁASKI'!$C$2:$AH$27586,25,0))","v":""},"",""]
[null,"",null,{"$f":"IF(C148=\"\",\"\",VLOOKUP(C148,'Cennik Płaski'!$D$2:$AD$15681,3,0))","v":""},{"$f":"IF(C148=\"\",\"\",VLOOKUP(C148,'Cennik Płaski'!$D$2:$AD$15681,4,0))","v":""},null,{"$f":"IF(C148=\"\",\"\",VLOOKUP(C148,'Cennik Płaski'!$D$2:$AD$15681,9,0))","v":""},"",null,"","",{"$f":"IF(C148=\"\",\"\",VLOOKUP(C148,'[3]CENNIK PŁASKI'!$C$2:$AH$27586,24,0))","v":""},"",{"$f":"IF(C148=\"\",\"\",VLOOKUP(C148,'[3]CENNIK PŁASKI'!$C$2:$AH$27586,25,0))","v":""},"",""]
[null,"",null,{"$f":"IF(C149=\"\",\"\",VLOOKUP(C149,'Cennik Płaski'!$D$2:$AD$15681,3,0))","v":""},{"$f":"IF(C149=\"\",\"\",VLOOKUP(C149,'Cennik Płaski'!$D$2:$AD$15681,4,0))","v":""},null,{"$f":"IF(C149=\"\",\"\",VLOOKUP(C149,'Cennik Płaski'!$D$2:$AD$15681,9,0))","v":""},"",null,"","",{"$f":"IF(C149=\"\",\"\",VLOOKUP(C149,'[3]CENNIK PŁASKI'!$C$2:$AH$27586,24,0))","v":""},"",{"$f":"IF(C149=\"\",\"\",VLOOKUP(C149,'[3]CENNIK PŁASKI'!$C$2:$AH$27586,25,0))","v":""},"",""]
[null,"",null,{"$f":"IF(C150=\"\",\"\",VLOOKUP(C150,'Cennik Płaski'!$D$2:$AD$15681,3,0))","v":""},{"$f":"IF(C150=\"\",\"\",VLOOKUP(C150,'Cennik Płaski'!$D$2:$AD$15681,4,0))","v":""},null,{"$f":"IF(C150=\"\",\"\",VLOOKUP(C150,'Cennik Płaski'!$D$2:$AD$15681,9,0))","v":""},"",null,"","",{"$f":"IF(C150=\"\",\"\",VLOOKUP(C150,'[3]CENNIK PŁASKI'!$C$2:$AH$27586,24,0))","v":""},"",{"$f":"IF(C150=\"\",\"\",VLOOKUP(C150,'[3]CENNIK PŁASKI'!$C$2:$AH$27586,25,0))","v":""},"",""]
[null,"",null,{"$f":"IF(C151=\"\",\"\",VLOOKUP(C151,'Cennik Płaski'!$D$2:$AD$15681,3,0))","v":""},{"$f":"IF(C151=\"\",\"\",VLOOKUP(C151,'Cennik Płaski'!$D$2:$AD$15681,4,0))","v":""},null,{"$f":"IF(C151=\"\",\"\",VLOOKUP(C151,'Cennik Płaski'!$D$2:$AD$15681,9,0))","v":""},"",null,"","",{"$f":"IF(C151=\"\",\"\",VLOOKUP(C151,'[3]CENNIK PŁASKI'!$C$2:$AH$27586,24,0))","v":""},"",{"$f":"IF(C151=\"\",\"\",VLOOKUP(C151,'[3]CENNIK PŁASKI'!$C$2:$AH$27586,25,0))","v":""},"",""]
[null,"",null,{"$f":"IF(C152=\"\",\"\",VLOOKUP(C152,'Cennik Płaski'!$D$2:$AD$15681,3,0))","v":""},{"$f":"IF(C152=\"\",\"\",VLOOKUP(C152,'Cennik Płaski'!$D$2:$AD$15681,4,0))","v":""},null,{"$f":"IF(C152=\"\",\"\",VLOOKUP(C152,'Cennik Płaski'!$D$2:$AD$15681,9,0))","v":""},"",null,"","",{"$f":"IF(C152=\"\",\"\",VLOOKUP(C152,'[3]CENNIK PŁASKI'!$C$2:$AH$27586,24,0))","v":""},"",{"$f":"IF(C152=\"\",\"\",VLOOKUP(C152,'[3]CENNIK PŁASKI'!$C$2:$AH$27586,25,0))","v":""},"",""]
[null,"",null,{"$f":"IF(C153=\"\",\"\",VLOOKUP(C153,'Cennik Płaski'!$D$2:$AD$15681,3,0))","v":""},{"$f":"IF(C153=\"\",\"\",VLOOKUP(C153,'Cennik Płaski'!$D$2:$AD$15681,4,0))","v":""},null,{"$f":"IF(C153=\"\",\"\",VLOOKUP(C153,'Cennik Płaski'!$D$2:$AD$15681,9,0))","v":""},"",null,"","",{"$f":"IF(C153=\"\",\"\",VLOOKUP(C153,'[3]CENNIK PŁASKI'!$C$2:$AH$27586,24,0))","v":""},"",{"$f":"IF(C153=\"\",\"\",VLOOKUP(C153,'[3]CENNIK PŁASKI'!$C$2:$AH$27586,25,0))","v":""},"",""]
[null,"",null,{"$f":"IF(C154=\"\",\"\",VLOOKUP(C154,'Cennik Płaski'!$D$2:$AD$15681,3,0))","v":""},{"$f":"IF(C154=\"\",\"\",VLOOKUP(C154,'Cennik Płaski'!$D$2:$AD$15681,4,0))","v":""},null,{"$f":"IF(C154=\"\",\"\",VLOOKUP(C154,'Cennik Płaski'!$D$2:$AD$15681,9,0))","v":""},"",null,"","",{"$f":"IF(C154=\"\",\"\",VLOOKUP(C154,'[3]CENNIK PŁASKI'!$C$2:$AH$27586,24,0))","v":""},"",{"$f":"IF(C154=\"\",\"\",VLOOKUP(C154,'[3]CENNIK PŁASKI'!$C$2:$AH$27586,25,0))","v":""},"",""]
[null,"",null,{"$f":"IF(C155=\"\",\"\",VLOOKUP(C155,'Cennik Płaski'!$D$2:$AD$15681,3,0))","v":""},{"$f":"IF(C155=\"\",\"\",VLOOKUP(C155,'Cennik Płaski'!$D$2:$AD$15681,4,0))","v":""},null,{"$f":"IF(C155=\"\",\"\",VLOOKUP(C155,'Cennik Płaski'!$D$2:$AD$15681,9,0))","v":""},"",null,"","",{"$f":"IF(C155=\"\",\"\",VLOOKUP(C155,'[3]CENNIK PŁASKI'!$C$2:$AH$27586,24,0))","v":""},"",{"$f":"IF(C155=\"\",\"\",VLOOKUP(C155,'[3]CENNIK PŁASKI'!$C$2:$AH$27586,25,0))","v":""},"",""]
[null,"",null,{"$f":"IF(C156=\"\",\"\",VLOOKUP(C156,'Cennik Płaski'!$D$2:$AD$15681,3,0))","v":""},{"$f":"IF(C156=\"\",\"\",VLOOKUP(C156,'Cennik Płaski'!$D$2:$AD$15681,4,0))","v":""},null,{"$f":"IF(C156=\"\",\"\",VLOOKUP(C156,'Cennik Płaski'!$D$2:$AD$15681,9,0))","v":""},"",null,"","",{"$f":"IF(C156=\"\",\"\",VLOOKUP(C156,'[3]CENNIK PŁASKI'!$C$2:$AH$27586,24,0))","v":""},"",{"$f":"IF(C156=\"\",\"\",VLOOKUP(C156,'[3]CENNIK PŁASKI'!$C$2:$AH$27586,25,0))","v":""},"",""]
[null,"",null,{"$f":"IF(C157=\"\",\"\",VLOOKUP(C157,'Cennik Płaski'!$D$2:$AD$15681,3,0))","v":""},{"$f":"IF(C157=\"\",\"\",VLOOKUP(C157,'Cennik Płaski'!$D$2:$AD$15681,4,0))","v":""},null,{"$f":"IF(C157=\"\",\"\",VLOOKUP(C157,'Cennik Płaski'!$D$2:$AD$15681,9,0))","v":""},"",null,"","",{"$f":"IF(C157=\"\",\"\",VLOOKUP(C157,'[3]CENNIK PŁASKI'!$C$2:$AH$27586,24,0))","v":""},"",{"$f":"IF(C157=\"\",\"\",VLOOKUP(C157,'[3]CENNIK PŁASKI'!$C$2:$AH$27586,25,0))","v":""},"",""]
[null,"",null,{"$f":"IF(C158=\"\",\"\",VLOOKUP(C158,'Cennik Płaski'!$D$2:$AD$15681,3,0))","v":""},{"$f":"IF(C158=\"\",\"\",VLOOKUP(C158,'Cennik Płaski'!$D$2:$AD$15681,4,0))","v":""},null,{"$f":"IF(C158=\"\",\"\",VLOOKUP(C158,'Cennik Płaski'!$D$2:$AD$15681,9,0))","v":""},"",null,"","",{"$f":"IF(C158=\"\",\"\",VLOOKUP(C158,'[3]CENNIK PŁASKI'!$C$2:$AH$27586,24,0))","v":""},"",{"$f":"IF(C158=\"\",\"\",VLOOKUP(C158,'[3]CENNIK PŁASKI'!$C$2:$AH$27586,25,0))","v":""},"",""]
[null,"",null,{"$f":"IF(C159=\"\",\"\",VLOOKUP(C159,'Cennik Płaski'!$D$2:$AD$15681,3,0))","v":""},{"$f":"IF(C159=\"\",\"\",VLOOKUP(C159,'Cennik Płaski'!$D$2:$AD$15681,4,0))","v":""},null,{"$f":"IF(C159=\"\",\"\",VLOOKUP(C159,'Cennik Płaski'!$D$2:$AD$15681,9,0))","v":""},"",null,"","",{"$f":"IF(C159=\"\",\"\",VLOOKUP(C159,'[3]CENNIK PŁASKI'!$C$2:$AH$27586,24,0))","v":""},"",{"$f":"IF(C159=\"\",\"\",VLOOKUP(C159,'[3]CENNIK PŁASKI'!$C$2:$AH$27586,25,0))","v":""},"",""]
[null,"",null,{"$f":"IF(C160=\"\",\"\",VLOOKUP(C160,'Cennik Płaski'!$D$2:$AD$15681,3,0))","v":""},{"$f":"IF(C160=\"\",\"\",VLOOKUP(C160,'Cennik Płaski'!$D$2:$AD$15681,4,0))","v":""},null,{"$f":"IF(C160=\"\",\"\",VLOOKUP(C160,'Cennik Płaski'!$D$2:$AD$15681,9,0))","v":""},"",null,"","",{"$f":"IF(C160=\"\",\"\",VLOOKUP(C160,'[3]CENNIK PŁASKI'!$C$2:$AH$27586,24,0))","v":""},"",{"$f":"IF(C160=\"\",\"\",VLOOKUP(C160,'[3]CENNIK PŁASKI'!$C$2:$AH$27586,25,0))","v":""},"",""]
[null,"",null,{"$f":"IF(C161=\"\",\"\",VLOOKUP(C161,'Cennik Płaski'!$D$2:$AD$15681,3,0))","v":""},{"$f":"IF(C161=\"\",\"\",VLOOKUP(C161,'Cennik Płaski'!$D$2:$AD$15681,4,0))","v":""},null,{"$f":"IF(C161=\"\",\"\",VLOOKUP(C161,'Cennik Płaski'!$D$2:$AD$15681,9,0))","v":""},"",null,"","",{"$f":"IF(C161=\"\",\"\",VLOOKUP(C161,'[3]CENNIK PŁASKI'!$C$2:$AH$27586,24,0))","v":""},"",{"$f":"IF(C161=\"\",\"\",VLOOKUP(C161,'[3]CENNIK PŁASKI'!$C$2:$AH$27586,25,0))","v":""},"",""]
[null,"",null,{"$f":"IF(C162=\"\",\"\",VLOOKUP(C162,'Cennik Płaski'!$D$2:$AD$15681,3,0))","v":""},{"$f":"IF(C162=\"\",\"\",VLOOKUP(C162,'Cennik Płaski'!$D$2:$AD$15681,4,0))","v":""},null,{"$f":"IF(C162=\"\",\"\",VLOOKUP(C162,'Cennik Płaski'!$D$2:$AD$15681,9,0))","v":""},"",null,"","",{"$f":"IF(C162=\"\",\"\",VLOOKUP(C162,'[3]CENNIK PŁASKI'!$C$2:$AH$27586,24,0))","v":""},"",{"$f":"IF(C162=\"\",\"\",VLOOKUP(C162,'[3]CENNIK PŁASKI'!$C$2:$AH$27586,25,0))","v":""},"",""]
[null,"",null,{"$f":"IF(C163=\"\",\"\",VLOOKUP(C163,'Cennik Płaski'!$D$2:$AD$15681,3,0))","v":""},{"$f":"IF(C163=\"\",\"\",VLOOKUP(C163,'Cennik Płaski'!$D$2:$AD$15681,4,0))","v":""},null,{"$f":"IF(C163=\"\",\"\",VLOOKUP(C163,'Cennik Płaski'!$D$2:$AD$15681,9,0))","v":""},"",null,"","",{"$f":"IF(C163=\"\",\"\",VLOOKUP(C163,'[3]CENNIK PŁASKI'!$C$2:$AH$27586,24,0))","v":""},"",{"$f":"IF(C163=\"\",\"\",VLOOKUP(C163,'[3]CENNIK PŁASKI'!$C$2:$AH$27586,25,0))","v":""},"",""]
[null,"",null,{"$f":"IF(C164=\"\",\"\",VLOOKUP(C164,'Cennik Płaski'!$D$2:$AD$15681,3,0))","v":""},{"$f":"IF(C164=\"\",\"\",VLOOKUP(C164,'Cennik Płaski'!$D$2:$AD$15681,4,0))","v":""},null,{"$f":"IF(C164=\"\",\"\",VLOOKUP(C164,'Cennik Płaski'!$D$2:$AD$15681,9,0))","v":""},"",null,"","",{"$f":"IF(C164=\"\",\"\",VLOOKUP(C164,'[3]CENNIK PŁASKI'!$C$2:$AH$27586,24,0))","v":""},"",{"$f":"IF(C164=\"\",\"\",VLOOKUP(C164,'[3]CENNIK PŁASKI'!$C$2:$AH$27586,25,0))","v":""},"",""]
[null,"",null,{"$f":"IF(C165=\"\",\"\",VLOOKUP(C165,'Cennik Płaski'!$D$2:$AD$15681,3,0))","v":""},{"$f":"IF(C165=\"\",\"\",VLOOKUP(C165,'Cennik Płaski'!$D$2:$AD$15681,4,0))","v":""},null,{"$f":"IF(C165=\"\",\"\",VLOOKUP(C165,'Cennik Płaski'!$D$2:$AD$15681,9,0))","v":""},"",null,"","",{"$f":"IF(C165=\"\",\"\",VLOOKUP(C165,'[3]CENNIK PŁASKI'!$C$2:$AH$27586,24,0))","v":""},"",{"$f":"IF(C165=\"\",\"\",VLOOKUP(C165,'[3]CENNIK PŁASKI'!$C$2:$AH$27586,25,0))","v":""},"",""]
[null,"",null,{"$f":"IF(C166=\"\",\"\",VLOOKUP(C166,'Cennik Płaski'!$D$2:$AD$15681,3,0))","v":""},{"$f":"IF(C166=\"\",\"\",VLOOKUP(C166,'Cennik Płaski'!$D$2:$AD$15681,4,0))","v":""},null,{"$f":"IF(C166=\"\",\"\",VLOOKUP(C166,'Cennik Płaski'!$D$2:$AD$15681,9,0))","v":""},"",null,"","",{"$f":"IF(C166=\"\",\"\",VLOOKUP(C166,'[3]CENNIK PŁASKI'!$C$2:$AH$27586,24,0))","v":""},"",{"$f":"IF(C166=\"\",\"\",VLOOKUP(C166,'[3]CENNIK PŁASKI'!$C$2:$AH$27586,25,0))","v":""},"",""]
[null,"",null,{"$f":"IF(C167=\"\",\"\",VLOOKUP(C167,'Cennik Płaski'!$D$2:$AD$15681,3,0))","v":""},{"$f":"IF(C167=\"\",\"\",VLOOKUP(C167,'Cennik Płaski'!$D$2:$AD$15681,4,0))","v":""},null,{"$f":"IF(C167=\"\",\"\",VLOOKUP(C167,'Cennik Płaski'!$D$2:$AD$15681,9,0))","v":""},"",null,"","",{"$f":"IF(C167=\"\",\"\",VLOOKUP(C167,'[3]CENNIK PŁASKI'!$C$2:$AH$27586,24,0))","v":""},"",{"$f":"IF(C167=\"\",\"\",VLOOKUP(C167,'[3]CENNIK PŁASKI'!$C$2:$AH$27586,25,0))","v":""},"",""]
[null,"",null,{"$f":"IF(C168=\"\",\"\",VLOOKUP(C168,'Cennik Płaski'!$D$2:$AD$15681,3,0))","v":""},{"$f":"IF(C168=\"\",\"\",VLOOKUP(C168,'Cennik Płaski'!$D$2:$AD$15681,4,0))","v":""},null,{"$f":"IF(C168=\"\",\"\",VLOOKUP(C168,'Cennik Płaski'!$D$2:$AD$15681,9,0))","v":""},"",null,"","",{"$f":"IF(C168=\"\",\"\",VLOOKUP(C168,'[3]CENNIK PŁASKI'!$C$2:$AH$27586,24,0))","v":""},"",{"$f":"IF(C168=\"\",\"\",VLOOKUP(C168,'[3]CENNIK PŁASKI'!$C$2:$AH$27586,25,0))","v":""},"",""]
[null,"",null,{"$f":"IF(C169=\"\",\"\",VLOOKUP(C169,'Cennik Płaski'!$D$2:$AD$15681,3,0))","v":""},{"$f":"IF(C169=\"\",\"\",VLOOKUP(C169,'Cennik Płaski'!$D$2:$AD$15681,4,0))","v":""},null,{"$f":"IF(C169=\"\",\"\",VLOOKUP(C169,'Cennik Płaski'!$D$2:$AD$15681,9,0))","v":""},"",null,"","",{"$f":"IF(C169=\"\",\"\",VLOOKUP(C169,'[3]CENNIK PŁASKI'!$C$2:$AH$27586,24,0))","v":""},"",{"$f":"IF(C169=\"\",\"\",VLOOKUP(C169,'[3]CENNIK PŁASKI'!$C$2:$AH$27586,25,0))","v":""},"",""]
[null,"",null,{"$f":"IF(C170=\"\",\"\",VLOOKUP(C170,'Cennik Płaski'!$D$2:$AD$15681,3,0))","v":""},{"$f":"IF(C170=\"\",\"\",VLOOKUP(C170,'Cennik Płaski'!$D$2:$AD$15681,4,0))","v":""},null,{"$f":"IF(C170=\"\",\"\",VLOOKUP(C170,'Cennik Płaski'!$D$2:$AD$15681,9,0))","v":""},"",null,"","",{"$f":"IF(C170=\"\",\"\",VLOOKUP(C170,'[3]CENNIK PŁASKI'!$C$2:$AH$27586,24,0))","v":""},"",{"$f":"IF(C170=\"\",\"\",VLOOKUP(C170,'[3]CENNIK PŁASKI'!$C$2:$AH$27586,25,0))","v":""},"",""]
[null,"",null,{"$f":"IF(C171=\"\",\"\",VLOOKUP(C171,'Cennik Płaski'!$D$2:$AD$15681,3,0))","v":""},{"$f":"IF(C171=\"\",\"\",VLOOKUP(C171,'Cennik Płaski'!$D$2:$AD$15681,4,0))","v":""},null,{"$f":"IF(C171=\"\",\"\",VLOOKUP(C171,'Cennik Płaski'!$D$2:$AD$15681,9,0))","v":""},"",null,"","",{"$f":"IF(C171=\"\",\"\",VLOOKUP(C171,'[3]CENNIK PŁASKI'!$C$2:$AH$27586,24,0))","v":""},"",{"$f":"IF(C171=\"\",\"\",VLOOKUP(C171,'[3]CENNIK PŁASKI'!$C$2:$AH$27586,25,0))","v":""},"",""]
[null,"",null,{"$f":"IF(C172=\"\",\"\",VLOOKUP(C172,'Cennik Płaski'!$D$2:$AD$15681,3,0))","v":""},{"$f":"IF(C172=\"\",\"\",VLOOKUP(C172,'Cennik Płaski'!$D$2:$AD$15681,4,0))","v":""},null,{"$f":"IF(C172=\"\",\"\",VLOOKUP(C172,'Cennik Płaski'!$D$2:$AD$15681,9,0))","v":""},"",null,"","",{"$f":"IF(C172=\"\",\"\",VLOOKUP(C172,'[3]CENNIK PŁASKI'!$C$2:$AH$27586,24,0))","v":""},"",{"$f":"IF(C172=\"\",\"\",VLOOKUP(C172,'[3]CENNIK PŁASKI'!$C$2:$AH$27586,25,0))","v":""},"",""]
[null,"",null,{"$f":"IF(C173=\"\",\"\",VLOOKUP(C173,'Cennik Płaski'!$D$2:$AD$15681,3,0))","v":""},{"$f":"IF(C173=\"\",\"\",VLOOKUP(C173,'Cennik Płaski'!$D$2:$AD$15681,4,0))","v":""},null,{"$f":"IF(C173=\"\",\"\",VLOOKUP(C173,'Cennik Płaski'!$D$2:$AD$15681,9,0))","v":""},"",null,"","",{"$f":"IF(C173=\"\",\"\",VLOOKUP(C173,'[3]CENNIK PŁASKI'!$C$2:$AH$27586,24,0))","v":""},"",{"$f":"IF(C173=\"\",\"\",VLOOKUP(C173,'[3]CENNIK PŁASKI'!$C$2:$AH$27586,25,0))","v":""},"",""]
[null,"",null,{"$f":"IF(C174=\"\",\"\",VLOOKUP(C174,'Cennik Płaski'!$D$2:$AD$15681,3,0))","v":""},{"$f":"IF(C174=\"\",\"\",VLOOKUP(C174,'Cennik Płaski'!$D$2:$AD$15681,4,0))","v":""},null,{"$f":"IF(C174=\"\",\"\",VLOOKUP(C174,'Cennik Płaski'!$D$2:$AD$15681,9,0))","v":""},"",null,"","",{"$f":"IF(C174=\"\",\"\",VLOOKUP(C174,'[3]CENNIK PŁASKI'!$C$2:$AH$27586,24,0))","v":""},"",{"$f":"IF(C174=\"\",\"\",VLOOKUP(C174,'[3]CENNIK PŁASKI'!$C$2:$AH$27586,25,0))","v":""},"",""]
[null,"",null,{"$f":"IF(C175=\"\",\"\",VLOOKUP(C175,'Cennik Płaski'!$D$2:$AD$15681,3,0))","v":""},{"$f":"IF(C175=\"\",\"\",VLOOKUP(C175,'Cennik Płaski'!$D$2:$AD$15681,4,0))","v":""},null,{"$f":"IF(C175=\"\",\"\",VLOOKUP(C175,'Cennik Płaski'!$D$2:$AD$15681,9,0))","v":""},"",null,"","",{"$f":"IF(C175=\"\",\"\",VLOOKUP(C175,'[3]CENNIK PŁASKI'!$C$2:$AH$27586,24,0))","v":""},"",{"$f":"IF(C175=\"\",\"\",VLOOKUP(C175,'[3]CENNIK PŁASKI'!$C$2:$AH$27586,25,0))","v":""},"",""]
[null,"",null,{"$f":"IF(C176=\"\",\"\",VLOOKUP(C176,'Cennik Płaski'!$D$2:$AD$15681,3,0))","v":""},{"$f":"IF(C176=\"\",\"\",VLOOKUP(C176,'Cennik Płaski'!$D$2:$AD$15681,4,0))","v":""},null,{"$f":"IF(C176=\"\",\"\",VLOOKUP(C176,'Cennik Płaski'!$D$2:$AD$15681,9,0))","v":""},"",null,"","",{"$f":"IF(C176=\"\",\"\",VLOOKUP(C176,'[3]CENNIK PŁASKI'!$C$2:$AH$27586,24,0))","v":""},"",{"$f":"IF(C176=\"\",\"\",VLOOKUP(C176,'[3]CENNIK PŁASKI'!$C$2:$AH$27586,25,0))","v":""},"",""]
[null,"",null,{"$f":"IF(C177=\"\",\"\",VLOOKUP(C177,'Cennik Płaski'!$D$2:$AD$15681,3,0))","v":""},{"$f":"IF(C177=\"\",\"\",VLOOKUP(C177,'Cennik Płaski'!$D$2:$AD$15681,4,0))","v":""},null,{"$f":"IF(C177=\"\",\"\",VLOOKUP(C177,'Cennik Płaski'!$D$2:$AD$15681,9,0))","v":""},"",null,"","",{"$f":"IF(C177=\"\",\"\",VLOOKUP(C177,'[3]CENNIK PŁASKI'!$C$2:$AH$27586,24,0))","v":""},"",{"$f":"IF(C177=\"\",\"\",VLOOKUP(C177,'[3]CENNIK PŁASKI'!$C$2:$AH$27586,25,0))","v":""},"",""]
[null,"",null,{"$f":"IF(C178=\"\",\"\",VLOOKUP(C178,'Cennik Płaski'!$D$2:$AD$15681,3,0))","v":""},{"$f":"IF(C178=\"\",\"\",VLOOKUP(C178,'Cennik Płaski'!$D$2:$AD$15681,4,0))","v":""},null,{"$f":"IF(C178=\"\",\"\",VLOOKUP(C178,'Cennik Płaski'!$D$2:$AD$15681,9,0))","v":""},"",null,"","",{"$f":"IF(C178=\"\",\"\",VLOOKUP(C178,'[3]CENNIK PŁASKI'!$C$2:$AH$27586,24,0))","v":""},"",{"$f":"IF(C178=\"\",\"\",VLOOKUP(C178,'[3]CENNIK PŁASKI'!$C$2:$AH$27586,25,0))","v":""},"",""]
[null,"",null,{"$f":"IF(C179=\"\",\"\",VLOOKUP(C179,'Cennik Płaski'!$D$2:$AD$15681,3,0))","v":""},{"$f":"IF(C179=\"\",\"\",VLOOKUP(C179,'Cennik Płaski'!$D$2:$AD$15681,4,0))","v":""},null,{"$f":"IF(C179=\"\",\"\",VLOOKUP(C179,'Cennik Płaski'!$D$2:$AD$15681,9,0))","v":""},"",null,"","",{"$f":"IF(C179=\"\",\"\",VLOOKUP(C179,'[3]CENNIK PŁASKI'!$C$2:$AH$27586,24,0))","v":""},"",{"$f":"IF(C179=\"\",\"\",VLOOKUP(C179,'[3]CENNIK PŁASKI'!$C$2:$AH$27586,25,0))","v":""},"",""]
[null,"",null,{"$f":"IF(C180=\"\",\"\",VLOOKUP(C180,'Cennik Płaski'!$D$2:$AD$15681,3,0))","v":""},{"$f":"IF(C180=\"\",\"\",VLOOKUP(C180,'Cennik Płaski'!$D$2:$AD$15681,4,0))","v":""},null,{"$f":"IF(C180=\"\",\"\",VLOOKUP(C180,'Cennik Płaski'!$D$2:$AD$15681,9,0))","v":""},"",null,"","",{"$f":"IF(C180=\"\",\"\",VLOOKUP(C180,'[3]CENNIK PŁASKI'!$C$2:$AH$27586,24,0))","v":""},"",{"$f":"IF(C180=\"\",\"\",VLOOKUP(C180,'[3]CENNIK PŁASKI'!$C$2:$AH$27586,25,0))","v":""},"",""]
[null,"",null,{"$f":"IF(C181=\"\",\"\",VLOOKUP(C181,'Cennik Płaski'!$D$2:$AD$15681,3,0))","v":""},{"$f":"IF(C181=\"\",\"\",VLOOKUP(C181,'Cennik Płaski'!$D$2:$AD$15681,4,0))","v":""},null,{"$f":"IF(C181=\"\",\"\",VLOOKUP(C181,'Cennik Płaski'!$D$2:$AD$15681,9,0))","v":""},"",null,"","",{"$f":"IF(C181=\"\",\"\",VLOOKUP(C181,'[3]CENNIK PŁASKI'!$C$2:$AH$27586,24,0))","v":""},"",{"$f":"IF(C181=\"\",\"\",VLOOKUP(C181,'[3]CENNIK PŁASKI'!$C$2:$AH$27586,25,0))","v":""},"",""]
[null,"",null,{"$f":"IF(C182=\"\",\"\",VLOOKUP(C182,'Cennik Płaski'!$D$2:$AD$15681,3,0))","v":""},{"$f":"IF(C182=\"\",\"\",VLOOKUP(C182,'Cennik Płaski'!$D$2:$AD$15681,4,0))","v":""},null,{"$f":"IF(C182=\"\",\"\",VLOOKUP(C182,'Cennik Płaski'!$D$2:$AD$15681,9,0))","v":""},"",null,"","",{"$f":"IF(C182=\"\",\"\",VLOOKUP(C182,'[3]CENNIK PŁASKI'!$C$2:$AH$27586,24,0))","v":""},"",{"$f":"IF(C182=\"\",\"\",VLOOKUP(C182,'[3]CENNIK PŁASKI'!$C$2:$AH$27586,25,0))","v":""},"",""]
[null,"",null,{"$f":"IF(C183=\"\",\"\",VLOOKUP(C183,'Cennik Płaski'!$D$2:$AD$15681,3,0))","v":""},{"$f":"IF(C183=\"\",\"\",VLOOKUP(C183,'Cennik Płaski'!$D$2:$AD$15681,4,0))","v":""},null,{"$f":"IF(C183=\"\",\"\",VLOOKUP(C183,'Cennik Płaski'!$D$2:$AD$15681,9,0))","v":""},"",null,"","",{"$f":"IF(C183=\"\",\"\",VLOOKUP(C183,'[3]CENNIK PŁASKI'!$C$2:$AH$27586,24,0))","v":""},"",{"$f":"IF(C183=\"\",\"\",VLOOKUP(C183,'[3]CENNIK PŁASKI'!$C$2:$AH$27586,25,0))","v":""},"",""]
[null,"",null,{"$f":"IF(C184=\"\",\"\",VLOOKUP(C184,'Cennik Płaski'!$D$2:$AD$15681,3,0))","v":""},{"$f":"IF(C184=\"\",\"\",VLOOKUP(C184,'Cennik Płaski'!$D$2:$AD$15681,4,0))","v":""},null,{"$f":"IF(C184=\"\",\"\",VLOOKUP(C184,'Cennik Płaski'!$D$2:$AD$15681,9,0))","v":""},"",null,"","",{"$f":"IF(C184=\"\",\"\",VLOOKUP(C184,'[3]CENNIK PŁASKI'!$C$2:$AH$27586,24,0))","v":""},"",{"$f":"IF(C184=\"\",\"\",VLOOKUP(C184,'[3]CENNIK PŁASKI'!$C$2:$AH$27586,25,0))","v":""},"",""]
[null,"",null,{"$f":"IF(C185=\"\",\"\",VLOOKUP(C185,'Cennik Płaski'!$D$2:$AD$15681,3,0))","v":""},{"$f":"IF(C185=\"\",\"\",VLOOKUP(C185,'Cennik Płaski'!$D$2:$AD$15681,4,0))","v":""},null,{"$f":"IF(C185=\"\",\"\",VLOOKUP(C185,'Cennik Płaski'!$D$2:$AD$15681,9,0))","v":""},"",null,"","",{"$f":"IF(C185=\"\",\"\",VLOOKUP(C185,'[3]CENNIK PŁASKI'!$C$2:$AH$27586,24,0))","v":""},"",{"$f":"IF(C185=\"\",\"\",VLOOKUP(C185,'[3]CENNIK PŁASKI'!$C$2:$AH$27586,25,0))","v":""},"",""]
[null,"",null,{"$f":"IF(C186=\"\",\"\",VLOOKUP(C186,'Cennik Płaski'!$D$2:$AD$15681,3,0))","v":""},{"$f":"IF(C186=\"\",\"\",VLOOKUP(C186,'Cennik Płaski'!$D$2:$AD$15681,4,0))","v":""},null,{"$f":"IF(C186=\"\",\"\",VLOOKUP(C186,'Cennik Płaski'!$D$2:$AD$15681,9,0))","v":""},"",null,"","",{"$f":"IF(C186=\"\",\"\",VLOOKUP(C186,'[3]CENNIK PŁASKI'!$C$2:$AH$27586,24,0))","v":""},"",{"$f":"IF(C186=\"\",\"\",VLOOKUP(C186,'[3]CENNIK PŁASKI'!$C$2:$AH$27586,25,0))","v":""},"",""]
[null,"",null,{"$f":"IF(C187=\"\",\"\",VLOOKUP(C187,'Cennik Płaski'!$D$2:$AD$15681,3,0))","v":""},{"$f":"IF(C187=\"\",\"\",VLOOKUP(C187,'Cennik Płaski'!$D$2:$AD$15681,4,0))","v":""},null,{"$f":"IF(C187=\"\",\"\",VLOOKUP(C187,'Cennik Płaski'!$D$2:$AD$15681,9,0))","v":""},"",null,"","",{"$f":"IF(C187=\"\",\"\",VLOOKUP(C187,'[3]CENNIK PŁASKI'!$C$2:$AH$27586,24,0))","v":""},"",{"$f":"IF(C187=\"\",\"\",VLOOKUP(C187,'[3]CENNIK PŁASKI'!$C$2:$AH$27586,25,0))","v":""},"",""]
[null,"",null,{"$f":"IF(C188=\"\",\"\",VLOOKUP(C188,'Cennik Płaski'!$D$2:$AD$15681,3,0))","v":""},{"$f":"IF(C188=\"\",\"\",VLOOKUP(C188,'Cennik Płaski'!$D$2:$AD$15681,4,0))","v":""},null,{"$f":"IF(C188=\"\",\"\",VLOOKUP(C188,'Cennik Płaski'!$D$2:$AD$15681,9,0))","v":""},"",null,"","",{"$f":"IF(C188=\"\",\"\",VLOOKUP(C188,'[3]CENNIK PŁASKI'!$C$2:$AH$27586,24,0))","v":""},"",{"$f":"IF(C188=\"\",\"\",VLOOKUP(C188,'[3]CENNIK PŁASKI'!$C$2:$AH$27586,25,0))","v":""},"",""]
[null,"",null,{"$f":"IF(C189=\"\",\"\",VLOOKUP(C189,'Cennik Płaski'!$D$2:$AD$15681,3,0))","v":""},{"$f":"IF(C189=\"\",\"\",VLOOKUP(C189,'Cennik Płaski'!$D$2:$AD$15681,4,0))","v":""},null,{"$f":"IF(C189=\"\",\"\",VLOOKUP(C189,'Cennik Płaski'!$D$2:$AD$15681,9,0))","v":""},"",null,"","",{"$f":"IF(C189=\"\",\"\",VLOOKUP(C189,'[3]CENNIK PŁASKI'!$C$2:$AH$27586,24,0))","v":""},"",{"$f":"IF(C189=\"\",\"\",VLOOKUP(C189,'[3]CENNIK PŁASKI'!$C$2:$AH$27586,25,0))","v":""},"",""]
[null,"",null,{"$f":"IF(C190=\"\",\"\",VLOOKUP(C190,'Cennik Płaski'!$D$2:$AD$15681,3,0))","v":""},{"$f":"IF(C190=\"\",\"\",VLOOKUP(C190,'Cennik Płaski'!$D$2:$AD$15681,4,0))","v":""},null,{"$f":"IF(C190=\"\",\"\",VLOOKUP(C190,'Cennik Płaski'!$D$2:$AD$15681,9,0))","v":""},"",null,"","",{"$f":"IF(C190=\"\",\"\",VLOOKUP(C190,'[3]CENNIK PŁASKI'!$C$2:$AH$27586,24,0))","v":""},"",{"$f":"IF(C190=\"\",\"\",VLOOKUP(C190,'[3]CENNIK PŁASKI'!$C$2:$AH$27586,25,0))","v":""},"",""]
[null,"",null,{"$f":"IF(C191=\"\",\"\",VLOOKUP(C191,'Cennik Płaski'!$D$2:$AD$15681,3,0))","v":""},{"$f":"IF(C191=\"\",\"\",VLOOKUP(C191,'Cennik Płaski'!$D$2:$AD$15681,4,0))","v":""},null,{"$f":"IF(C191=\"\",\"\",VLOOKUP(C191,'Cennik Płaski'!$D$2:$AD$15681,9,0))","v":""},"",null,"","",{"$f":"IF(C191=\"\",\"\",VLOOKUP(C191,'[3]CENNIK PŁASKI'!$C$2:$AH$27586,24,0))","v":""},"",{"$f":"IF(C191=\"\",\"\",VLOOKUP(C191,'[3]CENNIK PŁASKI'!$C$2:$AH$27586,25,0))","v":""},"",""]
[null,"",null,{"$f":"IF(C192=\"\",\"\",VLOOKUP(C192,'Cennik Płaski'!$D$2:$AD$15681,3,0))","v":""},{"$f":"IF(C192=\"\",\"\",VLOOKUP(C192,'Cennik Płaski'!$D$2:$AD$15681,4,0))","v":""},null,{"$f":"IF(C192=\"\",\"\",VLOOKUP(C192,'Cennik Płaski'!$D$2:$AD$15681,9,0))","v":""},"",null,"","",{"$f":"IF(C192=\"\",\"\",VLOOKUP(C192,'[3]CENNIK PŁASKI'!$C$2:$AH$27586,24,0))","v":""},"",{"$f":"IF(C192=\"\",\"\",VLOOKUP(C192,'[3]CENNIK PŁASKI'!$C$2:$AH$27586,25,0))","v":""},"",""]
[null,"",null,{"$f":"IF(C193=\"\",\"\",VLOOKUP(C193,'Cennik Płaski'!$D$2:$AD$15681,3,0))","v":""},{"$f":"IF(C193=\"\",\"\",VLOOKUP(C193,'Cennik Płaski'!$D$2:$AD$15681,4,0))","v":""},null,{"$f":"IF(C193=\"\",\"\",VLOOKUP(C193,'Cennik Płaski'!$D$2:$AD$15681,9,0))","v":""},"",null,"","",{"$f":"IF(C193=\"\",\"\",VLOOKUP(C193,'[3]CENNIK PŁASKI'!$C$2:$AH$27586,24,0))","v":""},"",{"$f":"IF(C193=\"\",\"\",VLOOKUP(C193,'[3]CENNIK PŁASKI'!$C$2:$AH$27586,25,0))","v":""},"",""]
[null,"",null,{"$f":"IF(C194=\"\",\"\",VLOOKUP(C194,'Cennik Płaski'!$D$2:$AD$15681,3,0))","v":""},{"$f":"IF(C194=\"\",\"\",VLOOKUP(C194,'Cennik Płaski'!$D$2:$AD$15681,4,0))","v":""},null,{"$f":"IF(C194=\"\",\"\",VLOOKUP(C194,'Cennik Płaski'!$D$2:$AD$15681,9,0))","v":""},"",null,"","",{"$f":"IF(C194=\"\",\"\",VLOOKUP(C194,'[3]CENNIK PŁASKI'!$C$2:$AH$27586,24,0))","v":""},"",{"$f":"IF(C194=\"\",\"\",VLOOKUP(C194,'[3]CENNIK PŁASKI'!$C$2:$AH$27586,25,0))","v":""},"",""]
[null,"",null,{"$f":"IF(C195=\"\",\"\",VLOOKUP(C195,'Cennik Płaski'!$D$2:$AD$15681,3,0))","v":""},{"$f":"IF(C195=\"\",\"\",VLOOKUP(C195,'Cennik Płaski'!$D$2:$AD$15681,4,0))","v":""},null,{"$f":"IF(C195=\"\",\"\",VLOOKUP(C195,'Cennik Płaski'!$D$2:$AD$15681,9,0))","v":""},"",null,"","",{"$f":"IF(C195=\"\",\"\",VLOOKUP(C195,'[3]CENNIK PŁASKI'!$C$2:$AH$27586,24,0))","v":""},"",{"$f":"IF(C195=\"\",\"\",VLOOKUP(C195,'[3]CENNIK PŁASKI'!$C$2:$AH$27586,25,0))","v":""},"",""]
[null,"",null,{"$f":"IF(C196=\"\",\"\",VLOOKUP(C196,'Cennik Płaski'!$D$2:$AD$15681,3,0))","v":""},{"$f":"IF(C196=\"\",\"\",VLOOKUP(C196,'Cennik Płaski'!$D$2:$AD$15681,4,0))","v":""},null,{"$f":"IF(C196=\"\",\"\",VLOOKUP(C196,'Cennik Płaski'!$D$2:$AD$15681,9,0))","v":""},"",null,"","",{"$f":"IF(C196=\"\",\"\",VLOOKUP(C196,'[3]CENNIK PŁASKI'!$C$2:$AH$27586,24,0))","v":""},"",{"$f":"IF(C196=\"\",\"\",VLOOKUP(C196,'[3]CENNIK PŁASKI'!$C$2:$AH$27586,25,0))","v":""},"",""]
[null,"",null,{"$f":"IF(C197=\"\",\"\",VLOOKUP(C197,'Cennik Płaski'!$D$2:$AD$15681,3,0))","v":""},{"$f":"IF(C197=\"\",\"\",VLOOKUP(C197,'Cennik Płaski'!$D$2:$AD$15681,4,0))","v":""},null,{"$f":"IF(C197=\"\",\"\",VLOOKUP(C197,'Cennik Płaski'!$D$2:$AD$15681,9,0))","v":""},"",null,"","",{"$f":"IF(C197=\"\",\"\",VLOOKUP(C197,'[3]CENNIK PŁASKI'!$C$2:$AH$27586,24,0))","v":""},"",{"$f":"IF(C197=\"\",\"\",VLOOKUP(C197,'[3]CENNIK PŁASKI'!$C$2:$AH$27586,25,0))","v":""},"",""]
[null,"",null,{"$f":"IF(C198=\"\",\"\",VLOOKUP(C198,'Cennik Płaski'!$D$2:$AD$15681,3,0))","v":""},{"$f":"IF(C198=\"\",\"\",VLOOKUP(C198,'Cennik Płaski'!$D$2:$AD$15681,4,0))","v":""},null,{"$f":"IF(C198=\"\",\"\",VLOOKUP(C198,'Cennik Płaski'!$D$2:$AD$15681,9,0))","v":""},"",null,"","",{"$f":"IF(C198=\"\",\"\",VLOOKUP(C198,'[3]CENNIK PŁASKI'!$C$2:$AH$27586,24,0))","v":""},"",{"$f":"IF(C198=\"\",\"\",VLOOKUP(C198,'[3]CENNIK PŁASKI'!$C$2:$AH$27586,25,0))","v":""},"",""]
[null,"",null,{"$f":"IF(C199=\"\",\"\",VLOOKUP(C199,'Cennik Płaski'!$D$2:$AD$15681,3,0))","v":""},{"$f":"IF(C199=\"\",\"\",VLOOKUP(C199,'Cennik Płaski'!$D$2:$AD$15681,4,0))","v":""},null,{"$f":"IF(C199=\"\",\"\",VLOOKUP(C199,'Cennik Płaski'!$D$2:$AD$15681,9,0))","v":""},"",null,"","",{"$f":"IF(C199=\"\",\"\",VLOOKUP(C199,'[3]CENNIK PŁASKI'!$C$2:$AH$27586,24,0))","v":""},"",{"$f":"IF(C199=\"\",\"\",VLOOKUP(C199,'[3]CENNIK PŁASKI'!$C$2:$AH$27586,25,0))","v":""},"",""]
[null,"",null,{"$f":"IF(C200=\"\",\"\",VLOOKUP(C200,'Cennik Płaski'!$D$2:$AD$15681,3,0))","v":""},{"$f":"IF(C200=\"\",\"\",VLOOKUP(C200,'Cennik Płaski'!$D$2:$AD$15681,4,0))","v":""},null,{"$f":"IF(C200=\"\",\"\",VLOOKUP(C200,'Cennik Płaski'!$D$2:$AD$15681,9,0))","v":""},"",null,"","",{"$f":"IF(C200=\"\",\"\",VLOOKUP(C200,'[3]CENNIK PŁASKI'!$C$2:$AH$27586,24,0))","v":""},"",{"$f":"IF(C200=\"\",\"\",VLOOKUP(C200,'[3]CENNIK PŁASKI'!$C$2:$AH$27586,25,0))","v":""},"",""]
[null,"",null,{"$f":"IF(C201=\"\",\"\",VLOOKUP(C201,'Cennik Płaski'!$D$2:$AD$15681,3,0))","v":""},{"$f":"IF(C201=\"\",\"\",VLOOKUP(C201,'Cennik Płaski'!$D$2:$AD$15681,4,0))","v":""},null,{"$f":"IF(C201=\"\",\"\",VLOOKUP(C201,'Cennik Płaski'!$D$2:$AD$15681,9,0))","v":""},"",null,"","",{"$f":"IF(C201=\"\",\"\",VLOOKUP(C201,'[3]CENNIK PŁASKI'!$C$2:$AH$27586,24,0))","v":""},"",{"$f":"IF(C201=\"\",\"\",VLOOKUP(C201,'[3]CENNIK PŁASKI'!$C$2:$AH$27586,25,0))","v":""},"",""]
[null,"",null,{"$f":"IF(C202=\"\",\"\",VLOOKUP(C202,'Cennik Płaski'!$D$2:$AD$15681,3,0))","v":""},{"$f":"IF(C202=\"\",\"\",VLOOKUP(C202,'Cennik Płaski'!$D$2:$AD$15681,4,0))","v":""},null,{"$f":"IF(C202=\"\",\"\",VLOOKUP(C202,'Cennik Płaski'!$D$2:$AD$15681,9,0))","v":""},"",null,"","",{"$f":"IF(C202=\"\",\"\",VLOOKUP(C202,'[3]CENNIK PŁASKI'!$C$2:$AH$27586,24,0))","v":""},"",{"$f":"IF(C202=\"\",\"\",VLOOKUP(C202,'[3]CENNIK PŁASKI'!$C$2:$AH$27586,25,0))","v":""},"",""]
[null,"",null,{"$f":"IF(C203=\"\",\"\",VLOOKUP(C203,'Cennik Płaski'!$D$2:$AD$15681,3,0))","v":""},{"$f":"IF(C203=\"\",\"\",VLOOKUP(C203,'Cennik Płaski'!$D$2:$AD$15681,4,0))","v":""},null,{"$f":"IF(C203=\"\",\"\",VLOOKUP(C203,'Cennik Płaski'!$D$2:$AD$15681,9,0))","v":""},"",null,"","",{"$f":"IF(C203=\"\",\"\",VLOOKUP(C203,'[3]CENNIK PŁASKI'!$C$2:$AH$27586,24,0))","v":""},"",{"$f":"IF(C203=\"\",\"\",VLOOKUP(C203,'[3]CENNIK PŁASKI'!$C$2:$AH$27586,25,0))","v":""},"",""]
[null,"",null,{"$f":"IF(C204=\"\",\"\",VLOOKUP(C204,'Cennik Płaski'!$D$2:$AD$15681,3,0))","v":""},{"$f":"IF(C204=\"\",\"\",VLOOKUP(C204,'Cennik Płaski'!$D$2:$AD$15681,4,0))","v":""},null,{"$f":"IF(C204=\"\",\"\",VLOOKUP(C204,'Cennik Płaski'!$D$2:$AD$15681,9,0))","v":""},"",null,"","",{"$f":"IF(C204=\"\",\"\",VLOOKUP(C204,'[3]CENNIK PŁASKI'!$C$2:$AH$27586,24,0))","v":""},"",{"$f":"IF(C204=\"\",\"\",VLOOKUP(C204,'[3]CENNIK PŁASKI'!$C$2:$AH$27586,25,0))","v":""},"",""]
[null,"",null,{"$f":"IF(C205=\"\",\"\",VLOOKUP(C205,'Cennik Płaski'!$D$2:$AD$15681,3,0))","v":""},{"$f":"IF(C205=\"\",\"\",VLOOKUP(C205,'Cennik Płaski'!$D$2:$AD$15681,4,0))","v":""},null,{"$f":"IF(C205=\"\",\"\",VLOOKUP(C205,'Cennik Płaski'!$D$2:$AD$15681,9,0))","v":""},"",null,"","",{"$f":"IF(C205=\"\",\"\",VLOOKUP(C205,'[3]CENNIK PŁASKI'!$C$2:$AH$27586,24,0))","v":""},"",{"$f":"IF(C205=\"\",\"\",VLOOKUP(C205,'[3]CENNIK PŁASKI'!$C$2:$AH$27586,25,0))","v":""},"",""]
[null,"",null,{"$f":"IF(C206=\"\",\"\",VLOOKUP(C206,'Cennik Płaski'!$D$2:$AD$15681,3,0))","v":""},{"$f":"IF(C206=\"\",\"\",VLOOKUP(C206,'Cennik Płaski'!$D$2:$AD$15681,4,0))","v":""},null,{"$f":"IF(C206=\"\",\"\",VLOOKUP(C206,'Cennik Płaski'!$D$2:$AD$15681,9,0))","v":""},"",null,"","",{"$f":"IF(C206=\"\",\"\",VLOOKUP(C206,'[3]CENNIK PŁASKI'!$C$2:$AH$27586,24,0))","v":""},"",{"$f":"IF(C206=\"\",\"\",VLOOKUP(C206,'[3]CENNIK PŁASKI'!$C$2:$AH$27586,25,0))","v":""},"",{"$f":"IF(C206<>\"\",IF(ISNUMBER(F206),\"\",\"Proszę wpisać ilość\"),\"\")","v":""}]
[null,"",null,{"$f":"IF(C207=\"\",\"\",VLOOKUP(C207,'Cennik Płaski'!$D$2:$AD$15681,3,0))","v":""},{"$f":"IF(C207=\"\",\"\",VLOOKUP(C207,'Cennik Płaski'!$D$2:$AD$15681,4,0))","v":""},null,{"$f":"IF(C207=\"\",\"\",VLOOKUP(C207,'Cennik Płaski'!$D$2:$AD$15681,9,0))","v":""},"",null,"","",{"$f":"IF(C207=\"\",\"\",VLOOKUP(C207,'[3]CENNIK PŁASKI'!$C$2:$AH$27586,24,0))","v":""},"",{"$f":"IF(C207=\"\",\"\",VLOOKUP(C207,'[3]CENNIK PŁASKI'!$C$2:$AH$27586,25,0))","v":""},"",""]
[null,{"$f":"IF(C208<>\"\",B207+1,\"\")","v":""},null,{"$f":"IF(C208=\"\",\"\",VLOOKUP(C208,'Cennik Płaski'!$D$2:$AD$15681,3,0))","v":""},{"$f":"IF(C208=\"\",\"\",VLOOKUP(C208,'Cennik Płaski'!$D$2:$AD$15681,4,0))","v":""},null,{"$f":"IF(C208=\"\",\"\",VLOOKUP(C208,'Cennik Płaski'!$D$2:$AD$15681,9,0))","v":""},{"$f":"IF(C208=\"\",\"\",F208*G208)","v":""},null,{"$f":"IF(B208=\"\",\"\",IF(I208>0,G208*(1-I208),G208))","v":""},{"$f":"IF(C208=\"\",\"\",IF(I208>0,H208*(1-I208),H208))","v":""},{"$f":"IF(C208=\"\",\"\",VLOOKUP(C208,'[3]CENNIK PŁASKI'!$C$2:$AH$27586,24,0))","v":""},{"$f":"HYPERLINK(L208,L208)","v":""},{"$f":"IF(C208=\"\",\"\",VLOOKUP(C208,'[3]CENNIK PŁASKI'!$C$2:$AH$27586,25,0))","v":""},{"$f":"HYPERLINK(N208,N208)","v":""},""]
[null,"",null,{"$f":"IF(C209=\"\",\"\",VLOOKUP(C209,'Cennik Płaski'!$D$2:$AD$15681,3,0))","v":""},{"$f":"IF(C209=\"\",\"\",VLOOKUP(C209,'Cennik Płaski'!$D$2:$AD$15681,4,0))","v":""},null,{"$f":"IF(C209=\"\",\"\",VLOOKUP(C209,'Cennik Płaski'!$D$2:$AD$15681,9,0))","v":""},"",null,"","",{"$f":"IF(C209=\"\",\"\",VLOOKUP(C209,'[3]CENNIK PŁASKI'!$C$2:$AH$27586,24,0))","v":""},"",{"$f":"IF(C209=\"\",\"\",VLOOKUP(C209,'[3]CENNIK PŁASKI'!$C$2:$AH$27586,25,0))","v":""},"",""]
[null,"",null,{"$f":"IF(C210=\"\",\"\",VLOOKUP(C210,'Cennik Płaski'!$D$2:$AD$15681,3,0))","v":""},{"$f":"IF(C210=\"\",\"\",VLOOKUP(C210,'Cennik Płaski'!$D$2:$AD$15681,4,0))","v":""},null,{"$f":"IF(C210=\"\",\"\",VLOOKUP(C210,'Cennik Płaski'!$D$2:$AD$15681,9,0))","v":""},"",null,"","",{"$f":"IF(C210=\"\",\"\",VLOOKUP(C210,'[3]CENNIK PŁASKI'!$C$2:$AH$27586,24,0))","v":""},"",{"$f":"IF(C210=\"\",\"\",VLOOKUP(C210,'[3]CENNIK PŁASKI'!$C$2:$AH$27586,25,0))","v":""},"",""]
[null,"",null,{"$f":"IF(C211=\"\",\"\",VLOOKUP(C211,'Cennik Płaski'!$D$2:$AD$15681,3,0))","v":""},{"$f":"IF(C211=\"\",\"\",VLOOKUP(C211,'Cennik Płaski'!$D$2:$AD$15681,4,0))","v":""},null,{"$f":"IF(C211=\"\",\"\",VLOOKUP(C211,'Cennik Płaski'!$D$2:$AD$15681,9,0))","v":""},"",null,"","",{"$f":"IF(C211=\"\",\"\",VLOOKUP(C211,'[3]CENNIK PŁASKI'!$C$2:$AH$27586,24,0))","v":""},"",{"$f":"IF(C211=\"\",\"\",VLOOKUP(C211,'[3]CENNIK PŁASKI'!$C$2:$AH$27586,25,0))","v":""},"",""]
[null,"",null,{"$f":"IF(C212=\"\",\"\",VLOOKUP(C212,'Cennik Płaski'!$D$2:$AD$15681,3,0))","v":""},{"$f":"IF(C212=\"\",\"\",VLOOKUP(C212,'Cennik Płaski'!$D$2:$AD$15681,4,0))","v":""},null,{"$f":"IF(C212=\"\",\"\",VLOOKUP(C212,'Cennik Płaski'!$D$2:$AD$15681,9,0))","v":""},"",null,"","",{"$f":"IF(C212=\"\",\"\",VLOOKUP(C212,'[3]CENNIK PŁASKI'!$C$2:$AH$27586,24,0))","v":""},"",{"$f":"IF(C212=\"\",\"\",VLOOKUP(C212,'[3]CENNIK PŁASKI'!$C$2:$AH$27586,25,0))","v":""},"",""]
[null,"",null,{"$f":"IF(C213=\"\",\"\",VLOOKUP(C213,'Cennik Płaski'!$D$2:$AD$15681,3,0))","v":""},{"$f":"IF(C213=\"\",\"\",VLOOKUP(C213,'Cennik Płaski'!$D$2:$AD$15681,4,0))","v":""},null,{"$f":"IF(C213=\"\",\"\",VLOOKUP(C213,'Cennik Płaski'!$D$2:$AD$15681,9,0))","v":""},"",null,"","",{"$f":"IF(C213=\"\",\"\",VLOOKUP(C213,'[3]CENNIK PŁASKI'!$C$2:$AH$27586,24,0))","v":""},"",{"$f":"IF(C213=\"\",\"\",VLOOKUP(C213,'[3]CENNIK PŁASKI'!$C$2:$AH$27586,25,0))","v":""},"",""]
[null,"",null,{"$f":"IF(C214=\"\",\"\",VLOOKUP(C214,'Cennik Płaski'!$D$2:$AD$15681,3,0))","v":""},{"$f":"IF(C214=\"\",\"\",VLOOKUP(C214,'Cennik Płaski'!$D$2:$AD$15681,4,0))","v":""},null,{"$f":"IF(C214=\"\",\"\",VLOOKUP(C214,'Cennik Płaski'!$D$2:$AD$15681,9,0))","v":""},"",null,"","",{"$f":"IF(C214=\"\",\"\",VLOOKUP(C214,'[3]CENNIK PŁASKI'!$C$2:$AH$27586,24,0))","v":""},"",{"$f":"IF(C214=\"\",\"\",VLOOKUP(C214,'[3]CENNIK PŁASKI'!$C$2:$AH$27586,25,0))","v":""},"",""]
[null,"",null,{"$f":"IF(C215=\"\",\"\",VLOOKUP(C215,'Cennik Płaski'!$D$2:$AD$15681,3,0))","v":""},{"$f":"IF(C215=\"\",\"\",VLOOKUP(C215,'Cennik Płaski'!$D$2:$AD$15681,4,0))","v":""},null,{"$f":"IF(C215=\"\",\"\",VLOOKUP(C215,'Cennik Płaski'!$D$2:$AD$15681,9,0))","v":""},"",null,"","",{"$f":"IF(C215=\"\",\"\",VLOOKUP(C215,'[3]CENNIK PŁASKI'!$C$2:$AH$27586,24,0))","v":""},"",{"$f":"IF(C215=\"\",\"\",VLOOKUP(C215,'[3]CENNIK PŁASKI'!$C$2:$AH$27586,25,0))","v":""},"",""]
[null,"",null,{"$f":"IF(C216=\"\",\"\",VLOOKUP(C216,'Cennik Płaski'!$D$2:$AD$15681,3,0))","v":""},{"$f":"IF(C216=\"\",\"\",VLOOKUP(C216,'Cennik Płaski'!$D$2:$AD$15681,4,0))","v":""},null,{"$f":"IF(C216=\"\",\"\",VLOOKUP(C216,'Cennik Płaski'!$D$2:$AD$15681,9,0))","v":""},"",null,"","",{"$f":"IF(C216=\"\",\"\",VLOOKUP(C216,'[3]CENNIK PŁASKI'!$C$2:$AH$27586,24,0))","v":""},"",{"$f":"IF(C216=\"\",\"\",VLOOKUP(C216,'[3]CENNIK PŁASKI'!$C$2:$AH$27586,25,0))","v":""},"",""]
[null,"",null,{"$f":"IF(C217=\"\",\"\",VLOOKUP(C217,'Cennik Płaski'!$D$2:$AD$15681,3,0))","v":""},{"$f":"IF(C217=\"\",\"\",VLOOKUP(C217,'Cennik Płaski'!$D$2:$AD$15681,4,0))","v":""},null,{"$f":"IF(C217=\"\",\"\",VLOOKUP(C217,'Cennik Płaski'!$D$2:$AD$15681,9,0))","v":""},"",null,"","",{"$f":"IF(C217=\"\",\"\",VLOOKUP(C217,'[3]CENNIK PŁASKI'!$C$2:$AH$27586,24,0))","v":""},"",{"$f":"IF(C217=\"\",\"\",VLOOKUP(C217,'[3]CENNIK PŁASKI'!$C$2:$AH$27586,25,0))","v":""},"",""]
[null,"",null,{"$f":"IF(C218=\"\",\"\",VLOOKUP(C218,'Cennik Płaski'!$D$2:$AD$15681,3,0))","v":""},{"$f":"IF(C218=\"\",\"\",VLOOKUP(C218,'Cennik Płaski'!$D$2:$AD$15681,4,0))","v":""},null,{"$f":"IF(C218=\"\",\"\",VLOOKUP(C218,'Cennik Płaski'!$D$2:$AD$15681,9,0))","v":""},"",null,"","",{"$f":"IF(C218=\"\",\"\",VLOOKUP(C218,'[3]CENNIK PŁASKI'!$C$2:$AH$27586,24,0))","v":""},"",{"$f":"IF(C218=\"\",\"\",VLOOKUP(C218,'[3]CENNIK PŁASKI'!$C$2:$AH$27586,25,0))","v":""},"",""]
[null,"",null,{"$f":"IF(C219=\"\",\"\",VLOOKUP(C219,'Cennik Płaski'!$D$2:$AD$15681,3,0))","v":""},{"$f":"IF(C219=\"\",\"\",VLOOKUP(C219,'Cennik Płaski'!$D$2:$AD$15681,4,0))","v":""},null,{"$f":"IF(C219=\"\",\"\",VLOOKUP(C219,'Cennik Płaski'!$D$2:$AD$15681,9,0))","v":""},"",null,"","",{"$f":"IF(C219=\"\",\"\",VLOOKUP(C219,'[3]CENNIK PŁASKI'!$C$2:$AH$27586,24,0))","v":""},"",{"$f":"IF(C219=\"\",\"\",VLOOKUP(C219,'[3]CENNIK PŁASKI'!$C$2:$AH$27586,25,0))","v":""},"",""]
[null,"",null,{"$f":"IF(C220=\"\",\"\",VLOOKUP(C220,'Cennik Płaski'!$D$2:$AD$15681,3,0))","v":""},{"$f":"IF(C220=\"\",\"\",VLOOKUP(C220,'Cennik Płaski'!$D$2:$AD$15681,4,0))","v":""},null,{"$f":"IF(C220=\"\",\"\",VLOOKUP(C220,'Cennik Płaski'!$D$2:$AD$15681,9,0))","v":""},"",null,"","",{"$f":"IF(C220=\"\",\"\",VLOOKUP(C220,'[3]CENNIK PŁASKI'!$C$2:$AH$27586,24,0))","v":""},"",{"$f":"IF(C220=\"\",\"\",VLOOKUP(C220,'[3]CENNIK PŁASKI'!$C$2:$AH$27586,25,0))","v":""},"",""]
[null,"",null,{"$f":"IF(C221=\"\",\"\",VLOOKUP(C221,'Cennik Płaski'!$D$2:$AD$15681,3,0))","v":""},{"$f":"IF(C221=\"\",\"\",VLOOKUP(C221,'Cennik Płaski'!$D$2:$AD$15681,4,0))","v":""},null,{"$f":"IF(C221=\"\",\"\",VLOOKUP(C221,'Cennik Płaski'!$D$2:$AD$15681,9,0))","v":""},"",null,"","",{"$f":"IF(C221=\"\",\"\",VLOOKUP(C221,'[3]CENNIK PŁASKI'!$C$2:$AH$27586,24,0))","v":""},"",{"$f":"IF(C221=\"\",\"\",VLOOKUP(C221,'[3]CENNIK PŁASKI'!$C$2:$AH$27586,25,0))","v":""},"",""]
[null,"",null,{"$f":"IF(C222=\"\",\"\",VLOOKUP(C222,'Cennik Płaski'!$D$2:$AD$15681,3,0))","v":""},{"$f":"IF(C222=\"\",\"\",VLOOKUP(C222,'Cennik Płaski'!$D$2:$AD$15681,4,0))","v":""},null,{"$f":"IF(C222=\"\",\"\",VLOOKUP(C222,'Cennik Płaski'!$D$2:$AD$15681,9,0))","v":""},"",null,"","",{"$f":"IF(C222=\"\",\"\",VLOOKUP(C222,'[3]CENNIK PŁASKI'!$C$2:$AH$27586,24,0))","v":""},"",{"$f":"IF(C222=\"\",\"\",VLOOKUP(C222,'[3]CENNIK PŁASKI'!$C$2:$AH$27586,25,0))","v":""},"",""]
[null,"",null,{"$f":"IF(C223=\"\",\"\",VLOOKUP(C223,'Cennik Płaski'!$D$2:$AD$15681,3,0))","v":""},{"$f":"IF(C223=\"\",\"\",VLOOKUP(C223,'Cennik Płaski'!$D$2:$AD$15681,4,0))","v":""},null,{"$f":"IF(C223=\"\",\"\",VLOOKUP(C223,'Cennik Płaski'!$D$2:$AD$15681,9,0))","v":""},"",null,"","",{"$f":"IF(C223=\"\",\"\",VLOOKUP(C223,'[3]CENNIK PŁASKI'!$C$2:$AH$27586,24,0))","v":""},"",{"$f":"IF(C223=\"\",\"\",VLOOKUP(C223,'[3]CENNIK PŁASKI'!$C$2:$AH$27586,25,0))","v":""},"",""]
[null,"",null,{"$f":"IF(C224=\"\",\"\",VLOOKUP(C224,'Cennik Płaski'!$D$2:$AD$15681,3,0))","v":""},{"$f":"IF(C224=\"\",\"\",VLOOKUP(C224,'Cennik Płaski'!$D$2:$AD$15681,4,0))","v":""},null,{"$f":"IF(C224=\"\",\"\",VLOOKUP(C224,'Cennik Płaski'!$D$2:$AD$15681,9,0))","v":""},"",null,"","",{"$f":"IF(C224=\"\",\"\",VLOOKUP(C224,'[3]CENNIK PŁASKI'!$C$2:$AH$27586,24,0))","v":""},"",{"$f":"IF(C224=\"\",\"\",VLOOKUP(C224,'[3]CENNIK PŁASKI'!$C$2:$AH$27586,25,0))","v":""},"",""]
[null,"",null,{"$f":"IF(C225=\"\",\"\",VLOOKUP(C225,'Cennik Płaski'!$D$2:$AD$15681,3,0))","v":""},{"$f":"IF(C225=\"\",\"\",VLOOKUP(C225,'Cennik Płaski'!$D$2:$AD$15681,4,0))","v":""},null,{"$f":"IF(C225=\"\",\"\",VLOOKUP(C225,'Cennik Płaski'!$D$2:$AD$15681,9,0))","v":""},"",null,"","",{"$f":"IF(C225=\"\",\"\",VLOOKUP(C225,'[3]CENNIK PŁASKI'!$C$2:$AH$27586,24,0))","v":""},"",{"$f":"IF(C225=\"\",\"\",VLOOKUP(C225,'[3]CENNIK PŁASKI'!$C$2:$AH$27586,25,0))","v":""},"",""]
[null,"",null,{"$f":"IF(C226=\"\",\"\",VLOOKUP(C226,'Cennik Płaski'!$D$2:$AD$15681,3,0))","v":""},{"$f":"IF(C226=\"\",\"\",VLOOKUP(C226,'Cennik Płaski'!$D$2:$AD$15681,4,0))","v":""},null,{"$f":"IF(C226=\"\",\"\",VLOOKUP(C226,'Cennik Płaski'!$D$2:$AD$15681,9,0))","v":""},"",null,"","",{"$f":"IF(C226=\"\",\"\",VLOOKUP(C226,'[3]CENNIK PŁASKI'!$C$2:$AH$27586,24,0))","v":""},"",{"$f":"IF(C226=\"\",\"\",VLOOKUP(C226,'[3]CENNIK PŁASKI'!$C$2:$AH$27586,25,0))","v":""},"",""]
[null,"",null,{"$f":"IF(C227=\"\",\"\",VLOOKUP(C227,'Cennik Płaski'!$D$2:$AD$15681,3,0))","v":""},{"$f":"IF(C227=\"\",\"\",VLOOKUP(C227,'Cennik Płaski'!$D$2:$AD$15681,4,0))","v":""},null,{"$f":"IF(C227=\"\",\"\",VLOOKUP(C227,'Cennik Płaski'!$D$2:$AD$15681,9,0))","v":""},"",null,"","",{"$f":"IF(C227=\"\",\"\",VLOOKUP(C227,'[3]CENNIK PŁASKI'!$C$2:$AH$27586,24,0))","v":""},"",{"$f":"IF(C227=\"\",\"\",VLOOKUP(C227,'[3]CENNIK PŁASKI'!$C$2:$AH$27586,25,0))","v":""},"",""]
[null,"",null,{"$f":"IF(C228=\"\",\"\",VLOOKUP(C228,'Cennik Płaski'!$D$2:$AD$15681,3,0))","v":""},{"$f":"IF(C228=\"\",\"\",VLOOKUP(C228,'Cennik Płaski'!$D$2:$AD$15681,4,0))","v":""},null,{"$f":"IF(C228=\"\",\"\",VLOOKUP(C228,'Cennik Płaski'!$D$2:$AD$15681,9,0))","v":""},"",null,"","",{"$f":"IF(C228=\"\",\"\",VLOOKUP(C228,'[3]CENNIK PŁASKI'!$C$2:$AH$27586,24,0))","v":""},"",{"$f":"IF(C228=\"\",\"\",VLOOKUP(C228,'[3]CENNIK PŁASKI'!$C$2:$AH$27586,25,0))","v":""},"",""]
[null,"",null,{"$f":"IF(C229=\"\",\"\",VLOOKUP(C229,'Cennik Płaski'!$D$2:$AD$15681,3,0))","v":""},{"$f":"IF(C229=\"\",\"\",VLOOKUP(C229,'Cennik Płaski'!$D$2:$AD$15681,4,0))","v":""},null,{"$f":"IF(C229=\"\",\"\",VLOOKUP(C229,'Cennik Płaski'!$D$2:$AD$15681,9,0))","v":""},"",null,"","",{"$f":"IF(C229=\"\",\"\",VLOOKUP(C229,'[3]CENNIK PŁASKI'!$C$2:$AH$27586,24,0))","v":""},"",{"$f":"IF(C229=\"\",\"\",VLOOKUP(C229,'[3]CENNIK PŁASKI'!$C$2:$AH$27586,25,0))","v":""},"",""]
[null,"",null,{"$f":"IF(C230=\"\",\"\",VLOOKUP(C230,'Cennik Płaski'!$D$2:$AD$15681,3,0))","v":""},{"$f":"IF(C230=\"\",\"\",VLOOKUP(C230,'Cennik Płaski'!$D$2:$AD$15681,4,0))","v":""},null,{"$f":"IF(C230=\"\",\"\",VLOOKUP(C230,'Cennik Płaski'!$D$2:$AD$15681,9,0))","v":""},"",null,"","",{"$f":"IF(C230=\"\",\"\",VLOOKUP(C230,'[3]CENNIK PŁASKI'!$C$2:$AH$27586,24,0))","v":""},"",{"$f":"IF(C230=\"\",\"\",VLOOKUP(C230,'[3]CENNIK PŁASKI'!$C$2:$AH$27586,25,0))","v":""},"",""]
[null,"",null,{"$f":"IF(C231=\"\",\"\",VLOOKUP(C231,'Cennik Płaski'!$D$2:$AD$15681,3,0))","v":""},{"$f":"IF(C231=\"\",\"\",VLOOKUP(C231,'Cennik Płaski'!$D$2:$AD$15681,4,0))","v":""},null,{"$f":"IF(C231=\"\",\"\",VLOOKUP(C231,'Cennik Płaski'!$D$2:$AD$15681,9,0))","v":""},"",null,"","",{"$f":"IF(C231=\"\",\"\",VLOOKUP(C231,'[3]CENNIK PŁASKI'!$C$2:$AH$27586,24,0))","v":""},"",{"$f":"IF(C231=\"\",\"\",VLOOKUP(C231,'[3]CENNIK PŁASKI'!$C$2:$AH$27586,25,0))","v":""},"",""]
[null,"",null,{"$f":"IF(C232=\"\",\"\",VLOOKUP(C232,'Cennik Płaski'!$D$2:$AD$15681,3,0))","v":""},{"$f":"IF(C232=\"\",\"\",VLOOKUP(C232,'Cennik Płaski'!$D$2:$AD$15681,4,0))","v":""},null,{"$f":"IF(C232=\"\",\"\",VLOOKUP(C232,'Cennik Płaski'!$D$2:$AD$15681,9,0))","v":""},"",null,"","",{"$f":"IF(C232=\"\",\"\",VLOOKUP(C232,'[3]CENNIK PŁASKI'!$C$2:$AH$27586,24,0))","v":""},"",{"$f":"IF(C232=\"\",\"\",VLOOKUP(C232,'[3]CENNIK PŁASKI'!$C$2:$AH$27586,25,0))","v":""},"",""]
[null,"",null,{"$f":"IF(C233=\"\",\"\",VLOOKUP(C233,'Cennik Płaski'!$D$2:$AD$15681,3,0))","v":""},{"$f":"IF(C233=\"\",\"\",VLOOKUP(C233,'Cennik Płaski'!$D$2:$AD$15681,4,0))","v":""},null,{"$f":"IF(C233=\"\",\"\",VLOOKUP(C233,'Cennik Płaski'!$D$2:$AD$15681,9,0))","v":""},"",null,"","",{"$f":"IF(C233=\"\",\"\",VLOOKUP(C233,'[3]CENNIK PŁASKI'!$C$2:$AH$27586,24,0))","v":""},"",{"$f":"IF(C233=\"\",\"\",VLOOKUP(C233,'[3]CENNIK PŁASKI'!$C$2:$AH$27586,25,0))","v":""},"",""]
[null,"",null,{"$f":"IF(C234=\"\",\"\",VLOOKUP(C234,'Cennik Płaski'!$D$2:$AD$15681,3,0))","v":""},{"$f":"IF(C234=\"\",\"\",VLOOKUP(C234,'Cennik Płaski'!$D$2:$AD$15681,4,0))","v":""},null,{"$f":"IF(C234=\"\",\"\",VLOOKUP(C234,'Cennik Płaski'!$D$2:$AD$15681,9,0))","v":""},"",null,"","",{"$f":"IF(C234=\"\",\"\",VLOOKUP(C234,'[3]CENNIK PŁASKI'!$C$2:$AH$27586,24,0))","v":""},"",{"$f":"IF(C234=\"\",\"\",VLOOKUP(C234,'[3]CENNIK PŁASKI'!$C$2:$AH$27586,25,0))","v":""},"",""]
[null,"",null,{"$f":"IF(C235=\"\",\"\",VLOOKUP(C235,'Cennik Płaski'!$D$2:$AD$15681,3,0))","v":""},{"$f":"IF(C235=\"\",\"\",VLOOKUP(C235,'Cennik Płaski'!$D$2:$AD$15681,4,0))","v":""},null,{"$f":"IF(C235=\"\",\"\",VLOOKUP(C235,'Cennik Płaski'!$D$2:$AD$15681,9,0))","v":""},"",null,"","",{"$f":"IF(C235=\"\",\"\",VLOOKUP(C235,'[3]CENNIK PŁASKI'!$C$2:$AH$27586,24,0))","v":""},"",{"$f":"IF(C235=\"\",\"\",VLOOKUP(C235,'[3]CENNIK PŁASKI'!$C$2:$AH$27586,25,0))","v":""},"",""]
[null,"",null,{"$f":"IF(C236=\"\",\"\",VLOOKUP(C236,'Cennik Płaski'!$D$2:$AD$15681,3,0))","v":""},{"$f":"IF(C236=\"\",\"\",VLOOKUP(C236,'Cennik Płaski'!$D$2:$AD$15681,4,0))","v":""},null,{"$f":"IF(C236=\"\",\"\",VLOOKUP(C236,'Cennik Płaski'!$D$2:$AD$15681,9,0))","v":""},"",null,"","",{"$f":"IF(C236=\"\",\"\",VLOOKUP(C236,'[3]CENNIK PŁASKI'!$C$2:$AH$27586,24,0))","v":""},"",{"$f":"IF(C236=\"\",\"\",VLOOKUP(C236,'[3]CENNIK PŁASKI'!$C$2:$AH$27586,25,0))","v":""},"",""]
[null,"",null,{"$f":"IF(C237=\"\",\"\",VLOOKUP(C237,'Cennik Płaski'!$D$2:$AD$15681,3,0))","v":""},{"$f":"IF(C237=\"\",\"\",VLOOKUP(C237,'Cennik Płaski'!$D$2:$AD$15681,4,0))","v":""},null,{"$f":"IF(C237=\"\",\"\",VLOOKUP(C237,'Cennik Płaski'!$D$2:$AD$15681,9,0))","v":""},"",null,"","",{"$f":"IF(C237=\"\",\"\",VLOOKUP(C237,'[3]CENNIK PŁASKI'!$C$2:$AH$27586,24,0))","v":""},"",{"$f":"IF(C237=\"\",\"\",VLOOKUP(C237,'[3]CENNIK PŁASKI'!$C$2:$AH$27586,25,0))","v":""},"",""]
[null,"",null,{"$f":"IF(C238=\"\",\"\",VLOOKUP(C238,'Cennik Płaski'!$D$2:$AD$15681,3,0))","v":""},{"$f":"IF(C238=\"\",\"\",VLOOKUP(C238,'Cennik Płaski'!$D$2:$AD$15681,4,0))","v":""},null,{"$f":"IF(C238=\"\",\"\",VLOOKUP(C238,'Cennik Płaski'!$D$2:$AD$15681,9,0))","v":""},"",null,"","",{"$f":"IF(C238=\"\",\"\",VLOOKUP(C238,'[3]CENNIK PŁASKI'!$C$2:$AH$27586,24,0))","v":""},"",{"$f":"IF(C238=\"\",\"\",VLOOKUP(C238,'[3]CENNIK PŁASKI'!$C$2:$AH$27586,25,0))","v":""},"",""]
[null,"",null,{"$f":"IF(C239=\"\",\"\",VLOOKUP(C239,'Cennik Płaski'!$D$2:$AD$15681,3,0))","v":""},{"$f":"IF(C239=\"\",\"\",VLOOKUP(C239,'Cennik Płaski'!$D$2:$AD$15681,4,0))","v":""},null,{"$f":"IF(C239=\"\",\"\",VLOOKUP(C239,'Cennik Płaski'!$D$2:$AD$15681,9,0))","v":""},"",null,"","",{"$f":"IF(C239=\"\",\"\",VLOOKUP(C239,'[3]CENNIK PŁASKI'!$C$2:$AH$27586,24,0))","v":""},"",{"$f":"IF(C239=\"\",\"\",VLOOKUP(C239,'[3]CENNIK PŁASKI'!$C$2:$AH$27586,25,0))","v":""},"",""]
[null,"",null,{"$f":"IF(C240=\"\",\"\",VLOOKUP(C240,'Cennik Płaski'!$D$2:$AD$15681,3,0))","v":""},{"$f":"IF(C240=\"\",\"\",VLOOKUP(C240,'Cennik Płaski'!$D$2:$AD$15681,4,0))","v":""},null,{"$f":"IF(C240=\"\",\"\",VLOOKUP(C240,'Cennik Płaski'!$D$2:$AD$15681,9,0))","v":""},"",null,"","",{"$f":"IF(C240=\"\",\"\",VLOOKUP(C240,'[3]CENNIK PŁASKI'!$C$2:$AH$27586,24,0))","v":""},"",{"$f":"IF(C240=\"\",\"\",VLOOKUP(C240,'[3]CENNIK PŁASKI'!$C$2:$AH$27586,25,0))","v":""},"",""]
[null,"",null,{"$f":"IF(C241=\"\",\"\",VLOOKUP(C241,'Cennik Płaski'!$D$2:$AD$15681,3,0))","v":""},{"$f":"IF(C241=\"\",\"\",VLOOKUP(C241,'Cennik Płaski'!$D$2:$AD$15681,4,0))","v":""},null,{"$f":"IF(C241=\"\",\"\",VLOOKUP(C241,'Cennik Płaski'!$D$2:$AD$15681,9,0))","v":""},"",null,"","",{"$f":"IF(C241=\"\",\"\",VLOOKUP(C241,'[3]CENNIK PŁASKI'!$C$2:$AH$27586,24,0))","v":""},"",{"$f":"IF(C241=\"\",\"\",VLOOKUP(C241,'[3]CENNIK PŁASKI'!$C$2:$AH$27586,25,0))","v":""},"",""]
[null,"",null,{"$f":"IF(C242=\"\",\"\",VLOOKUP(C242,'Cennik Płaski'!$D$2:$AD$15681,3,0))","v":""},{"$f":"IF(C242=\"\",\"\",VLOOKUP(C242,'Cennik Płaski'!$D$2:$AD$15681,4,0))","v":""},null,{"$f":"IF(C242=\"\",\"\",VLOOKUP(C242,'Cennik Płaski'!$D$2:$AD$15681,9,0))","v":""},"",null,"","",{"$f":"IF(C242=\"\",\"\",VLOOKUP(C242,'[3]CENNIK PŁASKI'!$C$2:$AH$27586,24,0))","v":""},"",{"$f":"IF(C242=\"\",\"\",VLOOKUP(C242,'[3]CENNIK PŁASKI'!$C$2:$AH$27586,25,0))","v":""},"",""]
[null,"",null,{"$f":"IF(C243=\"\",\"\",VLOOKUP(C243,'Cennik Płaski'!$D$2:$AD$15681,3,0))","v":""},{"$f":"IF(C243=\"\",\"\",VLOOKUP(C243,'Cennik Płaski'!$D$2:$AD$15681,4,0))","v":""},null,{"$f":"IF(C243=\"\",\"\",VLOOKUP(C243,'Cennik Płaski'!$D$2:$AD$15681,9,0))","v":""},"",null,"","",{"$f":"IF(C243=\"\",\"\",VLOOKUP(C243,'[3]CENNIK PŁASKI'!$C$2:$AH$27586,24,0))","v":""},"",{"$f":"IF(C243=\"\",\"\",VLOOKUP(C243,'[3]CENNIK PŁASKI'!$C$2:$AH$27586,25,0))","v":""},"",""]
[null,"",null,{"$f":"IF(C244=\"\",\"\",VLOOKUP(C244,'Cennik Płaski'!$D$2:$AD$15681,3,0))","v":""},{"$f":"IF(C244=\"\",\"\",VLOOKUP(C244,'Cennik Płaski'!$D$2:$AD$15681,4,0))","v":""},null,{"$f":"IF(C244=\"\",\"\",VLOOKUP(C244,'Cennik Płaski'!$D$2:$AD$15681,9,0))","v":""},"",null,"","",{"$f":"IF(C244=\"\",\"\",VLOOKUP(C244,'[3]CENNIK PŁASKI'!$C$2:$AH$27586,24,0))","v":""},"",{"$f":"IF(C244=\"\",\"\",VLOOKUP(C244,'[3]CENNIK PŁASKI'!$C$2:$AH$27586,25,0))","v":""},"",""]
[null,"",null,{"$f":"IF(C245=\"\",\"\",VLOOKUP(C245,'Cennik Płaski'!$D$2:$AD$15681,3,0))","v":""},{"$f":"IF(C245=\"\",\"\",VLOOKUP(C245,'Cennik Płaski'!$D$2:$AD$15681,4,0))","v":""},null,{"$f":"IF(C245=\"\",\"\",VLOOKUP(C245,'Cennik Płaski'!$D$2:$AD$15681,9,0))","v":""},"",null,"","",{"$f":"IF(C245=\"\",\"\",VLOOKUP(C245,'[3]CENNIK PŁASKI'!$C$2:$AH$27586,24,0))","v":""},"",{"$f":"IF(C245=\"\",\"\",VLOOKUP(C245,'[3]CENNIK PŁASKI'!$C$2:$AH$27586,25,0))","v":""},"",""]
[null,"",null,{"$f":"IF(C246=\"\",\"\",VLOOKUP(C246,'Cennik Płaski'!$D$2:$AD$15681,3,0))","v":""},{"$f":"IF(C246=\"\",\"\",VLOOKUP(C246,'Cennik Płaski'!$D$2:$AD$15681,4,0))","v":""},null,{"$f":"IF(C246=\"\",\"\",VLOOKUP(C246,'Cennik Płaski'!$D$2:$AD$15681,9,0))","v":""},"",null,"","",{"$f":"IF(C246=\"\",\"\",VLOOKUP(C246,'[3]CENNIK PŁASKI'!$C$2:$AH$27586,24,0))","v":""},"",{"$f":"IF(C246=\"\",\"\",VLOOKUP(C246,'[3]CENNIK PŁASKI'!$C$2:$AH$27586,25,0))","v":""},"",""]
[null,"",null,{"$f":"IF(C247=\"\",\"\",VLOOKUP(C247,'Cennik Płaski'!$D$2:$AD$15681,3,0))","v":""},{"$f":"IF(C247=\"\",\"\",VLOOKUP(C247,'Cennik Płaski'!$D$2:$AD$15681,4,0))","v":""},null,{"$f":"IF(C247=\"\",\"\",VLOOKUP(C247,'Cennik Płaski'!$D$2:$AD$15681,9,0))","v":""},"",null,"","",{"$f":"IF(C247=\"\",\"\",VLOOKUP(C247,'[3]CENNIK PŁASKI'!$C$2:$AH$27586,24,0))","v":""},"",{"$f":"IF(C247=\"\",\"\",VLOOKUP(C247,'[3]CENNIK PŁASKI'!$C$2:$AH$27586,25,0))","v":""},"",""]
[null,"",null,{"$f":"IF(C248=\"\",\"\",VLOOKUP(C248,'Cennik Płaski'!$D$2:$AD$15681,3,0))","v":""},{"$f":"IF(C248=\"\",\"\",VLOOKUP(C248,'Cennik Płaski'!$D$2:$AD$15681,4,0))","v":""},null,{"$f":"IF(C248=\"\",\"\",VLOOKUP(C248,'Cennik Płaski'!$D$2:$AD$15681,9,0))","v":""},"",null,"","",{"$f":"IF(C248=\"\",\"\",VLOOKUP(C248,'[3]CENNIK PŁASKI'!$C$2:$AH$27586,24,0))","v":""},"",{"$f":"IF(C248=\"\",\"\",VLOOKUP(C248,'[3]CENNIK PŁASKI'!$C$2:$AH$27586,25,0))","v":""},"",""]
[null,"",null,{"$f":"IF(C249=\"\",\"\",VLOOKUP(C249,'Cennik Płaski'!$D$2:$AD$15681,3,0))","v":""},{"$f":"IF(C249=\"\",\"\",VLOOKUP(C249,'Cennik Płaski'!$D$2:$AD$15681,4,0))","v":""},null,{"$f":"IF(C249=\"\",\"\",VLOOKUP(C249,'Cennik Płaski'!$D$2:$AD$15681,9,0))","v":""},"",null,"","",{"$f":"IF(C249=\"\",\"\",VLOOKUP(C249,'[3]CENNIK PŁASKI'!$C$2:$AH$27586,24,0))","v":""},"",{"$f":"IF(C249=\"\",\"\",VLOOKUP(C249,'[3]CENNIK PŁASKI'!$C$2:$AH$27586,25,0))","v":""},"",""]
[null,"",null,{"$f":"IF(C250=\"\",\"\",VLOOKUP(C250,'Cennik Płaski'!$D$2:$AD$15681,3,0))","v":""},{"$f":"IF(C250=\"\",\"\",VLOOKUP(C250,'Cennik Płaski'!$D$2:$AD$15681,4,0))","v":""},null,{"$f":"IF(C250=\"\",\"\",VLOOKUP(C250,'Cennik Płaski'!$D$2:$AD$15681,9,0))","v":""},"",null,"","",{"$f":"IF(C250=\"\",\"\",VLOOKUP(C250,'[3]CENNIK PŁASKI'!$C$2:$AH$27586,24,0))","v":""},"",{"$f":"IF(C250=\"\",\"\",VLOOKUP(C250,'[3]CENNIK PŁASKI'!$C$2:$AH$27586,25,0))","v":""},"",""]
[null,"",null,{"$f":"IF(C251=\"\",\"\",VLOOKUP(C251,'Cennik Płaski'!$D$2:$AD$15681,3,0))","v":""},{"$f":"IF(C251=\"\",\"\",VLOOKUP(C251,'Cennik Płaski'!$D$2:$AD$15681,4,0))","v":""},null,{"$f":"IF(C251=\"\",\"\",VLOOKUP(C251,'Cennik Płaski'!$D$2:$AD$15681,9,0))","v":""},"",null,"","",{"$f":"IF(C251=\"\",\"\",VLOOKUP(C251,'[3]CENNIK PŁASKI'!$C$2:$AH$27586,24,0))","v":""},"",{"$f":"IF(C251=\"\",\"\",VLOOKUP(C251,'[3]CENNIK PŁASKI'!$C$2:$AH$27586,25,0))","v":""},"",""]
[null,"",null,{"$f":"IF(C252=\"\",\"\",VLOOKUP(C252,'Cennik Płaski'!$D$2:$AD$15681,3,0))","v":""},{"$f":"IF(C252=\"\",\"\",VLOOKUP(C252,'Cennik Płaski'!$D$2:$AD$15681,4,0))","v":""},null,{"$f":"IF(C252=\"\",\"\",VLOOKUP(C252,'Cennik Płaski'!$D$2:$AD$15681,9,0))","v":""},"",null,"","",{"$f":"IF(C252=\"\",\"\",VLOOKUP(C252,'[3]CENNIK PŁASKI'!$C$2:$AH$27586,24,0))","v":""},"",{"$f":"IF(C252=\"\",\"\",VLOOKUP(C252,'[3]CENNIK PŁASKI'!$C$2:$AH$27586,25,0))","v":""},"",""]
[null,"",null,{"$f":"IF(C253=\"\",\"\",VLOOKUP(C253,'Cennik Płaski'!$D$2:$AD$15681,3,0))","v":""},{"$f":"IF(C253=\"\",\"\",VLOOKUP(C253,'Cennik Płaski'!$D$2:$AD$15681,4,0))","v":""},null,{"$f":"IF(C253=\"\",\"\",VLOOKUP(C253,'Cennik Płaski'!$D$2:$AD$15681,9,0))","v":""},"",null,"","",{"$f":"IF(C253=\"\",\"\",VLOOKUP(C253,'[3]CENNIK PŁASKI'!$C$2:$AH$27586,24,0))","v":""},"",{"$f":"IF(C253=\"\",\"\",VLOOKUP(C253,'[3]CENNIK PŁASKI'!$C$2:$AH$27586,25,0))","v":""},"",""]
[null,"",null,{"$f":"IF(C254=\"\",\"\",VLOOKUP(C254,'Cennik Płaski'!$D$2:$AD$15681,3,0))","v":""},{"$f":"IF(C254=\"\",\"\",VLOOKUP(C254,'Cennik Płaski'!$D$2:$AD$15681,4,0))","v":""},null,{"$f":"IF(C254=\"\",\"\",VLOOKUP(C254,'Cennik Płaski'!$D$2:$AD$15681,9,0))","v":""},"",null,"","",{"$f":"IF(C254=\"\",\"\",VLOOKUP(C254,'[3]CENNIK PŁASKI'!$C$2:$AH$27586,24,0))","v":""},"",{"$f":"IF(C254=\"\",\"\",VLOOKUP(C254,'[3]CENNIK PŁASKI'!$C$2:$AH$27586,25,0))","v":""},"",""]
[null,"",null,{"$f":"IF(C255=\"\",\"\",VLOOKUP(C255,'Cennik Płaski'!$D$2:$AD$15681,3,0))","v":""},{"$f":"IF(C255=\"\",\"\",VLOOKUP(C255,'Cennik Płaski'!$D$2:$AD$15681,4,0))","v":""},null,{"$f":"IF(C255=\"\",\"\",VLOOKUP(C255,'Cennik Płaski'!$D$2:$AD$15681,9,0))","v":""},"",null,"","",{"$f":"IF(C255=\"\",\"\",VLOOKUP(C255,'[3]CENNIK PŁASKI'!$C$2:$AH$27586,24,0))","v":""},"",{"$f":"IF(C255=\"\",\"\",VLOOKUP(C255,'[3]CENNIK PŁASKI'!$C$2:$AH$27586,25,0))","v":""},"",""]
[null,"",null,{"$f":"IF(C256=\"\",\"\",VLOOKUP(C256,'Cennik Płaski'!$D$2:$AD$15681,3,0))","v":""},{"$f":"IF(C256=\"\",\"\",VLOOKUP(C256,'Cennik Płaski'!$D$2:$AD$15681,4,0))","v":""},null,{"$f":"IF(C256=\"\",\"\",VLOOKUP(C256,'Cennik Płaski'!$D$2:$AD$15681,9,0))","v":""},"",null,"","",{"$f":"IF(C256=\"\",\"\",VLOOKUP(C256,'[3]CENNIK PŁASKI'!$C$2:$AH$27586,24,0))","v":""},"",{"$f":"IF(C256=\"\",\"\",VLOOKUP(C256,'[3]CENNIK PŁASKI'!$C$2:$AH$27586,25,0))","v":""},"",""]
[null,"",null,{"$f":"IF(C257=\"\",\"\",VLOOKUP(C257,'Cennik Płaski'!$D$2:$AD$15681,3,0))","v":""},{"$f":"IF(C257=\"\",\"\",VLOOKUP(C257,'Cennik Płaski'!$D$2:$AD$15681,4,0))","v":""},null,{"$f":"IF(C257=\"\",\"\",VLOOKUP(C257,'Cennik Płaski'!$D$2:$AD$15681,9,0))","v":""},"",null,"","",{"$f":"IF(C257=\"\",\"\",VLOOKUP(C257,'[3]CENNIK PŁASKI'!$C$2:$AH$27586,24,0))","v":""},"",{"$f":"IF(C257=\"\",\"\",VLOOKUP(C257,'[3]CENNIK PŁASKI'!$C$2:$AH$27586,25,0))","v":""},"",""]
[null,"",null,{"$f":"IF(C258=\"\",\"\",VLOOKUP(C258,'Cennik Płaski'!$D$2:$AD$15681,3,0))","v":""},{"$f":"IF(C258=\"\",\"\",VLOOKUP(C258,'Cennik Płaski'!$D$2:$AD$15681,4,0))","v":""},null,{"$f":"IF(C258=\"\",\"\",VLOOKUP(C258,'Cennik Płaski'!$D$2:$AD$15681,9,0))","v":""},"",null,"","",{"$f":"IF(C258=\"\",\"\",VLOOKUP(C258,'[3]CENNIK PŁASKI'!$C$2:$AH$27586,24,0))","v":""},"",{"$f":"IF(C258=\"\",\"\",VLOOKUP(C258,'[3]CENNIK PŁASKI'!$C$2:$AH$27586,25,0))","v":""},"",""]
[null,"",null,{"$f":"IF(C259=\"\",\"\",VLOOKUP(C259,'Cennik Płaski'!$D$2:$AD$15681,3,0))","v":""},{"$f":"IF(C259=\"\",\"\",VLOOKUP(C259,'Cennik Płaski'!$D$2:$AD$15681,4,0))","v":""},null,{"$f":"IF(C259=\"\",\"\",VLOOKUP(C259,'Cennik Płaski'!$D$2:$AD$15681,9,0))","v":""},"",null,"","",{"$f":"IF(C259=\"\",\"\",VLOOKUP(C259,'[3]CENNIK PŁASKI'!$C$2:$AH$27586,24,0))","v":""},"",{"$f":"IF(C259=\"\",\"\",VLOOKUP(C259,'[3]CENNIK PŁASKI'!$C$2:$AH$27586,25,0))","v":""},"",""]
[null,"",null,{"$f":"IF(C260=\"\",\"\",VLOOKUP(C260,'Cennik Płaski'!$D$2:$AD$15681,3,0))","v":""},{"$f":"IF(C260=\"\",\"\",VLOOKUP(C260,'Cennik Płaski'!$D$2:$AD$15681,4,0))","v":""},null,{"$f":"IF(C260=\"\",\"\",VLOOKUP(C260,'Cennik Płaski'!$D$2:$AD$15681,9,0))","v":""},"",null,"","",{"$f":"IF(C260=\"\",\"\",VLOOKUP(C260,'[3]CENNIK PŁASKI'!$C$2:$AH$27586,24,0))","v":""},"",{"$f":"IF(C260=\"\",\"\",VLOOKUP(C260,'[3]CENNIK PŁASKI'!$C$2:$AH$27586,25,0))","v":""},"",""]
[null,"",null,{"$f":"IF(C261=\"\",\"\",VLOOKUP(C261,'Cennik Płaski'!$D$2:$AD$15681,3,0))","v":""},{"$f":"IF(C261=\"\",\"\",VLOOKUP(C261,'Cennik Płaski'!$D$2:$AD$15681,4,0))","v":""},null,{"$f":"IF(C261=\"\",\"\",VLOOKUP(C261,'Cennik Płaski'!$D$2:$AD$15681,9,0))","v":""},"",null,"","",{"$f":"IF(C261=\"\",\"\",VLOOKUP(C261,'[3]CENNIK PŁASKI'!$C$2:$AH$27586,24,0))","v":""},"",{"$f":"IF(C261=\"\",\"\",VLOOKUP(C261,'[3]CENNIK PŁASKI'!$C$2:$AH$27586,25,0))","v":""},"",""]
[null,"",null,{"$f":"IF(C262=\"\",\"\",VLOOKUP(C262,'Cennik Płaski'!$D$2:$AD$15681,3,0))","v":""},{"$f":"IF(C262=\"\",\"\",VLOOKUP(C262,'Cennik Płaski'!$D$2:$AD$15681,4,0))","v":""},null,{"$f":"IF(C262=\"\",\"\",VLOOKUP(C262,'Cennik Płaski'!$D$2:$AD$15681,9,0))","v":""},"",null,"","",{"$f":"IF(C262=\"\",\"\",VLOOKUP(C262,'[3]CENNIK PŁASKI'!$C$2:$AH$27586,24,0))","v":""},"",{"$f":"IF(C262=\"\",\"\",VLOOKUP(C262,'[3]CENNIK PŁASKI'!$C$2:$AH$27586,25,0))","v":""},"",""]
[null,"",null,{"$f":"IF(C263=\"\",\"\",VLOOKUP(C263,'Cennik Płaski'!$D$2:$AD$15681,3,0))","v":""},{"$f":"IF(C263=\"\",\"\",VLOOKUP(C263,'Cennik Płaski'!$D$2:$AD$15681,4,0))","v":""},null,{"$f":"IF(C263=\"\",\"\",VLOOKUP(C263,'Cennik Płaski'!$D$2:$AD$15681,9,0))","v":""},"",null,"","",{"$f":"IF(C263=\"\",\"\",VLOOKUP(C263,'[3]CENNIK PŁASKI'!$C$2:$AH$27586,24,0))","v":""},"",{"$f":"IF(C263=\"\",\"\",VLOOKUP(C263,'[3]CENNIK PŁASKI'!$C$2:$AH$27586,25,0))","v":""},"",""]
[null,"",null,{"$f":"IF(C264=\"\",\"\",VLOOKUP(C264,'Cennik Płaski'!$D$2:$AD$15681,3,0))","v":""},{"$f":"IF(C264=\"\",\"\",VLOOKUP(C264,'Cennik Płaski'!$D$2:$AD$15681,4,0))","v":""},null,{"$f":"IF(C264=\"\",\"\",VLOOKUP(C264,'Cennik Płaski'!$D$2:$AD$15681,9,0))","v":""},"",null,"","",{"$f":"IF(C264=\"\",\"\",VLOOKUP(C264,'[3]CENNIK PŁASKI'!$C$2:$AH$27586,24,0))","v":""},"",{"$f":"IF(C264=\"\",\"\",VLOOKUP(C264,'[3]CENNIK PŁASKI'!$C$2:$AH$27586,25,0))","v":""},"",""]
[null,"",null,{"$f":"IF(C265=\"\",\"\",VLOOKUP(C265,'Cennik Płaski'!$D$2:$AD$15681,3,0))","v":""},{"$f":"IF(C265=\"\",\"\",VLOOKUP(C265,'Cennik Płaski'!$D$2:$AD$15681,4,0))","v":""},null,{"$f":"IF(C265=\"\",\"\",VLOOKUP(C265,'Cennik Płaski'!$D$2:$AD$15681,9,0))","v":""},"",null,"","",{"$f":"IF(C265=\"\",\"\",VLOOKUP(C265,'[3]CENNIK PŁASKI'!$C$2:$AH$27586,24,0))","v":""},"",{"$f":"IF(C265=\"\",\"\",VLOOKUP(C265,'[3]CENNIK PŁASKI'!$C$2:$AH$27586,25,0))","v":""},"",""]
[null,"",null,{"$f":"IF(C266=\"\",\"\",VLOOKUP(C266,'Cennik Płaski'!$D$2:$AD$15681,3,0))","v":""},{"$f":"IF(C266=\"\",\"\",VLOOKUP(C266,'Cennik Płaski'!$D$2:$AD$15681,4,0))","v":""},null,{"$f":"IF(C266=\"\",\"\",VLOOKUP(C266,'Cennik Płaski'!$D$2:$AD$15681,9,0))","v":""},"",null,"","",{"$f":"IF(C266=\"\",\"\",VLOOKUP(C266,'[3]CENNIK PŁASKI'!$C$2:$AH$27586,24,0))","v":""},"",{"$f":"IF(C266=\"\",\"\",VLOOKUP(C266,'[3]CENNIK PŁASKI'!$C$2:$AH$27586,25,0))","v":""},"",""]
[null,"",null,{"$f":"IF(C267=\"\",\"\",VLOOKUP(C267,'Cennik Płaski'!$D$2:$AD$15681,3,0))","v":""},{"$f":"IF(C267=\"\",\"\",VLOOKUP(C267,'Cennik Płaski'!$D$2:$AD$15681,4,0))","v":""},null,{"$f":"IF(C267=\"\",\"\",VLOOKUP(C267,'Cennik Płaski'!$D$2:$AD$15681,9,0))","v":""},"",null,"","",{"$f":"IF(C267=\"\",\"\",VLOOKUP(C267,'[3]CENNIK PŁASKI'!$C$2:$AH$27586,24,0))","v":""},"",{"$f":"IF(C267=\"\",\"\",VLOOKUP(C267,'[3]CENNIK PŁASKI'!$C$2:$AH$27586,25,0))","v":""},"",""]
[null,"",null,{"$f":"IF(C268=\"\",\"\",VLOOKUP(C268,'Cennik Płaski'!$D$2:$AD$15681,3,0))","v":""},{"$f":"IF(C268=\"\",\"\",VLOOKUP(C268,'Cennik Płaski'!$D$2:$AD$15681,4,0))","v":""},null,{"$f":"IF(C268=\"\",\"\",VLOOKUP(C268,'Cennik Płaski'!$D$2:$AD$15681,9,0))","v":""},"",null,"","",{"$f":"IF(C268=\"\",\"\",VLOOKUP(C268,'[3]CENNIK PŁASKI'!$C$2:$AH$27586,24,0))","v":""},"",{"$f":"IF(C268=\"\",\"\",VLOOKUP(C268,'[3]CENNIK PŁASKI'!$C$2:$AH$27586,25,0))","v":""},"",""]
[null,"",null,{"$f":"IF(C269=\"\",\"\",VLOOKUP(C269,'Cennik Płaski'!$D$2:$AD$15681,3,0))","v":""},{"$f":"IF(C269=\"\",\"\",VLOOKUP(C269,'Cennik Płaski'!$D$2:$AD$15681,4,0))","v":""},null,{"$f":"IF(C269=\"\",\"\",VLOOKUP(C269,'Cennik Płaski'!$D$2:$AD$15681,9,0))","v":""},"",null,"","",{"$f":"IF(C269=\"\",\"\",VLOOKUP(C269,'[3]CENNIK PŁASKI'!$C$2:$AH$27586,24,0))","v":""},"",{"$f":"IF(C269=\"\",\"\",VLOOKUP(C269,'[3]CENNIK PŁASKI'!$C$2:$AH$27586,25,0))","v":""},"",""]
[null,"",null,{"$f":"IF(C270=\"\",\"\",VLOOKUP(C270,'Cennik Płaski'!$D$2:$AD$15681,3,0))","v":""},{"$f":"IF(C270=\"\",\"\",VLOOKUP(C270,'Cennik Płaski'!$D$2:$AD$15681,4,0))","v":""},null,{"$f":"IF(C270=\"\",\"\",VLOOKUP(C270,'Cennik Płaski'!$D$2:$AD$15681,9,0))","v":""},"",null,"","",{"$f":"IF(C270=\"\",\"\",VLOOKUP(C270,'[3]CENNIK PŁASKI'!$C$2:$AH$27586,24,0))","v":""},"",{"$f":"IF(C270=\"\",\"\",VLOOKUP(C270,'[3]CENNIK PŁASKI'!$C$2:$AH$27586,25,0))","v":""},"",{"$f":"IF(C270<>\"\",IF(ISNUMBER(F270),\"\",\"Proszę wpisać ilość\"),\"\")","v":""}]
[null,"",null,{"$f":"IF(C271=\"\",\"\",VLOOKUP(C271,'Cennik Płaski'!$D$2:$AD$15681,3,0))","v":""},{"$f":"IF(C271=\"\",\"\",VLOOKUP(C271,'Cennik Płaski'!$D$2:$AD$15681,4,0))","v":""},null,{"$f":"IF(C271=\"\",\"\",VLOOKUP(C271,'Cennik Płaski'!$D$2:$AD$15681,9,0))","v":""},"",null,"","",{"$f":"IF(C271=\"\",\"\",VLOOKUP(C271,'[3]CENNIK PŁASKI'!$C$2:$AH$27586,24,0))","v":""},"",{"$f":"IF(C271=\"\",\"\",VLOOKUP(C271,'[3]CENNIK PŁASKI'!$C$2:$AH$27586,25,0))","v":""},"",""]
[null,{"$f":"IF(C272<>\"\",B271+1,\"\")","v":""},null,{"$f":"IF(C272=\"\",\"\",VLOOKUP(C272,'Cennik Płaski'!$D$2:$AD$15681,3,0))","v":""},{"$f":"IF(C272=\"\",\"\",VLOOKUP(C272,'Cennik Płaski'!$D$2:$AD$15681,4,0))","v":""},null,{"$f":"IF(C272=\"\",\"\",VLOOKUP(C272,'Cennik Płaski'!$D$2:$AD$15681,9,0))","v":""},{"$f":"IF(C272=\"\",\"\",F272*G272)","v":""},null,{"$f":"IF(B272=\"\",\"\",IF(I272>0,G272*(1-I272),G272))","v":""},{"$f":"IF(C272=\"\",\"\",IF(I272>0,H272*(1-I272),H272))","v":""},{"$f":"IF(C272=\"\",\"\",VLOOKUP(C272,'[3]CENNIK PŁASKI'!$C$2:$AH$27586,24,0))","v":""},{"$f":"HYPERLINK(L272,L272)","v":""},{"$f":"IF(C272=\"\",\"\",VLOOKUP(C272,'[3]CENNIK PŁASKI'!$C$2:$AH$27586,25,0))","v":""},{"$f":"HYPERLINK(N272,N272)","v":""},""]
[null,"",null,{"$f":"IF(C273=\"\",\"\",VLOOKUP(C273,'Cennik Płaski'!$D$2:$AD$15681,3,0))","v":""},{"$f":"IF(C273=\"\",\"\",VLOOKUP(C273,'Cennik Płaski'!$D$2:$AD$15681,4,0))","v":""},null,{"$f":"IF(C273=\"\",\"\",VLOOKUP(C273,'Cennik Płaski'!$D$2:$AD$15681,9,0))","v":""},"",null,"","",{"$f":"IF(C273=\"\",\"\",VLOOKUP(C273,'[3]CENNIK PŁASKI'!$C$2:$AH$27586,24,0))","v":""},"",{"$f":"IF(C273=\"\",\"\",VLOOKUP(C273,'[3]CENNIK PŁASKI'!$C$2:$AH$27586,25,0))","v":""},"",""]
[null,"",null,{"$f":"IF(C274=\"\",\"\",VLOOKUP(C274,'Cennik Płaski'!$D$2:$AD$15681,3,0))","v":""},{"$f":"IF(C274=\"\",\"\",VLOOKUP(C274,'Cennik Płaski'!$D$2:$AD$15681,4,0))","v":""},null,{"$f":"IF(C274=\"\",\"\",VLOOKUP(C274,'Cennik Płaski'!$D$2:$AD$15681,9,0))","v":""},"",null,"","",{"$f":"IF(C274=\"\",\"\",VLOOKUP(C274,'[3]CENNIK PŁASKI'!$C$2:$AH$27586,24,0))","v":""},"",{"$f":"IF(C274=\"\",\"\",VLOOKUP(C274,'[3]CENNIK PŁASKI'!$C$2:$AH$27586,25,0))","v":""},"",""]
[null,"",null,{"$f":"IF(C275=\"\",\"\",VLOOKUP(C275,'Cennik Płaski'!$D$2:$AD$15681,3,0))","v":""},{"$f":"IF(C275=\"\",\"\",VLOOKUP(C275,'Cennik Płaski'!$D$2:$AD$15681,4,0))","v":""},null,{"$f":"IF(C275=\"\",\"\",VLOOKUP(C275,'Cennik Płaski'!$D$2:$AD$15681,9,0))","v":""},"",null,"","",{"$f":"IF(C275=\"\",\"\",VLOOKUP(C275,'[3]CENNIK PŁASKI'!$C$2:$AH$27586,24,0))","v":""},"",{"$f":"IF(C275=\"\",\"\",VLOOKUP(C275,'[3]CENNIK PŁASKI'!$C$2:$AH$27586,25,0))","v":""},"",""]
[null,"",null,{"$f":"IF(C276=\"\",\"\",VLOOKUP(C276,'Cennik Płaski'!$D$2:$AD$15681,3,0))","v":""},{"$f":"IF(C276=\"\",\"\",VLOOKUP(C276,'Cennik Płaski'!$D$2:$AD$15681,4,0))","v":""},null,{"$f":"IF(C276=\"\",\"\",VLOOKUP(C276,'Cennik Płaski'!$D$2:$AD$15681,9,0))","v":""},"",null,"","",{"$f":"IF(C276=\"\",\"\",VLOOKUP(C276,'[3]CENNIK PŁASKI'!$C$2:$AH$27586,24,0))","v":""},"",{"$f":"IF(C276=\"\",\"\",VLOOKUP(C276,'[3]CENNIK PŁASKI'!$C$2:$AH$27586,25,0))","v":""},"",""]
[null,"",null,{"$f":"IF(C277=\"\",\"\",VLOOKUP(C277,'Cennik Płaski'!$D$2:$AD$15681,3,0))","v":""},{"$f":"IF(C277=\"\",\"\",VLOOKUP(C277,'Cennik Płaski'!$D$2:$AD$15681,4,0))","v":""},null,{"$f":"IF(C277=\"\",\"\",VLOOKUP(C277,'Cennik Płaski'!$D$2:$AD$15681,9,0))","v":""},"",null,"","",{"$f":"IF(C277=\"\",\"\",VLOOKUP(C277,'[3]CENNIK PŁASKI'!$C$2:$AH$27586,24,0))","v":""},"",{"$f":"IF(C277=\"\",\"\",VLOOKUP(C277,'[3]CENNIK PŁASKI'!$C$2:$AH$27586,25,0))","v":""},"",""]
[null,"",null,{"$f":"IF(C278=\"\",\"\",VLOOKUP(C278,'Cennik Płaski'!$D$2:$AD$15681,3,0))","v":""},{"$f":"IF(C278=\"\",\"\",VLOOKUP(C278,'Cennik Płaski'!$D$2:$AD$15681,4,0))","v":""},null,{"$f":"IF(C278=\"\",\"\",VLOOKUP(C278,'Cennik Płaski'!$D$2:$AD$15681,9,0))","v":""},"",null,"","",{"$f":"IF(C278=\"\",\"\",VLOOKUP(C278,'[3]CENNIK PŁASKI'!$C$2:$AH$27586,24,0))","v":""},"",{"$f":"IF(C278=\"\",\"\",VLOOKUP(C278,'[3]CENNIK PŁASKI'!$C$2:$AH$27586,25,0))","v":""},"",""]
[null,"",null,{"$f":"IF(C279=\"\",\"\",VLOOKUP(C279,'Cennik Płaski'!$D$2:$AD$15681,3,0))","v":""},{"$f":"IF(C279=\"\",\"\",VLOOKUP(C279,'Cennik Płaski'!$D$2:$AD$15681,4,0))","v":""},null,{"$f":"IF(C279=\"\",\"\",VLOOKUP(C279,'Cennik Płaski'!$D$2:$AD$15681,9,0))","v":""},"",null,"","",{"$f":"IF(C279=\"\",\"\",VLOOKUP(C279,'[3]CENNIK PŁASKI'!$C$2:$AH$27586,24,0))","v":""},"",{"$f":"IF(C279=\"\",\"\",VLOOKUP(C279,'[3]CENNIK PŁASKI'!$C$2:$AH$27586,25,0))","v":""},"",""]
[null,"",null,{"$f":"IF(C280=\"\",\"\",VLOOKUP(C280,'Cennik Płaski'!$D$2:$AD$15681,3,0))","v":""},{"$f":"IF(C280=\"\",\"\",VLOOKUP(C280,'Cennik Płaski'!$D$2:$AD$15681,4,0))","v":""},null,{"$f":"IF(C280=\"\",\"\",VLOOKUP(C280,'Cennik Płaski'!$D$2:$AD$15681,9,0))","v":""},"",null,"","",{"$f":"IF(C280=\"\",\"\",VLOOKUP(C280,'[3]CENNIK PŁASKI'!$C$2:$AH$27586,24,0))","v":""},"",{"$f":"IF(C280=\"\",\"\",VLOOKUP(C280,'[3]CENNIK PŁASKI'!$C$2:$AH$27586,25,0))","v":""},"",""]
[null,"",null,{"$f":"IF(C281=\"\",\"\",VLOOKUP(C281,'Cennik Płaski'!$D$2:$AD$15681,3,0))","v":""},{"$f":"IF(C281=\"\",\"\",VLOOKUP(C281,'Cennik Płaski'!$D$2:$AD$15681,4,0))","v":""},null,{"$f":"IF(C281=\"\",\"\",VLOOKUP(C281,'Cennik Płaski'!$D$2:$AD$15681,9,0))","v":""},"",null,"","",{"$f":"IF(C281=\"\",\"\",VLOOKUP(C281,'[3]CENNIK PŁASKI'!$C$2:$AH$27586,24,0))","v":""},"",{"$f":"IF(C281=\"\",\"\",VLOOKUP(C281,'[3]CENNIK PŁASKI'!$C$2:$AH$27586,25,0))","v":""},"",""]
[null,"",null,{"$f":"IF(C282=\"\",\"\",VLOOKUP(C282,'Cennik Płaski'!$D$2:$AD$15681,3,0))","v":""},{"$f":"IF(C282=\"\",\"\",VLOOKUP(C282,'Cennik Płaski'!$D$2:$AD$15681,4,0))","v":""},null,{"$f":"IF(C282=\"\",\"\",VLOOKUP(C282,'Cennik Płaski'!$D$2:$AD$15681,9,0))","v":""},"",null,"","",{"$f":"IF(C282=\"\",\"\",VLOOKUP(C282,'[3]CENNIK PŁASKI'!$C$2:$AH$27586,24,0))","v":""},"",{"$f":"IF(C282=\"\",\"\",VLOOKUP(C282,'[3]CENNIK PŁASKI'!$C$2:$AH$27586,25,0))","v":""},"",""]
[null,"",null,{"$f":"IF(C283=\"\",\"\",VLOOKUP(C283,'Cennik Płaski'!$D$2:$AD$15681,3,0))","v":""},{"$f":"IF(C283=\"\",\"\",VLOOKUP(C283,'Cennik Płaski'!$D$2:$AD$15681,4,0))","v":""},null,{"$f":"IF(C283=\"\",\"\",VLOOKUP(C283,'Cennik Płaski'!$D$2:$AD$15681,9,0))","v":""},"",null,"","",{"$f":"IF(C283=\"\",\"\",VLOOKUP(C283,'[3]CENNIK PŁASKI'!$C$2:$AH$27586,24,0))","v":""},"",{"$f":"IF(C283=\"\",\"\",VLOOKUP(C283,'[3]CENNIK PŁASKI'!$C$2:$AH$27586,25,0))","v":""},"",""]
[null,"",null,{"$f":"IF(C284=\"\",\"\",VLOOKUP(C284,'Cennik Płaski'!$D$2:$AD$15681,3,0))","v":""},{"$f":"IF(C284=\"\",\"\",VLOOKUP(C284,'Cennik Płaski'!$D$2:$AD$15681,4,0))","v":""},null,{"$f":"IF(C284=\"\",\"\",VLOOKUP(C284,'Cennik Płaski'!$D$2:$AD$15681,9,0))","v":""},"",null,"","",{"$f":"IF(C284=\"\",\"\",VLOOKUP(C284,'[3]CENNIK PŁASKI'!$C$2:$AH$27586,24,0))","v":""},"",{"$f":"IF(C284=\"\",\"\",VLOOKUP(C284,'[3]CENNIK PŁASKI'!$C$2:$AH$27586,25,0))","v":""},"",""]
[null,"",null,{"$f":"IF(C285=\"\",\"\",VLOOKUP(C285,'Cennik Płaski'!$D$2:$AD$15681,3,0))","v":""},{"$f":"IF(C285=\"\",\"\",VLOOKUP(C285,'Cennik Płaski'!$D$2:$AD$15681,4,0))","v":""},null,{"$f":"IF(C285=\"\",\"\",VLOOKUP(C285,'Cennik Płaski'!$D$2:$AD$15681,9,0))","v":""},"",null,"","",{"$f":"IF(C285=\"\",\"\",VLOOKUP(C285,'[3]CENNIK PŁASKI'!$C$2:$AH$27586,24,0))","v":""},"",{"$f":"IF(C285=\"\",\"\",VLOOKUP(C285,'[3]CENNIK PŁASKI'!$C$2:$AH$27586,25,0))","v":""},"",""]
[null,"",null,{"$f":"IF(C286=\"\",\"\",VLOOKUP(C286,'Cennik Płaski'!$D$2:$AD$15681,3,0))","v":""},{"$f":"IF(C286=\"\",\"\",VLOOKUP(C286,'Cennik Płaski'!$D$2:$AD$15681,4,0))","v":""},null,{"$f":"IF(C286=\"\",\"\",VLOOKUP(C286,'Cennik Płaski'!$D$2:$AD$15681,9,0))","v":""},"",null,"","",{"$f":"IF(C286=\"\",\"\",VLOOKUP(C286,'[3]CENNIK PŁASKI'!$C$2:$AH$27586,24,0))","v":""},"",{"$f":"IF(C286=\"\",\"\",VLOOKUP(C286,'[3]CENNIK PŁASKI'!$C$2:$AH$27586,25,0))","v":""},"",""]
[null,"",null,{"$f":"IF(C287=\"\",\"\",VLOOKUP(C287,'Cennik Płaski'!$D$2:$AD$15681,3,0))","v":""},{"$f":"IF(C287=\"\",\"\",VLOOKUP(C287,'Cennik Płaski'!$D$2:$AD$15681,4,0))","v":""},null,{"$f":"IF(C287=\"\",\"\",VLOOKUP(C287,'Cennik Płaski'!$D$2:$AD$15681,9,0))","v":""},"",null,"","",{"$f":"IF(C287=\"\",\"\",VLOOKUP(C287,'[3]CENNIK PŁASKI'!$C$2:$AH$27586,24,0))","v":""},"",{"$f":"IF(C287=\"\",\"\",VLOOKUP(C287,'[3]CENNIK PŁASKI'!$C$2:$AH$27586,25,0))","v":""},"",""]
[null,"",null,{"$f":"IF(C288=\"\",\"\",VLOOKUP(C288,'Cennik Płaski'!$D$2:$AD$15681,3,0))","v":""},{"$f":"IF(C288=\"\",\"\",VLOOKUP(C288,'Cennik Płaski'!$D$2:$AD$15681,4,0))","v":""},null,{"$f":"IF(C288=\"\",\"\",VLOOKUP(C288,'Cennik Płaski'!$D$2:$AD$15681,9,0))","v":""},"",null,"","",{"$f":"IF(C288=\"\",\"\",VLOOKUP(C288,'[3]CENNIK PŁASKI'!$C$2:$AH$27586,24,0))","v":""},"",{"$f":"IF(C288=\"\",\"\",VLOOKUP(C288,'[3]CENNIK PŁASKI'!$C$2:$AH$27586,25,0))","v":""},"",""]
[null,"",null,{"$f":"IF(C289=\"\",\"\",VLOOKUP(C289,'Cennik Płaski'!$D$2:$AD$15681,3,0))","v":""},{"$f":"IF(C289=\"\",\"\",VLOOKUP(C289,'Cennik Płaski'!$D$2:$AD$15681,4,0))","v":""},null,{"$f":"IF(C289=\"\",\"\",VLOOKUP(C289,'Cennik Płaski'!$D$2:$AD$15681,9,0))","v":""},"",null,"","",{"$f":"IF(C289=\"\",\"\",VLOOKUP(C289,'[3]CENNIK PŁASKI'!$C$2:$AH$27586,24,0))","v":""},"",{"$f":"IF(C289=\"\",\"\",VLOOKUP(C289,'[3]CENNIK PŁASKI'!$C$2:$AH$27586,25,0))","v":""},"",""]
[null,"",null,{"$f":"IF(C290=\"\",\"\",VLOOKUP(C290,'Cennik Płaski'!$D$2:$AD$15681,3,0))","v":""},{"$f":"IF(C290=\"\",\"\",VLOOKUP(C290,'Cennik Płaski'!$D$2:$AD$15681,4,0))","v":""},null,{"$f":"IF(C290=\"\",\"\",VLOOKUP(C290,'Cennik Płaski'!$D$2:$AD$15681,9,0))","v":""},"",null,"","",{"$f":"IF(C290=\"\",\"\",VLOOKUP(C290,'[3]CENNIK PŁASKI'!$C$2:$AH$27586,24,0))","v":""},"",{"$f":"IF(C290=\"\",\"\",VLOOKUP(C290,'[3]CENNIK PŁASKI'!$C$2:$AH$27586,25,0))","v":""},"",""]
[null,"",null,{"$f":"IF(C291=\"\",\"\",VLOOKUP(C291,'Cennik Płaski'!$D$2:$AD$15681,3,0))","v":""},{"$f":"IF(C291=\"\",\"\",VLOOKUP(C291,'Cennik Płaski'!$D$2:$AD$15681,4,0))","v":""},null,{"$f":"IF(C291=\"\",\"\",VLOOKUP(C291,'Cennik Płaski'!$D$2:$AD$15681,9,0))","v":""},"",null,"","",{"$f":"IF(C291=\"\",\"\",VLOOKUP(C291,'[3]CENNIK PŁASKI'!$C$2:$AH$27586,24,0))","v":""},"",{"$f":"IF(C291=\"\",\"\",VLOOKUP(C291,'[3]CENNIK PŁASKI'!$C$2:$AH$27586,25,0))","v":""},"",""]
[null,"",null,{"$f":"IF(C292=\"\",\"\",VLOOKUP(C292,'Cennik Płaski'!$D$2:$AD$15681,3,0))","v":""},{"$f":"IF(C292=\"\",\"\",VLOOKUP(C292,'Cennik Płaski'!$D$2:$AD$15681,4,0))","v":""},null,{"$f":"IF(C292=\"\",\"\",VLOOKUP(C292,'Cennik Płaski'!$D$2:$AD$15681,9,0))","v":""},"",null,"","",{"$f":"IF(C292=\"\",\"\",VLOOKUP(C292,'[3]CENNIK PŁASKI'!$C$2:$AH$27586,24,0))","v":""},"",{"$f":"IF(C292=\"\",\"\",VLOOKUP(C292,'[3]CENNIK PŁASKI'!$C$2:$AH$27586,25,0))","v":""},"",""]
[null,"",null,{"$f":"IF(C293=\"\",\"\",VLOOKUP(C293,'Cennik Płaski'!$D$2:$AD$15681,3,0))","v":""},{"$f":"IF(C293=\"\",\"\",VLOOKUP(C293,'Cennik Płaski'!$D$2:$AD$15681,4,0))","v":""},null,{"$f":"IF(C293=\"\",\"\",VLOOKUP(C293,'Cennik Płaski'!$D$2:$AD$15681,9,0))","v":""},"",null,"","",{"$f":"IF(C293=\"\",\"\",VLOOKUP(C293,'[3]CENNIK PŁASKI'!$C$2:$AH$27586,24,0))","v":""},"",{"$f":"IF(C293=\"\",\"\",VLOOKUP(C293,'[3]CENNIK PŁASKI'!$C$2:$AH$27586,25,0))","v":""},"",""]
[null,"",null,{"$f":"IF(C294=\"\",\"\",VLOOKUP(C294,'Cennik Płaski'!$D$2:$AD$15681,3,0))","v":""},{"$f":"IF(C294=\"\",\"\",VLOOKUP(C294,'Cennik Płaski'!$D$2:$AD$15681,4,0))","v":""},null,{"$f":"IF(C294=\"\",\"\",VLOOKUP(C294,'Cennik Płaski'!$D$2:$AD$15681,9,0))","v":""},"",null,"","",{"$f":"IF(C294=\"\",\"\",VLOOKUP(C294,'[3]CENNIK PŁASKI'!$C$2:$AH$27586,24,0))","v":""},"",{"$f":"IF(C294=\"\",\"\",VLOOKUP(C294,'[3]CENNIK PŁASKI'!$C$2:$AH$27586,25,0))","v":""},"",""]
[null,"",null,{"$f":"IF(C295=\"\",\"\",VLOOKUP(C295,'Cennik Płaski'!$D$2:$AD$15681,3,0))","v":""},{"$f":"IF(C295=\"\",\"\",VLOOKUP(C295,'Cennik Płaski'!$D$2:$AD$15681,4,0))","v":""},null,{"$f":"IF(C295=\"\",\"\",VLOOKUP(C295,'Cennik Płaski'!$D$2:$AD$15681,9,0))","v":""},"",null,"","",{"$f":"IF(C295=\"\",\"\",VLOOKUP(C295,'[3]CENNIK PŁASKI'!$C$2:$AH$27586,24,0))","v":""},"",{"$f":"IF(C295=\"\",\"\",VLOOKUP(C295,'[3]CENNIK PŁASKI'!$C$2:$AH$27586,25,0))","v":""},"",""]
[null,"",null,{"$f":"IF(C296=\"\",\"\",VLOOKUP(C296,'Cennik Płaski'!$D$2:$AD$15681,3,0))","v":""},{"$f":"IF(C296=\"\",\"\",VLOOKUP(C296,'Cennik Płaski'!$D$2:$AD$15681,4,0))","v":""},null,{"$f":"IF(C296=\"\",\"\",VLOOKUP(C296,'Cennik Płaski'!$D$2:$AD$15681,9,0))","v":""},"",null,"","",{"$f":"IF(C296=\"\",\"\",VLOOKUP(C296,'[3]CENNIK PŁASKI'!$C$2:$AH$27586,24,0))","v":""},"",{"$f":"IF(C296=\"\",\"\",VLOOKUP(C296,'[3]CENNIK PŁASKI'!$C$2:$AH$27586,25,0))","v":""},"",""]
[null,"",null,{"$f":"IF(C297=\"\",\"\",VLOOKUP(C297,'Cennik Płaski'!$D$2:$AD$15681,3,0))","v":""},{"$f":"IF(C297=\"\",\"\",VLOOKUP(C297,'Cennik Płaski'!$D$2:$AD$15681,4,0))","v":""},null,{"$f":"IF(C297=\"\",\"\",VLOOKUP(C297,'Cennik Płaski'!$D$2:$AD$15681,9,0))","v":""},"",null,"","",{"$f":"IF(C297=\"\",\"\",VLOOKUP(C297,'[3]CENNIK PŁASKI'!$C$2:$AH$27586,24,0))","v":""},"",{"$f":"IF(C297=\"\",\"\",VLOOKUP(C297,'[3]CENNIK PŁASKI'!$C$2:$AH$27586,25,0))","v":""},"",""]
[null,"",null,{"$f":"IF(C298=\"\",\"\",VLOOKUP(C298,'Cennik Płaski'!$D$2:$AD$15681,3,0))","v":""},{"$f":"IF(C298=\"\",\"\",VLOOKUP(C298,'Cennik Płaski'!$D$2:$AD$15681,4,0))","v":""},null,{"$f":"IF(C298=\"\",\"\",VLOOKUP(C298,'Cennik Płaski'!$D$2:$AD$15681,9,0))","v":""},"",null,"","",{"$f":"IF(C298=\"\",\"\",VLOOKUP(C298,'[3]CENNIK PŁASKI'!$C$2:$AH$27586,24,0))","v":""},"",{"$f":"IF(C298=\"\",\"\",VLOOKUP(C298,'[3]CENNIK PŁASKI'!$C$2:$AH$27586,25,0))","v":""},"",""]
[null,"",null,{"$f":"IF(C299=\"\",\"\",VLOOKUP(C299,'Cennik Płaski'!$D$2:$AD$15681,3,0))","v":""},{"$f":"IF(C299=\"\",\"\",VLOOKUP(C299,'Cennik Płaski'!$D$2:$AD$15681,4,0))","v":""},null,{"$f":"IF(C299=\"\",\"\",VLOOKUP(C299,'Cennik Płaski'!$D$2:$AD$15681,9,0))","v":""},"",null,"","",{"$f":"IF(C299=\"\",\"\",VLOOKUP(C299,'[3]CENNIK PŁASKI'!$C$2:$AH$27586,24,0))","v":""},"",{"$f":"IF(C299=\"\",\"\",VLOOKUP(C299,'[3]CENNIK PŁASKI'!$C$2:$AH$27586,25,0))","v":""},"",""]
[null,"",null,{"$f":"IF(C300=\"\",\"\",VLOOKUP(C300,'Cennik Płaski'!$D$2:$AD$15681,3,0))","v":""},{"$f":"IF(C300=\"\",\"\",VLOOKUP(C300,'Cennik Płaski'!$D$2:$AD$15681,4,0))","v":""},null,{"$f":"IF(C300=\"\",\"\",VLOOKUP(C300,'Cennik Płaski'!$D$2:$AD$15681,9,0))","v":""},"",null,"","",{"$f":"IF(C300=\"\",\"\",VLOOKUP(C300,'[3]CENNIK PŁASKI'!$C$2:$AH$27586,24,0))","v":""},"",{"$f":"IF(C300=\"\",\"\",VLOOKUP(C300,'[3]CENNIK PŁASKI'!$C$2:$AH$27586,25,0))","v":""},"",""]
[null,"",null,{"$f":"IF(C301=\"\",\"\",VLOOKUP(C301,'Cennik Płaski'!$D$2:$AD$15681,3,0))","v":""},{"$f":"IF(C301=\"\",\"\",VLOOKUP(C301,'Cennik Płaski'!$D$2:$AD$15681,4,0))","v":""},null,{"$f":"IF(C301=\"\",\"\",VLOOKUP(C301,'Cennik Płaski'!$D$2:$AD$15681,9,0))","v":""},"",null,"","",{"$f":"IF(C301=\"\",\"\",VLOOKUP(C301,'[3]CENNIK PŁASKI'!$C$2:$AH$27586,24,0))","v":""},"",{"$f":"IF(C301=\"\",\"\",VLOOKUP(C301,'[3]CENNIK PŁASKI'!$C$2:$AH$27586,25,0))","v":""},"",""]
[null,"",null,{"$f":"IF(C302=\"\",\"\",VLOOKUP(C302,'Cennik Płaski'!$D$2:$AD$15681,3,0))","v":""},{"$f":"IF(C302=\"\",\"\",VLOOKUP(C302,'Cennik Płaski'!$D$2:$AD$15681,4,0))","v":""},null,{"$f":"IF(C302=\"\",\"\",VLOOKUP(C302,'Cennik Płaski'!$D$2:$AD$15681,9,0))","v":""},"",null,"","",{"$f":"IF(C302=\"\",\"\",VLOOKUP(C302,'[3]CENNIK PŁASKI'!$C$2:$AH$27586,24,0))","v":""},"",{"$f":"IF(C302=\"\",\"\",VLOOKUP(C302,'[3]CENNIK PŁASKI'!$C$2:$AH$27586,25,0))","v":""},"",""]
[null,"",null,{"$f":"IF(C303=\"\",\"\",VLOOKUP(C303,'Cennik Płaski'!$D$2:$AD$15681,3,0))","v":""},{"$f":"IF(C303=\"\",\"\",VLOOKUP(C303,'Cennik Płaski'!$D$2:$AD$15681,4,0))","v":""},null,{"$f":"IF(C303=\"\",\"\",VLOOKUP(C303,'Cennik Płaski'!$D$2:$AD$15681,9,0))","v":""},"",null,"","",{"$f":"IF(C303=\"\",\"\",VLOOKUP(C303,'[3]CENNIK PŁASKI'!$C$2:$AH$27586,24,0))","v":""},"",{"$f":"IF(C303=\"\",\"\",VLOOKUP(C303,'[3]CENNIK PŁASKI'!$C$2:$AH$27586,25,0))","v":""},"",""]
[null,"",null,{"$f":"IF(C304=\"\",\"\",VLOOKUP(C304,'Cennik Płaski'!$D$2:$AD$15681,3,0))","v":""},{"$f":"IF(C304=\"\",\"\",VLOOKUP(C304,'Cennik Płaski'!$D$2:$AD$15681,4,0))","v":""},null,{"$f":"IF(C304=\"\",\"\",VLOOKUP(C304,'Cennik Płaski'!$D$2:$AD$15681,9,0))","v":""},"",null,"","",{"$f":"IF(C304=\"\",\"\",VLOOKUP(C304,'[3]CENNIK PŁASKI'!$C$2:$AH$27586,24,0))","v":""},"",{"$f":"IF(C304=\"\",\"\",VLOOKUP(C304,'[3]CENNIK PŁASKI'!$C$2:$AH$27586,25,0))","v":""},"",""]
[null,"",null,{"$f":"IF(C305=\"\",\"\",VLOOKUP(C305,'Cennik Płaski'!$D$2:$AD$15681,3,0))","v":""},{"$f":"IF(C305=\"\",\"\",VLOOKUP(C305,'Cennik Płaski'!$D$2:$AD$15681,4,0))","v":""},null,{"$f":"IF(C305=\"\",\"\",VLOOKUP(C305,'Cennik Płaski'!$D$2:$AD$15681,9,0))","v":""},"",null,"","",{"$f":"IF(C305=\"\",\"\",VLOOKUP(C305,'[3]CENNIK PŁASKI'!$C$2:$AH$27586,24,0))","v":""},"",{"$f":"IF(C305=\"\",\"\",VLOOKUP(C305,'[3]CENNIK PŁASKI'!$C$2:$AH$27586,25,0))","v":""},"",""]
[null,"",null,{"$f":"IF(C306=\"\",\"\",VLOOKUP(C306,'Cennik Płaski'!$D$2:$AD$15681,3,0))","v":""},{"$f":"IF(C306=\"\",\"\",VLOOKUP(C306,'Cennik Płaski'!$D$2:$AD$15681,4,0))","v":""},null,{"$f":"IF(C306=\"\",\"\",VLOOKUP(C306,'Cennik Płaski'!$D$2:$AD$15681,9,0))","v":""},"",null,"","",{"$f":"IF(C306=\"\",\"\",VLOOKUP(C306,'[3]CENNIK PŁASKI'!$C$2:$AH$27586,24,0))","v":""},"",{"$f":"IF(C306=\"\",\"\",VLOOKUP(C306,'[3]CENNIK PŁASKI'!$C$2:$AH$27586,25,0))","v":""},"",""]
[null,"",null,{"$f":"IF(C307=\"\",\"\",VLOOKUP(C307,'Cennik Płaski'!$D$2:$AD$15681,3,0))","v":""},{"$f":"IF(C307=\"\",\"\",VLOOKUP(C307,'Cennik Płaski'!$D$2:$AD$15681,4,0))","v":""},null,{"$f":"IF(C307=\"\",\"\",VLOOKUP(C307,'Cennik Płaski'!$D$2:$AD$15681,9,0))","v":""},"",null,"","",{"$f":"IF(C307=\"\",\"\",VLOOKUP(C307,'[3]CENNIK PŁASKI'!$C$2:$AH$27586,24,0))","v":""},"",{"$f":"IF(C307=\"\",\"\",VLOOKUP(C307,'[3]CENNIK PŁASKI'!$C$2:$AH$27586,25,0))","v":""},"",""]
[null,"",null,{"$f":"IF(C308=\"\",\"\",VLOOKUP(C308,'Cennik Płaski'!$D$2:$AD$15681,3,0))","v":""},{"$f":"IF(C308=\"\",\"\",VLOOKUP(C308,'Cennik Płaski'!$D$2:$AD$15681,4,0))","v":""},null,{"$f":"IF(C308=\"\",\"\",VLOOKUP(C308,'Cennik Płaski'!$D$2:$AD$15681,9,0))","v":""},"",null,"","",{"$f":"IF(C308=\"\",\"\",VLOOKUP(C308,'[3]CENNIK PŁASKI'!$C$2:$AH$27586,24,0))","v":""},"",{"$f":"IF(C308=\"\",\"\",VLOOKUP(C308,'[3]CENNIK PŁASKI'!$C$2:$AH$27586,25,0))","v":""},"",""]
[null,"",null,{"$f":"IF(C309=\"\",\"\",VLOOKUP(C309,'Cennik Płaski'!$D$2:$AD$15681,3,0))","v":""},{"$f":"IF(C309=\"\",\"\",VLOOKUP(C309,'Cennik Płaski'!$D$2:$AD$15681,4,0))","v":""},null,{"$f":"IF(C309=\"\",\"\",VLOOKUP(C309,'Cennik Płaski'!$D$2:$AD$15681,9,0))","v":""},"",null,"","",{"$f":"IF(C309=\"\",\"\",VLOOKUP(C309,'[3]CENNIK PŁASKI'!$C$2:$AH$27586,24,0))","v":""},"",{"$f":"IF(C309=\"\",\"\",VLOOKUP(C309,'[3]CENNIK PŁASKI'!$C$2:$AH$27586,25,0))","v":""},"",""]
[null,"",null,{"$f":"IF(C310=\"\",\"\",VLOOKUP(C310,'Cennik Płaski'!$D$2:$AD$15681,3,0))","v":""},{"$f":"IF(C310=\"\",\"\",VLOOKUP(C310,'Cennik Płaski'!$D$2:$AD$15681,4,0))","v":""},null,{"$f":"IF(C310=\"\",\"\",VLOOKUP(C310,'Cennik Płaski'!$D$2:$AD$15681,9,0))","v":""},"",null,"","",{"$f":"IF(C310=\"\",\"\",VLOOKUP(C310,'[3]CENNIK PŁASKI'!$C$2:$AH$27586,24,0))","v":""},"",{"$f":"IF(C310=\"\",\"\",VLOOKUP(C310,'[3]CENNIK PŁASKI'!$C$2:$AH$27586,25,0))","v":""},"",""]
[null,"",null,{"$f":"IF(C311=\"\",\"\",VLOOKUP(C311,'Cennik Płaski'!$D$2:$AD$15681,3,0))","v":""},{"$f":"IF(C311=\"\",\"\",VLOOKUP(C311,'Cennik Płaski'!$D$2:$AD$15681,4,0))","v":""},null,{"$f":"IF(C311=\"\",\"\",VLOOKUP(C311,'Cennik Płaski'!$D$2:$AD$15681,9,0))","v":""},"",null,"","",{"$f":"IF(C311=\"\",\"\",VLOOKUP(C311,'[3]CENNIK PŁASKI'!$C$2:$AH$27586,24,0))","v":""},"",{"$f":"IF(C311=\"\",\"\",VLOOKUP(C311,'[3]CENNIK PŁASKI'!$C$2:$AH$27586,25,0))","v":""},"",""]
[null,"",null,{"$f":"IF(C312=\"\",\"\",VLOOKUP(C312,'Cennik Płaski'!$D$2:$AD$15681,3,0))","v":""},{"$f":"IF(C312=\"\",\"\",VLOOKUP(C312,'Cennik Płaski'!$D$2:$AD$15681,4,0))","v":""},null,{"$f":"IF(C312=\"\",\"\",VLOOKUP(C312,'Cennik Płaski'!$D$2:$AD$15681,9,0))","v":""},"",null,"","",{"$f":"IF(C312=\"\",\"\",VLOOKUP(C312,'[3]CENNIK PŁASKI'!$C$2:$AH$27586,24,0))","v":""},"",{"$f":"IF(C312=\"\",\"\",VLOOKUP(C312,'[3]CENNIK PŁASKI'!$C$2:$AH$27586,25,0))","v":""},"",""]
[null,"",null,{"$f":"IF(C313=\"\",\"\",VLOOKUP(C313,'Cennik Płaski'!$D$2:$AD$15681,3,0))","v":""},{"$f":"IF(C313=\"\",\"\",VLOOKUP(C313,'Cennik Płaski'!$D$2:$AD$15681,4,0))","v":""},null,{"$f":"IF(C313=\"\",\"\",VLOOKUP(C313,'Cennik Płaski'!$D$2:$AD$15681,9,0))","v":""},"",null,"","",{"$f":"IF(C313=\"\",\"\",VLOOKUP(C313,'[3]CENNIK PŁASKI'!$C$2:$AH$27586,24,0))","v":""},"",{"$f":"IF(C313=\"\",\"\",VLOOKUP(C313,'[3]CENNIK PŁASKI'!$C$2:$AH$27586,25,0))","v":""},"",""]
[null,"",null,{"$f":"IF(C314=\"\",\"\",VLOOKUP(C314,'Cennik Płaski'!$D$2:$AD$15681,3,0))","v":""},{"$f":"IF(C314=\"\",\"\",VLOOKUP(C314,'Cennik Płaski'!$D$2:$AD$15681,4,0))","v":""},null,{"$f":"IF(C314=\"\",\"\",VLOOKUP(C314,'Cennik Płaski'!$D$2:$AD$15681,9,0))","v":""},"",null,"","",{"$f":"IF(C314=\"\",\"\",VLOOKUP(C314,'[3]CENNIK PŁASKI'!$C$2:$AH$27586,24,0))","v":""},"",{"$f":"IF(C314=\"\",\"\",VLOOKUP(C314,'[3]CENNIK PŁASKI'!$C$2:$AH$27586,25,0))","v":""},"",""]
[null,"",null,{"$f":"IF(C315=\"\",\"\",VLOOKUP(C315,'Cennik Płaski'!$D$2:$AD$15681,3,0))","v":""},{"$f":"IF(C315=\"\",\"\",VLOOKUP(C315,'Cennik Płaski'!$D$2:$AD$15681,4,0))","v":""},null,{"$f":"IF(C315=\"\",\"\",VLOOKUP(C315,'Cennik Płaski'!$D$2:$AD$15681,9,0))","v":""},"",null,"","",{"$f":"IF(C315=\"\",\"\",VLOOKUP(C315,'[3]CENNIK PŁASKI'!$C$2:$AH$27586,24,0))","v":""},"",{"$f":"IF(C315=\"\",\"\",VLOOKUP(C315,'[3]CENNIK PŁASKI'!$C$2:$AH$27586,25,0))","v":""},"",""]
[null,"",null,{"$f":"IF(C316=\"\",\"\",VLOOKUP(C316,'Cennik Płaski'!$D$2:$AD$15681,3,0))","v":""},{"$f":"IF(C316=\"\",\"\",VLOOKUP(C316,'Cennik Płaski'!$D$2:$AD$15681,4,0))","v":""},null,{"$f":"IF(C316=\"\",\"\",VLOOKUP(C316,'Cennik Płaski'!$D$2:$AD$15681,9,0))","v":""},"",null,"","",{"$f":"IF(C316=\"\",\"\",VLOOKUP(C316,'[3]CENNIK PŁASKI'!$C$2:$AH$27586,24,0))","v":""},"",{"$f":"IF(C316=\"\",\"\",VLOOKUP(C316,'[3]CENNIK PŁASKI'!$C$2:$AH$27586,25,0))","v":""},"",""]
[null,"",null,{"$f":"IF(C317=\"\",\"\",VLOOKUP(C317,'Cennik Płaski'!$D$2:$AD$15681,3,0))","v":""},{"$f":"IF(C317=\"\",\"\",VLOOKUP(C317,'Cennik Płaski'!$D$2:$AD$15681,4,0))","v":""},null,{"$f":"IF(C317=\"\",\"\",VLOOKUP(C317,'Cennik Płaski'!$D$2:$AD$15681,9,0))","v":""},"",null,"","",{"$f":"IF(C317=\"\",\"\",VLOOKUP(C317,'[3]CENNIK PŁASKI'!$C$2:$AH$27586,24,0))","v":""},"",{"$f":"IF(C317=\"\",\"\",VLOOKUP(C317,'[3]CENNIK PŁASKI'!$C$2:$AH$27586,25,0))","v":""},"",""]
[null,"",null,{"$f":"IF(C318=\"\",\"\",VLOOKUP(C318,'Cennik Płaski'!$D$2:$AD$15681,3,0))","v":""},{"$f":"IF(C318=\"\",\"\",VLOOKUP(C318,'Cennik Płaski'!$D$2:$AD$15681,4,0))","v":""},null,{"$f":"IF(C318=\"\",\"\",VLOOKUP(C318,'Cennik Płaski'!$D$2:$AD$15681,9,0))","v":""},"",null,"","",{"$f":"IF(C318=\"\",\"\",VLOOKUP(C318,'[3]CENNIK PŁASKI'!$C$2:$AH$27586,24,0))","v":""},"",{"$f":"IF(C318=\"\",\"\",VLOOKUP(C318,'[3]CENNIK PŁASKI'!$C$2:$AH$27586,25,0))","v":""},"",""]
[null,"",null,{"$f":"IF(C319=\"\",\"\",VLOOKUP(C319,'Cennik Płaski'!$D$2:$AD$15681,3,0))","v":""},{"$f":"IF(C319=\"\",\"\",VLOOKUP(C319,'Cennik Płaski'!$D$2:$AD$15681,4,0))","v":""},null,{"$f":"IF(C319=\"\",\"\",VLOOKUP(C319,'Cennik Płaski'!$D$2:$AD$15681,9,0))","v":""},"",null,"","",{"$f":"IF(C319=\"\",\"\",VLOOKUP(C319,'[3]CENNIK PŁASKI'!$C$2:$AH$27586,24,0))","v":""},"",{"$f":"IF(C319=\"\",\"\",VLOOKUP(C319,'[3]CENNIK PŁASKI'!$C$2:$AH$27586,25,0))","v":""},"",""]
[null,"",null,{"$f":"IF(C320=\"\",\"\",VLOOKUP(C320,'Cennik Płaski'!$D$2:$AD$15681,3,0))","v":""},{"$f":"IF(C320=\"\",\"\",VLOOKUP(C320,'Cennik Płaski'!$D$2:$AD$15681,4,0))","v":""},null,{"$f":"IF(C320=\"\",\"\",VLOOKUP(C320,'Cennik Płaski'!$D$2:$AD$15681,9,0))","v":""},"",null,"","",{"$f":"IF(C320=\"\",\"\",VLOOKUP(C320,'[3]CENNIK PŁASKI'!$C$2:$AH$27586,24,0))","v":""},"",{"$f":"IF(C320=\"\",\"\",VLOOKUP(C320,'[3]CENNIK PŁASKI'!$C$2:$AH$27586,25,0))","v":""},"",""]
[null,"",null,{"$f":"IF(C321=\"\",\"\",VLOOKUP(C321,'Cennik Płaski'!$D$2:$AD$15681,3,0))","v":""},{"$f":"IF(C321=\"\",\"\",VLOOKUP(C321,'Cennik Płaski'!$D$2:$AD$15681,4,0))","v":""},null,{"$f":"IF(C321=\"\",\"\",VLOOKUP(C321,'Cennik Płaski'!$D$2:$AD$15681,9,0))","v":""},"",null,"","",{"$f":"IF(C321=\"\",\"\",VLOOKUP(C321,'[3]CENNIK PŁASKI'!$C$2:$AH$27586,24,0))","v":""},"",{"$f":"IF(C321=\"\",\"\",VLOOKUP(C321,'[3]CENNIK PŁASKI'!$C$2:$AH$27586,25,0))","v":""},"",""]
[null,"",null,{"$f":"IF(C322=\"\",\"\",VLOOKUP(C322,'Cennik Płaski'!$D$2:$AD$15681,3,0))","v":""},{"$f":"IF(C322=\"\",\"\",VLOOKUP(C322,'Cennik Płaski'!$D$2:$AD$15681,4,0))","v":""},null,{"$f":"IF(C322=\"\",\"\",VLOOKUP(C322,'Cennik Płaski'!$D$2:$AD$15681,9,0))","v":""},"",null,"","",{"$f":"IF(C322=\"\",\"\",VLOOKUP(C322,'[3]CENNIK PŁASKI'!$C$2:$AH$27586,24,0))","v":""},"",{"$f":"IF(C322=\"\",\"\",VLOOKUP(C322,'[3]CENNIK PŁASKI'!$C$2:$AH$27586,25,0))","v":""},"",""]
[null,"",null,{"$f":"IF(C323=\"\",\"\",VLOOKUP(C323,'Cennik Płaski'!$D$2:$AD$15681,3,0))","v":""},{"$f":"IF(C323=\"\",\"\",VLOOKUP(C323,'Cennik Płaski'!$D$2:$AD$15681,4,0))","v":""},null,{"$f":"IF(C323=\"\",\"\",VLOOKUP(C323,'Cennik Płaski'!$D$2:$AD$15681,9,0))","v":""},"",null,"","",{"$f":"IF(C323=\"\",\"\",VLOOKUP(C323,'[3]CENNIK PŁASKI'!$C$2:$AH$27586,24,0))","v":""},"",{"$f":"IF(C323=\"\",\"\",VLOOKUP(C323,'[3]CENNIK PŁASKI'!$C$2:$AH$27586,25,0))","v":""},"",""]
[null,"",null,{"$f":"IF(C324=\"\",\"\",VLOOKUP(C324,'Cennik Płaski'!$D$2:$AD$15681,3,0))","v":""},{"$f":"IF(C324=\"\",\"\",VLOOKUP(C324,'Cennik Płaski'!$D$2:$AD$15681,4,0))","v":""},null,{"$f":"IF(C324=\"\",\"\",VLOOKUP(C324,'Cennik Płaski'!$D$2:$AD$15681,9,0))","v":""},"",null,"","",{"$f":"IF(C324=\"\",\"\",VLOOKUP(C324,'[3]CENNIK PŁASKI'!$C$2:$AH$27586,24,0))","v":""},"",{"$f":"IF(C324=\"\",\"\",VLOOKUP(C324,'[3]CENNIK PŁASKI'!$C$2:$AH$27586,25,0))","v":""},"",""]
[null,"",null,{"$f":"IF(C325=\"\",\"\",VLOOKUP(C325,'Cennik Płaski'!$D$2:$AD$15681,3,0))","v":""},{"$f":"IF(C325=\"\",\"\",VLOOKUP(C325,'Cennik Płaski'!$D$2:$AD$15681,4,0))","v":""},null,{"$f":"IF(C325=\"\",\"\",VLOOKUP(C325,'Cennik Płaski'!$D$2:$AD$15681,9,0))","v":""},"",null,"","",{"$f":"IF(C325=\"\",\"\",VLOOKUP(C325,'[3]CENNIK PŁASKI'!$C$2:$AH$27586,24,0))","v":""},"",{"$f":"IF(C325=\"\",\"\",VLOOKUP(C325,'[3]CENNIK PŁASKI'!$C$2:$AH$27586,25,0))","v":""},"",""]
[null,"",null,{"$f":"IF(C326=\"\",\"\",VLOOKUP(C326,'Cennik Płaski'!$D$2:$AD$15681,3,0))","v":""},{"$f":"IF(C326=\"\",\"\",VLOOKUP(C326,'Cennik Płaski'!$D$2:$AD$15681,4,0))","v":""},null,{"$f":"IF(C326=\"\",\"\",VLOOKUP(C326,'Cennik Płaski'!$D$2:$AD$15681,9,0))","v":""},"",null,"","",{"$f":"IF(C326=\"\",\"\",VLOOKUP(C326,'[3]CENNIK PŁASKI'!$C$2:$AH$27586,24,0))","v":""},"",{"$f":"IF(C326=\"\",\"\",VLOOKUP(C326,'[3]CENNIK PŁASKI'!$C$2:$AH$27586,25,0))","v":""},"",""]
[null,"",null,{"$f":"IF(C327=\"\",\"\",VLOOKUP(C327,'Cennik Płaski'!$D$2:$AD$15681,3,0))","v":""},{"$f":"IF(C327=\"\",\"\",VLOOKUP(C327,'Cennik Płaski'!$D$2:$AD$15681,4,0))","v":""},null,{"$f":"IF(C327=\"\",\"\",VLOOKUP(C327,'Cennik Płaski'!$D$2:$AD$15681,9,0))","v":""},"",null,"","",{"$f":"IF(C327=\"\",\"\",VLOOKUP(C327,'[3]CENNIK PŁASKI'!$C$2:$AH$27586,24,0))","v":""},"",{"$f":"IF(C327=\"\",\"\",VLOOKUP(C327,'[3]CENNIK PŁASKI'!$C$2:$AH$27586,25,0))","v":""},"",""]
[null,"",null,{"$f":"IF(C328=\"\",\"\",VLOOKUP(C328,'Cennik Płaski'!$D$2:$AD$15681,3,0))","v":""},{"$f":"IF(C328=\"\",\"\",VLOOKUP(C328,'Cennik Płaski'!$D$2:$AD$15681,4,0))","v":""},null,{"$f":"IF(C328=\"\",\"\",VLOOKUP(C328,'Cennik Płaski'!$D$2:$AD$15681,9,0))","v":""},"",null,"","",{"$f":"IF(C328=\"\",\"\",VLOOKUP(C328,'[3]CENNIK PŁASKI'!$C$2:$AH$27586,24,0))","v":""},"",{"$f":"IF(C328=\"\",\"\",VLOOKUP(C328,'[3]CENNIK PŁASKI'!$C$2:$AH$27586,25,0))","v":""},"",""]
[null,"",null,{"$f":"IF(C329=\"\",\"\",VLOOKUP(C329,'Cennik Płaski'!$D$2:$AD$15681,3,0))","v":""},{"$f":"IF(C329=\"\",\"\",VLOOKUP(C329,'Cennik Płaski'!$D$2:$AD$15681,4,0))","v":""},null,{"$f":"IF(C329=\"\",\"\",VLOOKUP(C329,'Cennik Płaski'!$D$2:$AD$15681,9,0))","v":""},"",null,"","",{"$f":"IF(C329=\"\",\"\",VLOOKUP(C329,'[3]CENNIK PŁASKI'!$C$2:$AH$27586,24,0))","v":""},"",{"$f":"IF(C329=\"\",\"\",VLOOKUP(C329,'[3]CENNIK PŁASKI'!$C$2:$AH$27586,25,0))","v":""},"",""]
[null,"",null,{"$f":"IF(C330=\"\",\"\",VLOOKUP(C330,'Cennik Płaski'!$D$2:$AD$15681,3,0))","v":""},{"$f":"IF(C330=\"\",\"\",VLOOKUP(C330,'Cennik Płaski'!$D$2:$AD$15681,4,0))","v":""},null,{"$f":"IF(C330=\"\",\"\",VLOOKUP(C330,'Cennik Płaski'!$D$2:$AD$15681,9,0))","v":""},"",null,"","",{"$f":"IF(C330=\"\",\"\",VLOOKUP(C330,'[3]CENNIK PŁASKI'!$C$2:$AH$27586,24,0))","v":""},"",{"$f":"IF(C330=\"\",\"\",VLOOKUP(C330,'[3]CENNIK PŁASKI'!$C$2:$AH$27586,25,0))","v":""},"",""]
[null,"",null,{"$f":"IF(C331=\"\",\"\",VLOOKUP(C331,'Cennik Płaski'!$D$2:$AD$15681,3,0))","v":""},{"$f":"IF(C331=\"\",\"\",VLOOKUP(C331,'Cennik Płaski'!$D$2:$AD$15681,4,0))","v":""},null,{"$f":"IF(C331=\"\",\"\",VLOOKUP(C331,'Cennik Płaski'!$D$2:$AD$15681,9,0))","v":""},"",null,"","",{"$f":"IF(C331=\"\",\"\",VLOOKUP(C331,'[3]CENNIK PŁASKI'!$C$2:$AH$27586,24,0))","v":""},"",{"$f":"IF(C331=\"\",\"\",VLOOKUP(C331,'[3]CENNIK PŁASKI'!$C$2:$AH$27586,25,0))","v":""},"",""]
[null,"",null,{"$f":"IF(C332=\"\",\"\",VLOOKUP(C332,'Cennik Płaski'!$D$2:$AD$15681,3,0))","v":""},{"$f":"IF(C332=\"\",\"\",VLOOKUP(C332,'Cennik Płaski'!$D$2:$AD$15681,4,0))","v":""},null,{"$f":"IF(C332=\"\",\"\",VLOOKUP(C332,'Cennik Płaski'!$D$2:$AD$15681,9,0))","v":""},"",null,"","",{"$f":"IF(C332=\"\",\"\",VLOOKUP(C332,'[3]CENNIK PŁASKI'!$C$2:$AH$27586,24,0))","v":""},"",{"$f":"IF(C332=\"\",\"\",VLOOKUP(C332,'[3]CENNIK PŁASKI'!$C$2:$AH$27586,25,0))","v":""},"",""]
[null,"",null,{"$f":"IF(C333=\"\",\"\",VLOOKUP(C333,'Cennik Płaski'!$D$2:$AD$15681,3,0))","v":""},{"$f":"IF(C333=\"\",\"\",VLOOKUP(C333,'Cennik Płaski'!$D$2:$AD$15681,4,0))","v":""},null,{"$f":"IF(C333=\"\",\"\",VLOOKUP(C333,'Cennik Płaski'!$D$2:$AD$15681,9,0))","v":""},"",null,"","",{"$f":"IF(C333=\"\",\"\",VLOOKUP(C333,'[3]CENNIK PŁASKI'!$C$2:$AH$27586,24,0))","v":""},"",{"$f":"IF(C333=\"\",\"\",VLOOKUP(C333,'[3]CENNIK PŁASKI'!$C$2:$AH$27586,25,0))","v":""},"",""]
[null,"",null,{"$f":"IF(C334=\"\",\"\",VLOOKUP(C334,'Cennik Płaski'!$D$2:$AD$15681,3,0))","v":""},{"$f":"IF(C334=\"\",\"\",VLOOKUP(C334,'Cennik Płaski'!$D$2:$AD$15681,4,0))","v":""},null,{"$f":"IF(C334=\"\",\"\",VLOOKUP(C334,'Cennik Płaski'!$D$2:$AD$15681,9,0))","v":""},"",null,"","",{"$f":"IF(C334=\"\",\"\",VLOOKUP(C334,'[3]CENNIK PŁASKI'!$C$2:$AH$27586,24,0))","v":""},"",{"$f":"IF(C334=\"\",\"\",VLOOKUP(C334,'[3]CENNIK PŁASKI'!$C$2:$AH$27586,25,0))","v":""},"",{"$f":"IF(C334<>\"\",IF(ISNUMBER(F334),\"\",\"Proszę wpisać ilość\"),\"\")","v":""}]
[null,"",null,{"$f":"IF(C335=\"\",\"\",VLOOKUP(C335,'Cennik Płaski'!$D$2:$AD$15681,3,0))","v":""},{"$f":"IF(C335=\"\",\"\",VLOOKUP(C335,'Cennik Płaski'!$D$2:$AD$15681,4,0))","v":""},null,{"$f":"IF(C335=\"\",\"\",VLOOKUP(C335,'Cennik Płaski'!$D$2:$AD$15681,9,0))","v":""},"",null,"","",{"$f":"IF(C335=\"\",\"\",VLOOKUP(C335,'[3]CENNIK PŁASKI'!$C$2:$AH$27586,24,0))","v":""},"",{"$f":"IF(C335=\"\",\"\",VLOOKUP(C335,'[3]CENNIK PŁASKI'!$C$2:$AH$27586,25,0))","v":""},"",""]
[null,{"$f":"IF(C336<>\"\",B335+1,\"\")","v":""},null,{"$f":"IF(C336=\"\",\"\",VLOOKUP(C336,'Cennik Płaski'!$D$2:$AD$15681,3,0))","v":""},{"$f":"IF(C336=\"\",\"\",VLOOKUP(C336,'Cennik Płaski'!$D$2:$AD$15681,4,0))","v":""},null,{"$f":"IF(C336=\"\",\"\",VLOOKUP(C336,'Cennik Płaski'!$D$2:$AD$15681,9,0))","v":""},{"$f":"IF(C336=\"\",\"\",F336*G336)","v":""},null,{"$f":"IF(B336=\"\",\"\",IF(I336>0,G336*(1-I336),G336))","v":""},{"$f":"IF(C336=\"\",\"\",IF(I336>0,H336*(1-I336),H336))","v":""},{"$f":"IF(C336=\"\",\"\",VLOOKUP(C336,'[3]CENNIK PŁASKI'!$C$2:$AH$27586,24,0))","v":""},{"$f":"HYPERLINK(L336,L336)","v":""},{"$f":"IF(C336=\"\",\"\",VLOOKUP(C336,'[3]CENNIK PŁASKI'!$C$2:$AH$27586,25,0))","v":""},{"$f":"HYPERLINK(N336,N336)","v":""},""]
[null,"",null,{"$f":"IF(C337=\"\",\"\",VLOOKUP(C337,'Cennik Płaski'!$D$2:$AD$15681,3,0))","v":""},{"$f":"IF(C337=\"\",\"\",VLOOKUP(C337,'Cennik Płaski'!$D$2:$AD$15681,4,0))","v":""},null,{"$f":"IF(C337=\"\",\"\",VLOOKUP(C337,'Cennik Płaski'!$D$2:$AD$15681,9,0))","v":""},"",null,"","",{"$f":"IF(C337=\"\",\"\",VLOOKUP(C337,'[3]CENNIK PŁASKI'!$C$2:$AH$27586,24,0))","v":""},"",{"$f":"IF(C337=\"\",\"\",VLOOKUP(C337,'[3]CENNIK PŁASKI'!$C$2:$AH$27586,25,0))","v":""},"",""]
[null,"",null,{"$f":"IF(C338=\"\",\"\",VLOOKUP(C338,'Cennik Płaski'!$D$2:$AD$15681,3,0))","v":""},{"$f":"IF(C338=\"\",\"\",VLOOKUP(C338,'Cennik Płaski'!$D$2:$AD$15681,4,0))","v":""},null,{"$f":"IF(C338=\"\",\"\",VLOOKUP(C338,'Cennik Płaski'!$D$2:$AD$15681,9,0))","v":""},"",null,"","",{"$f":"IF(C338=\"\",\"\",VLOOKUP(C338,'[3]CENNIK PŁASKI'!$C$2:$AH$27586,24,0))","v":""},"",{"$f":"IF(C338=\"\",\"\",VLOOKUP(C338,'[3]CENNIK PŁASKI'!$C$2:$AH$27586,25,0))","v":""},"",""]
[null,"",null,{"$f":"IF(C339=\"\",\"\",VLOOKUP(C339,'Cennik Płaski'!$D$2:$AD$15681,3,0))","v":""},{"$f":"IF(C339=\"\",\"\",VLOOKUP(C339,'Cennik Płaski'!$D$2:$AD$15681,4,0))","v":""},null,{"$f":"IF(C339=\"\",\"\",VLOOKUP(C339,'Cennik Płaski'!$D$2:$AD$15681,9,0))","v":""},"",null,"","",{"$f":"IF(C339=\"\",\"\",VLOOKUP(C339,'[3]CENNIK PŁASKI'!$C$2:$AH$27586,24,0))","v":""},"",{"$f":"IF(C339=\"\",\"\",VLOOKUP(C339,'[3]CENNIK PŁASKI'!$C$2:$AH$27586,25,0))","v":""},"",""]
[null,"",null,{"$f":"IF(C340=\"\",\"\",VLOOKUP(C340,'Cennik Płaski'!$D$2:$AD$15681,3,0))","v":""},{"$f":"IF(C340=\"\",\"\",VLOOKUP(C340,'Cennik Płaski'!$D$2:$AD$15681,4,0))","v":""},null,{"$f":"IF(C340=\"\",\"\",VLOOKUP(C340,'Cennik Płaski'!$D$2:$AD$15681,9,0))","v":""},"",null,"","",{"$f":"IF(C340=\"\",\"\",VLOOKUP(C340,'[3]CENNIK PŁASKI'!$C$2:$AH$27586,24,0))","v":""},"",{"$f":"IF(C340=\"\",\"\",VLOOKUP(C340,'[3]CENNIK PŁASKI'!$C$2:$AH$27586,25,0))","v":""},"",""]
[null,"",null,{"$f":"IF(C341=\"\",\"\",VLOOKUP(C341,'Cennik Płaski'!$D$2:$AD$15681,3,0))","v":""},{"$f":"IF(C341=\"\",\"\",VLOOKUP(C341,'Cennik Płaski'!$D$2:$AD$15681,4,0))","v":""},null,{"$f":"IF(C341=\"\",\"\",VLOOKUP(C341,'Cennik Płaski'!$D$2:$AD$15681,9,0))","v":""},"",null,"","",{"$f":"IF(C341=\"\",\"\",VLOOKUP(C341,'[3]CENNIK PŁASKI'!$C$2:$AH$27586,24,0))","v":""},"",{"$f":"IF(C341=\"\",\"\",VLOOKUP(C341,'[3]CENNIK PŁASKI'!$C$2:$AH$27586,25,0))","v":""},"",""]
[null,"",null,{"$f":"IF(C342=\"\",\"\",VLOOKUP(C342,'Cennik Płaski'!$D$2:$AD$15681,3,0))","v":""},{"$f":"IF(C342=\"\",\"\",VLOOKUP(C342,'Cennik Płaski'!$D$2:$AD$15681,4,0))","v":""},null,{"$f":"IF(C342=\"\",\"\",VLOOKUP(C342,'Cennik Płaski'!$D$2:$AD$15681,9,0))","v":""},"",null,"","",{"$f":"IF(C342=\"\",\"\",VLOOKUP(C342,'[3]CENNIK PŁASKI'!$C$2:$AH$27586,24,0))","v":""},"",{"$f":"IF(C342=\"\",\"\",VLOOKUP(C342,'[3]CENNIK PŁASKI'!$C$2:$AH$27586,25,0))","v":""},"",""]
[null,"",null,{"$f":"IF(C343=\"\",\"\",VLOOKUP(C343,'Cennik Płaski'!$D$2:$AD$15681,3,0))","v":""},{"$f":"IF(C343=\"\",\"\",VLOOKUP(C343,'Cennik Płaski'!$D$2:$AD$15681,4,0))","v":""},null,{"$f":"IF(C343=\"\",\"\",VLOOKUP(C343,'Cennik Płaski'!$D$2:$AD$15681,9,0))","v":""},"",null,"","",{"$f":"IF(C343=\"\",\"\",VLOOKUP(C343,'[3]CENNIK PŁASKI'!$C$2:$AH$27586,24,0))","v":""},"",{"$f":"IF(C343=\"\",\"\",VLOOKUP(C343,'[3]CENNIK PŁASKI'!$C$2:$AH$27586,25,0))","v":""},"",""]
[null,"",null,{"$f":"IF(C344=\"\",\"\",VLOOKUP(C344,'Cennik Płaski'!$D$2:$AD$15681,3,0))","v":""},{"$f":"IF(C344=\"\",\"\",VLOOKUP(C344,'Cennik Płaski'!$D$2:$AD$15681,4,0))","v":""},null,{"$f":"IF(C344=\"\",\"\",VLOOKUP(C344,'Cennik Płaski'!$D$2:$AD$15681,9,0))","v":""},"",null,"","",{"$f":"IF(C344=\"\",\"\",VLOOKUP(C344,'[3]CENNIK PŁASKI'!$C$2:$AH$27586,24,0))","v":""},"",{"$f":"IF(C344=\"\",\"\",VLOOKUP(C344,'[3]CENNIK PŁASKI'!$C$2:$AH$27586,25,0))","v":""},"",""]
[null,"",null,{"$f":"IF(C345=\"\",\"\",VLOOKUP(C345,'Cennik Płaski'!$D$2:$AD$15681,3,0))","v":""},{"$f":"IF(C345=\"\",\"\",VLOOKUP(C345,'Cennik Płaski'!$D$2:$AD$15681,4,0))","v":""},null,{"$f":"IF(C345=\"\",\"\",VLOOKUP(C345,'Cennik Płaski'!$D$2:$AD$15681,9,0))","v":""},"",null,"","",{"$f":"IF(C345=\"\",\"\",VLOOKUP(C345,'[3]CENNIK PŁASKI'!$C$2:$AH$27586,24,0))","v":""},"",{"$f":"IF(C345=\"\",\"\",VLOOKUP(C345,'[3]CENNIK PŁASKI'!$C$2:$AH$27586,25,0))","v":""},"",""]
[null,"",null,{"$f":"IF(C346=\"\",\"\",VLOOKUP(C346,'Cennik Płaski'!$D$2:$AD$15681,3,0))","v":""},{"$f":"IF(C346=\"\",\"\",VLOOKUP(C346,'Cennik Płaski'!$D$2:$AD$15681,4,0))","v":""},null,{"$f":"IF(C346=\"\",\"\",VLOOKUP(C346,'Cennik Płaski'!$D$2:$AD$15681,9,0))","v":""},"",null,"","",{"$f":"IF(C346=\"\",\"\",VLOOKUP(C346,'[3]CENNIK PŁASKI'!$C$2:$AH$27586,24,0))","v":""},"",{"$f":"IF(C346=\"\",\"\",VLOOKUP(C346,'[3]CENNIK PŁASKI'!$C$2:$AH$27586,25,0))","v":""},"",""]
[null,"",null,{"$f":"IF(C347=\"\",\"\",VLOOKUP(C347,'Cennik Płaski'!$D$2:$AD$15681,3,0))","v":""},{"$f":"IF(C347=\"\",\"\",VLOOKUP(C347,'Cennik Płaski'!$D$2:$AD$15681,4,0))","v":""},null,{"$f":"IF(C347=\"\",\"\",VLOOKUP(C347,'Cennik Płaski'!$D$2:$AD$15681,9,0))","v":""},"",null,"","",{"$f":"IF(C347=\"\",\"\",VLOOKUP(C347,'[3]CENNIK PŁASKI'!$C$2:$AH$27586,24,0))","v":""},"",{"$f":"IF(C347=\"\",\"\",VLOOKUP(C347,'[3]CENNIK PŁASKI'!$C$2:$AH$27586,25,0))","v":""},"",""]
[null,"",null,{"$f":"IF(C348=\"\",\"\",VLOOKUP(C348,'Cennik Płaski'!$D$2:$AD$15681,3,0))","v":""},{"$f":"IF(C348=\"\",\"\",VLOOKUP(C348,'Cennik Płaski'!$D$2:$AD$15681,4,0))","v":""},null,{"$f":"IF(C348=\"\",\"\",VLOOKUP(C348,'Cennik Płaski'!$D$2:$AD$15681,9,0))","v":""},"",null,"","",{"$f":"IF(C348=\"\",\"\",VLOOKUP(C348,'[3]CENNIK PŁASKI'!$C$2:$AH$27586,24,0))","v":""},"",{"$f":"IF(C348=\"\",\"\",VLOOKUP(C348,'[3]CENNIK PŁASKI'!$C$2:$AH$27586,25,0))","v":""},"",""]
[null,"",null,{"$f":"IF(C349=\"\",\"\",VLOOKUP(C349,'Cennik Płaski'!$D$2:$AD$15681,3,0))","v":""},{"$f":"IF(C349=\"\",\"\",VLOOKUP(C349,'Cennik Płaski'!$D$2:$AD$15681,4,0))","v":""},null,{"$f":"IF(C349=\"\",\"\",VLOOKUP(C349,'Cennik Płaski'!$D$2:$AD$15681,9,0))","v":""},"",null,"","",{"$f":"IF(C349=\"\",\"\",VLOOKUP(C349,'[3]CENNIK PŁASKI'!$C$2:$AH$27586,24,0))","v":""},"",{"$f":"IF(C349=\"\",\"\",VLOOKUP(C349,'[3]CENNIK PŁASKI'!$C$2:$AH$27586,25,0))","v":""},"",""]
[null,"",null,{"$f":"IF(C350=\"\",\"\",VLOOKUP(C350,'Cennik Płaski'!$D$2:$AD$15681,3,0))","v":""},{"$f":"IF(C350=\"\",\"\",VLOOKUP(C350,'Cennik Płaski'!$D$2:$AD$15681,4,0))","v":""},null,{"$f":"IF(C350=\"\",\"\",VLOOKUP(C350,'Cennik Płaski'!$D$2:$AD$15681,9,0))","v":""},"",null,"","",{"$f":"IF(C350=\"\",\"\",VLOOKUP(C350,'[3]CENNIK PŁASKI'!$C$2:$AH$27586,24,0))","v":""},"",{"$f":"IF(C350=\"\",\"\",VLOOKUP(C350,'[3]CENNIK PŁASKI'!$C$2:$AH$27586,25,0))","v":""},"",""]
[null,"",null,{"$f":"IF(C351=\"\",\"\",VLOOKUP(C351,'Cennik Płaski'!$D$2:$AD$15681,3,0))","v":""},{"$f":"IF(C351=\"\",\"\",VLOOKUP(C351,'Cennik Płaski'!$D$2:$AD$15681,4,0))","v":""},null,{"$f":"IF(C351=\"\",\"\",VLOOKUP(C351,'Cennik Płaski'!$D$2:$AD$15681,9,0))","v":""},"",null,"","",{"$f":"IF(C351=\"\",\"\",VLOOKUP(C351,'[3]CENNIK PŁASKI'!$C$2:$AH$27586,24,0))","v":""},"",{"$f":"IF(C351=\"\",\"\",VLOOKUP(C351,'[3]CENNIK PŁASKI'!$C$2:$AH$27586,25,0))","v":""},"",""]
[null,"",null,{"$f":"IF(C352=\"\",\"\",VLOOKUP(C352,'Cennik Płaski'!$D$2:$AD$15681,3,0))","v":""},{"$f":"IF(C352=\"\",\"\",VLOOKUP(C352,'Cennik Płaski'!$D$2:$AD$15681,4,0))","v":""},null,{"$f":"IF(C352=\"\",\"\",VLOOKUP(C352,'Cennik Płaski'!$D$2:$AD$15681,9,0))","v":""},"",null,"","",{"$f":"IF(C352=\"\",\"\",VLOOKUP(C352,'[3]CENNIK PŁASKI'!$C$2:$AH$27586,24,0))","v":""},"",{"$f":"IF(C352=\"\",\"\",VLOOKUP(C352,'[3]CENNIK PŁASKI'!$C$2:$AH$27586,25,0))","v":""},"",""]
[null,"",null,{"$f":"IF(C353=\"\",\"\",VLOOKUP(C353,'Cennik Płaski'!$D$2:$AD$15681,3,0))","v":""},{"$f":"IF(C353=\"\",\"\",VLOOKUP(C353,'Cennik Płaski'!$D$2:$AD$15681,4,0))","v":""},null,{"$f":"IF(C353=\"\",\"\",VLOOKUP(C353,'Cennik Płaski'!$D$2:$AD$15681,9,0))","v":""},"",null,"","",{"$f":"IF(C353=\"\",\"\",VLOOKUP(C353,'[3]CENNIK PŁASKI'!$C$2:$AH$27586,24,0))","v":""},"",{"$f":"IF(C353=\"\",\"\",VLOOKUP(C353,'[3]CENNIK PŁASKI'!$C$2:$AH$27586,25,0))","v":""},"",""]
[null,"",null,{"$f":"IF(C354=\"\",\"\",VLOOKUP(C354,'Cennik Płaski'!$D$2:$AD$15681,3,0))","v":""},{"$f":"IF(C354=\"\",\"\",VLOOKUP(C354,'Cennik Płaski'!$D$2:$AD$15681,4,0))","v":""},null,{"$f":"IF(C354=\"\",\"\",VLOOKUP(C354,'Cennik Płaski'!$D$2:$AD$15681,9,0))","v":""},"",null,"","",{"$f":"IF(C354=\"\",\"\",VLOOKUP(C354,'[3]CENNIK PŁASKI'!$C$2:$AH$27586,24,0))","v":""},"",{"$f":"IF(C354=\"\",\"\",VLOOKUP(C354,'[3]CENNIK PŁASKI'!$C$2:$AH$27586,25,0))","v":""},"",""]
[null,"",null,{"$f":"IF(C355=\"\",\"\",VLOOKUP(C355,'Cennik Płaski'!$D$2:$AD$15681,3,0))","v":""},{"$f":"IF(C355=\"\",\"\",VLOOKUP(C355,'Cennik Płaski'!$D$2:$AD$15681,4,0))","v":""},null,{"$f":"IF(C355=\"\",\"\",VLOOKUP(C355,'Cennik Płaski'!$D$2:$AD$15681,9,0))","v":""},"",null,"","",{"$f":"IF(C355=\"\",\"\",VLOOKUP(C355,'[3]CENNIK PŁASKI'!$C$2:$AH$27586,24,0))","v":""},"",{"$f":"IF(C355=\"\",\"\",VLOOKUP(C355,'[3]CENNIK PŁASKI'!$C$2:$AH$27586,25,0))","v":""},"",""]
[null,"",null,{"$f":"IF(C356=\"\",\"\",VLOOKUP(C356,'Cennik Płaski'!$D$2:$AD$15681,3,0))","v":""},{"$f":"IF(C356=\"\",\"\",VLOOKUP(C356,'Cennik Płaski'!$D$2:$AD$15681,4,0))","v":""},null,{"$f":"IF(C356=\"\",\"\",VLOOKUP(C356,'Cennik Płaski'!$D$2:$AD$15681,9,0))","v":""},"",null,"","",{"$f":"IF(C356=\"\",\"\",VLOOKUP(C356,'[3]CENNIK PŁASKI'!$C$2:$AH$27586,24,0))","v":""},"",{"$f":"IF(C356=\"\",\"\",VLOOKUP(C356,'[3]CENNIK PŁASKI'!$C$2:$AH$27586,25,0))","v":""},"",""]
[null,"",null,{"$f":"IF(C357=\"\",\"\",VLOOKUP(C357,'Cennik Płaski'!$D$2:$AD$15681,3,0))","v":""},{"$f":"IF(C357=\"\",\"\",VLOOKUP(C357,'Cennik Płaski'!$D$2:$AD$15681,4,0))","v":""},null,{"$f":"IF(C357=\"\",\"\",VLOOKUP(C357,'Cennik Płaski'!$D$2:$AD$15681,9,0))","v":""},"",null,"","",{"$f":"IF(C357=\"\",\"\",VLOOKUP(C357,'[3]CENNIK PŁASKI'!$C$2:$AH$27586,24,0))","v":""},"",{"$f":"IF(C357=\"\",\"\",VLOOKUP(C357,'[3]CENNIK PŁASKI'!$C$2:$AH$27586,25,0))","v":""},"",""]
[null,"",null,{"$f":"IF(C358=\"\",\"\",VLOOKUP(C358,'Cennik Płaski'!$D$2:$AD$15681,3,0))","v":""},{"$f":"IF(C358=\"\",\"\",VLOOKUP(C358,'Cennik Płaski'!$D$2:$AD$15681,4,0))","v":""},null,{"$f":"IF(C358=\"\",\"\",VLOOKUP(C358,'Cennik Płaski'!$D$2:$AD$15681,9,0))","v":""},"",null,"","",{"$f":"IF(C358=\"\",\"\",VLOOKUP(C358,'[3]CENNIK PŁASKI'!$C$2:$AH$27586,24,0))","v":""},"",{"$f":"IF(C358=\"\",\"\",VLOOKUP(C358,'[3]CENNIK PŁASKI'!$C$2:$AH$27586,25,0))","v":""},"",""]
[null,"",null,{"$f":"IF(C359=\"\",\"\",VLOOKUP(C359,'Cennik Płaski'!$D$2:$AD$15681,3,0))","v":""},{"$f":"IF(C359=\"\",\"\",VLOOKUP(C359,'Cennik Płaski'!$D$2:$AD$15681,4,0))","v":""},null,{"$f":"IF(C359=\"\",\"\",VLOOKUP(C359,'Cennik Płaski'!$D$2:$AD$15681,9,0))","v":""},"",null,"","",{"$f":"IF(C359=\"\",\"\",VLOOKUP(C359,'[3]CENNIK PŁASKI'!$C$2:$AH$27586,24,0))","v":""},"",{"$f":"IF(C359=\"\",\"\",VLOOKUP(C359,'[3]CENNIK PŁASKI'!$C$2:$AH$27586,25,0))","v":""},"",""]
[null,"",null,{"$f":"IF(C360=\"\",\"\",VLOOKUP(C360,'Cennik Płaski'!$D$2:$AD$15681,3,0))","v":""},{"$f":"IF(C360=\"\",\"\",VLOOKUP(C360,'Cennik Płaski'!$D$2:$AD$15681,4,0))","v":""},null,{"$f":"IF(C360=\"\",\"\",VLOOKUP(C360,'Cennik Płaski'!$D$2:$AD$15681,9,0))","v":""},"",null,"","",{"$f":"IF(C360=\"\",\"\",VLOOKUP(C360,'[3]CENNIK PŁASKI'!$C$2:$AH$27586,24,0))","v":""},"",{"$f":"IF(C360=\"\",\"\",VLOOKUP(C360,'[3]CENNIK PŁASKI'!$C$2:$AH$27586,25,0))","v":""},"",""]
[null,"",null,{"$f":"IF(C361=\"\",\"\",VLOOKUP(C361,'Cennik Płaski'!$D$2:$AD$15681,3,0))","v":""},{"$f":"IF(C361=\"\",\"\",VLOOKUP(C361,'Cennik Płaski'!$D$2:$AD$15681,4,0))","v":""},null,{"$f":"IF(C361=\"\",\"\",VLOOKUP(C361,'Cennik Płaski'!$D$2:$AD$15681,9,0))","v":""},"",null,"","",{"$f":"IF(C361=\"\",\"\",VLOOKUP(C361,'[3]CENNIK PŁASKI'!$C$2:$AH$27586,24,0))","v":""},"",{"$f":"IF(C361=\"\",\"\",VLOOKUP(C361,'[3]CENNIK PŁASKI'!$C$2:$AH$27586,25,0))","v":""},"",""]
[null,"",null,{"$f":"IF(C362=\"\",\"\",VLOOKUP(C362,'Cennik Płaski'!$D$2:$AD$15681,3,0))","v":""},{"$f":"IF(C362=\"\",\"\",VLOOKUP(C362,'Cennik Płaski'!$D$2:$AD$15681,4,0))","v":""},null,{"$f":"IF(C362=\"\",\"\",VLOOKUP(C362,'Cennik Płaski'!$D$2:$AD$15681,9,0))","v":""},"",null,"","",{"$f":"IF(C362=\"\",\"\",VLOOKUP(C362,'[3]CENNIK PŁASKI'!$C$2:$AH$27586,24,0))","v":""},"",{"$f":"IF(C362=\"\",\"\",VLOOKUP(C362,'[3]CENNIK PŁASKI'!$C$2:$AH$27586,25,0))","v":""},"",""]
[null,"",null,{"$f":"IF(C363=\"\",\"\",VLOOKUP(C363,'Cennik Płaski'!$D$2:$AD$15681,3,0))","v":""},{"$f":"IF(C363=\"\",\"\",VLOOKUP(C363,'Cennik Płaski'!$D$2:$AD$15681,4,0))","v":""},null,{"$f":"IF(C363=\"\",\"\",VLOOKUP(C363,'Cennik Płaski'!$D$2:$AD$15681,9,0))","v":""},"",null,"","",{"$f":"IF(C363=\"\",\"\",VLOOKUP(C363,'[3]CENNIK PŁASKI'!$C$2:$AH$27586,24,0))","v":""},"",{"$f":"IF(C363=\"\",\"\",VLOOKUP(C363,'[3]CENNIK PŁASKI'!$C$2:$AH$27586,25,0))","v":""},"",""]
[null,"",null,{"$f":"IF(C364=\"\",\"\",VLOOKUP(C364,'Cennik Płaski'!$D$2:$AD$15681,3,0))","v":""},{"$f":"IF(C364=\"\",\"\",VLOOKUP(C364,'Cennik Płaski'!$D$2:$AD$15681,4,0))","v":""},null,{"$f":"IF(C364=\"\",\"\",VLOOKUP(C364,'Cennik Płaski'!$D$2:$AD$15681,9,0))","v":""},"",null,"","",{"$f":"IF(C364=\"\",\"\",VLOOKUP(C364,'[3]CENNIK PŁASKI'!$C$2:$AH$27586,24,0))","v":""},"",{"$f":"IF(C364=\"\",\"\",VLOOKUP(C364,'[3]CENNIK PŁASKI'!$C$2:$AH$27586,25,0))","v":""},"",""]
[null,"",null,{"$f":"IF(C365=\"\",\"\",VLOOKUP(C365,'Cennik Płaski'!$D$2:$AD$15681,3,0))","v":""},{"$f":"IF(C365=\"\",\"\",VLOOKUP(C365,'Cennik Płaski'!$D$2:$AD$15681,4,0))","v":""},null,{"$f":"IF(C365=\"\",\"\",VLOOKUP(C365,'Cennik Płaski'!$D$2:$AD$15681,9,0))","v":""},"",null,"","",{"$f":"IF(C365=\"\",\"\",VLOOKUP(C365,'[3]CENNIK PŁASKI'!$C$2:$AH$27586,24,0))","v":""},"",{"$f":"IF(C365=\"\",\"\",VLOOKUP(C365,'[3]CENNIK PŁASKI'!$C$2:$AH$27586,25,0))","v":""},"",""]
[null,"",null,{"$f":"IF(C366=\"\",\"\",VLOOKUP(C366,'Cennik Płaski'!$D$2:$AD$15681,3,0))","v":""},{"$f":"IF(C366=\"\",\"\",VLOOKUP(C366,'Cennik Płaski'!$D$2:$AD$15681,4,0))","v":""},null,{"$f":"IF(C366=\"\",\"\",VLOOKUP(C366,'Cennik Płaski'!$D$2:$AD$15681,9,0))","v":""},"",null,"","",{"$f":"IF(C366=\"\",\"\",VLOOKUP(C366,'[3]CENNIK PŁASKI'!$C$2:$AH$27586,24,0))","v":""},"",{"$f":"IF(C366=\"\",\"\",VLOOKUP(C366,'[3]CENNIK PŁASKI'!$C$2:$AH$27586,25,0))","v":""},"",""]
[null,"",null,{"$f":"IF(C367=\"\",\"\",VLOOKUP(C367,'Cennik Płaski'!$D$2:$AD$15681,3,0))","v":""},{"$f":"IF(C367=\"\",\"\",VLOOKUP(C367,'Cennik Płaski'!$D$2:$AD$15681,4,0))","v":""},null,{"$f":"IF(C367=\"\",\"\",VLOOKUP(C367,'Cennik Płaski'!$D$2:$AD$15681,9,0))","v":""},"",null,"","",{"$f":"IF(C367=\"\",\"\",VLOOKUP(C367,'[3]CENNIK PŁASKI'!$C$2:$AH$27586,24,0))","v":""},"",{"$f":"IF(C367=\"\",\"\",VLOOKUP(C367,'[3]CENNIK PŁASKI'!$C$2:$AH$27586,25,0))","v":""},"",""]
[null,"",null,{"$f":"IF(C368=\"\",\"\",VLOOKUP(C368,'Cennik Płaski'!$D$2:$AD$15681,3,0))","v":""},{"$f":"IF(C368=\"\",\"\",VLOOKUP(C368,'Cennik Płaski'!$D$2:$AD$15681,4,0))","v":""},null,{"$f":"IF(C368=\"\",\"\",VLOOKUP(C368,'Cennik Płaski'!$D$2:$AD$15681,9,0))","v":""},"",null,"","",{"$f":"IF(C368=\"\",\"\",VLOOKUP(C368,'[3]CENNIK PŁASKI'!$C$2:$AH$27586,24,0))","v":""},"",{"$f":"IF(C368=\"\",\"\",VLOOKUP(C368,'[3]CENNIK PŁASKI'!$C$2:$AH$27586,25,0))","v":""},"",""]
[null,"",null,{"$f":"IF(C369=\"\",\"\",VLOOKUP(C369,'Cennik Płaski'!$D$2:$AD$15681,3,0))","v":""},{"$f":"IF(C369=\"\",\"\",VLOOKUP(C369,'Cennik Płaski'!$D$2:$AD$15681,4,0))","v":""},null,{"$f":"IF(C369=\"\",\"\",VLOOKUP(C369,'Cennik Płaski'!$D$2:$AD$15681,9,0))","v":""},"",null,"","",{"$f":"IF(C369=\"\",\"\",VLOOKUP(C369,'[3]CENNIK PŁASKI'!$C$2:$AH$27586,24,0))","v":""},"",{"$f":"IF(C369=\"\",\"\",VLOOKUP(C369,'[3]CENNIK PŁASKI'!$C$2:$AH$27586,25,0))","v":""},"",""]
[null,"",null,{"$f":"IF(C370=\"\",\"\",VLOOKUP(C370,'Cennik Płaski'!$D$2:$AD$15681,3,0))","v":""},{"$f":"IF(C370=\"\",\"\",VLOOKUP(C370,'Cennik Płaski'!$D$2:$AD$15681,4,0))","v":""},null,{"$f":"IF(C370=\"\",\"\",VLOOKUP(C370,'Cennik Płaski'!$D$2:$AD$15681,9,0))","v":""},"",null,"","",{"$f":"IF(C370=\"\",\"\",VLOOKUP(C370,'[3]CENNIK PŁASKI'!$C$2:$AH$27586,24,0))","v":""},"",{"$f":"IF(C370=\"\",\"\",VLOOKUP(C370,'[3]CENNIK PŁASKI'!$C$2:$AH$27586,25,0))","v":""},"",""]
[null,"",null,{"$f":"IF(C371=\"\",\"\",VLOOKUP(C371,'Cennik Płaski'!$D$2:$AD$15681,3,0))","v":""},{"$f":"IF(C371=\"\",\"\",VLOOKUP(C371,'Cennik Płaski'!$D$2:$AD$15681,4,0))","v":""},null,{"$f":"IF(C371=\"\",\"\",VLOOKUP(C371,'Cennik Płaski'!$D$2:$AD$15681,9,0))","v":""},"",null,"","",{"$f":"IF(C371=\"\",\"\",VLOOKUP(C371,'[3]CENNIK PŁASKI'!$C$2:$AH$27586,24,0))","v":""},"",{"$f":"IF(C371=\"\",\"\",VLOOKUP(C371,'[3]CENNIK PŁASKI'!$C$2:$AH$27586,25,0))","v":""},"",""]
[null,"",null,{"$f":"IF(C372=\"\",\"\",VLOOKUP(C372,'Cennik Płaski'!$D$2:$AD$15681,3,0))","v":""},{"$f":"IF(C372=\"\",\"\",VLOOKUP(C372,'Cennik Płaski'!$D$2:$AD$15681,4,0))","v":""},null,{"$f":"IF(C372=\"\",\"\",VLOOKUP(C372,'Cennik Płaski'!$D$2:$AD$15681,9,0))","v":""},"",null,"","",{"$f":"IF(C372=\"\",\"\",VLOOKUP(C372,'[3]CENNIK PŁASKI'!$C$2:$AH$27586,24,0))","v":""},"",{"$f":"IF(C372=\"\",\"\",VLOOKUP(C372,'[3]CENNIK PŁASKI'!$C$2:$AH$27586,25,0))","v":""},"",""]
[null,"",null,{"$f":"IF(C373=\"\",\"\",VLOOKUP(C373,'Cennik Płaski'!$D$2:$AD$15681,3,0))","v":""},{"$f":"IF(C373=\"\",\"\",VLOOKUP(C373,'Cennik Płaski'!$D$2:$AD$15681,4,0))","v":""},null,{"$f":"IF(C373=\"\",\"\",VLOOKUP(C373,'Cennik Płaski'!$D$2:$AD$15681,9,0))","v":""},"",null,"","",{"$f":"IF(C373=\"\",\"\",VLOOKUP(C373,'[3]CENNIK PŁASKI'!$C$2:$AH$27586,24,0))","v":""},"",{"$f":"IF(C373=\"\",\"\",VLOOKUP(C373,'[3]CENNIK PŁASKI'!$C$2:$AH$27586,25,0))","v":""},"",""]
[null,"",null,{"$f":"IF(C374=\"\",\"\",VLOOKUP(C374,'Cennik Płaski'!$D$2:$AD$15681,3,0))","v":""},{"$f":"IF(C374=\"\",\"\",VLOOKUP(C374,'Cennik Płaski'!$D$2:$AD$15681,4,0))","v":""},null,{"$f":"IF(C374=\"\",\"\",VLOOKUP(C374,'Cennik Płaski'!$D$2:$AD$15681,9,0))","v":""},"",null,"","",{"$f":"IF(C374=\"\",\"\",VLOOKUP(C374,'[3]CENNIK PŁASKI'!$C$2:$AH$27586,24,0))","v":""},"",{"$f":"IF(C374=\"\",\"\",VLOOKUP(C374,'[3]CENNIK PŁASKI'!$C$2:$AH$27586,25,0))","v":""},"",""]
[null,"",null,{"$f":"IF(C375=\"\",\"\",VLOOKUP(C375,'Cennik Płaski'!$D$2:$AD$15681,3,0))","v":""},{"$f":"IF(C375=\"\",\"\",VLOOKUP(C375,'Cennik Płaski'!$D$2:$AD$15681,4,0))","v":""},null,{"$f":"IF(C375=\"\",\"\",VLOOKUP(C375,'Cennik Płaski'!$D$2:$AD$15681,9,0))","v":""},"",null,"","",{"$f":"IF(C375=\"\",\"\",VLOOKUP(C375,'[3]CENNIK PŁASKI'!$C$2:$AH$27586,24,0))","v":""},"",{"$f":"IF(C375=\"\",\"\",VLOOKUP(C375,'[3]CENNIK PŁASKI'!$C$2:$AH$27586,25,0))","v":""},"",""]
[null,"",null,{"$f":"IF(C376=\"\",\"\",VLOOKUP(C376,'Cennik Płaski'!$D$2:$AD$15681,3,0))","v":""},{"$f":"IF(C376=\"\",\"\",VLOOKUP(C376,'Cennik Płaski'!$D$2:$AD$15681,4,0))","v":""},null,{"$f":"IF(C376=\"\",\"\",VLOOKUP(C376,'Cennik Płaski'!$D$2:$AD$15681,9,0))","v":""},"",null,"","",{"$f":"IF(C376=\"\",\"\",VLOOKUP(C376,'[3]CENNIK PŁASKI'!$C$2:$AH$27586,24,0))","v":""},"",{"$f":"IF(C376=\"\",\"\",VLOOKUP(C376,'[3]CENNIK PŁASKI'!$C$2:$AH$27586,25,0))","v":""},"",""]
[null,"",null,{"$f":"IF(C377=\"\",\"\",VLOOKUP(C377,'Cennik Płaski'!$D$2:$AD$15681,3,0))","v":""},{"$f":"IF(C377=\"\",\"\",VLOOKUP(C377,'Cennik Płaski'!$D$2:$AD$15681,4,0))","v":""},null,{"$f":"IF(C377=\"\",\"\",VLOOKUP(C377,'Cennik Płaski'!$D$2:$AD$15681,9,0))","v":""},"",null,"","",{"$f":"IF(C377=\"\",\"\",VLOOKUP(C377,'[3]CENNIK PŁASKI'!$C$2:$AH$27586,24,0))","v":""},"",{"$f":"IF(C377=\"\",\"\",VLOOKUP(C377,'[3]CENNIK PŁASKI'!$C$2:$AH$27586,25,0))","v":""},"",""]
[null,"",null,{"$f":"IF(C378=\"\",\"\",VLOOKUP(C378,'Cennik Płaski'!$D$2:$AD$15681,3,0))","v":""},{"$f":"IF(C378=\"\",\"\",VLOOKUP(C378,'Cennik Płaski'!$D$2:$AD$15681,4,0))","v":""},null,{"$f":"IF(C378=\"\",\"\",VLOOKUP(C378,'Cennik Płaski'!$D$2:$AD$15681,9,0))","v":""},"",null,"","",{"$f":"IF(C378=\"\",\"\",VLOOKUP(C378,'[3]CENNIK PŁASKI'!$C$2:$AH$27586,24,0))","v":""},"",{"$f":"IF(C378=\"\",\"\",VLOOKUP(C378,'[3]CENNIK PŁASKI'!$C$2:$AH$27586,25,0))","v":""},"",""]
[null,"",null,{"$f":"IF(C379=\"\",\"\",VLOOKUP(C379,'Cennik Płaski'!$D$2:$AD$15681,3,0))","v":""},{"$f":"IF(C379=\"\",\"\",VLOOKUP(C379,'Cennik Płaski'!$D$2:$AD$15681,4,0))","v":""},null,{"$f":"IF(C379=\"\",\"\",VLOOKUP(C379,'Cennik Płaski'!$D$2:$AD$15681,9,0))","v":""},"",null,"","",{"$f":"IF(C379=\"\",\"\",VLOOKUP(C379,'[3]CENNIK PŁASKI'!$C$2:$AH$27586,24,0))","v":""},"",{"$f":"IF(C379=\"\",\"\",VLOOKUP(C379,'[3]CENNIK PŁASKI'!$C$2:$AH$27586,25,0))","v":""},"",""]
[null,"",null,{"$f":"IF(C380=\"\",\"\",VLOOKUP(C380,'Cennik Płaski'!$D$2:$AD$15681,3,0))","v":""},{"$f":"IF(C380=\"\",\"\",VLOOKUP(C380,'Cennik Płaski'!$D$2:$AD$15681,4,0))","v":""},null,{"$f":"IF(C380=\"\",\"\",VLOOKUP(C380,'Cennik Płaski'!$D$2:$AD$15681,9,0))","v":""},"",null,"","",{"$f":"IF(C380=\"\",\"\",VLOOKUP(C380,'[3]CENNIK PŁASKI'!$C$2:$AH$27586,24,0))","v":""},"",{"$f":"IF(C380=\"\",\"\",VLOOKUP(C380,'[3]CENNIK PŁASKI'!$C$2:$AH$27586,25,0))","v":""},"",""]
[null,"",null,{"$f":"IF(C381=\"\",\"\",VLOOKUP(C381,'Cennik Płaski'!$D$2:$AD$15681,3,0))","v":""},{"$f":"IF(C381=\"\",\"\",VLOOKUP(C381,'Cennik Płaski'!$D$2:$AD$15681,4,0))","v":""},null,{"$f":"IF(C381=\"\",\"\",VLOOKUP(C381,'Cennik Płaski'!$D$2:$AD$15681,9,0))","v":""},"",null,"","",{"$f":"IF(C381=\"\",\"\",VLOOKUP(C381,'[3]CENNIK PŁASKI'!$C$2:$AH$27586,24,0))","v":""},"",{"$f":"IF(C381=\"\",\"\",VLOOKUP(C381,'[3]CENNIK PŁASKI'!$C$2:$AH$27586,25,0))","v":""},"",""]
[null,"",null,{"$f":"IF(C382=\"\",\"\",VLOOKUP(C382,'Cennik Płaski'!$D$2:$AD$15681,3,0))","v":""},{"$f":"IF(C382=\"\",\"\",VLOOKUP(C382,'Cennik Płaski'!$D$2:$AD$15681,4,0))","v":""},null,{"$f":"IF(C382=\"\",\"\",VLOOKUP(C382,'Cennik Płaski'!$D$2:$AD$15681,9,0))","v":""},"",null,"","",{"$f":"IF(C382=\"\",\"\",VLOOKUP(C382,'[3]CENNIK PŁASKI'!$C$2:$AH$27586,24,0))","v":""},"",{"$f":"IF(C382=\"\",\"\",VLOOKUP(C382,'[3]CENNIK PŁASKI'!$C$2:$AH$27586,25,0))","v":""},"",""]
[null,"",null,{"$f":"IF(C383=\"\",\"\",VLOOKUP(C383,'Cennik Płaski'!$D$2:$AD$15681,3,0))","v":""},{"$f":"IF(C383=\"\",\"\",VLOOKUP(C383,'Cennik Płaski'!$D$2:$AD$15681,4,0))","v":""},null,{"$f":"IF(C383=\"\",\"\",VLOOKUP(C383,'Cennik Płaski'!$D$2:$AD$15681,9,0))","v":""},"",null,"","",{"$f":"IF(C383=\"\",\"\",VLOOKUP(C383,'[3]CENNIK PŁASKI'!$C$2:$AH$27586,24,0))","v":""},"",{"$f":"IF(C383=\"\",\"\",VLOOKUP(C383,'[3]CENNIK PŁASKI'!$C$2:$AH$27586,25,0))","v":""},"",""]
[null,"",null,{"$f":"IF(C384=\"\",\"\",VLOOKUP(C384,'Cennik Płaski'!$D$2:$AD$15681,3,0))","v":""},{"$f":"IF(C384=\"\",\"\",VLOOKUP(C384,'Cennik Płaski'!$D$2:$AD$15681,4,0))","v":""},null,{"$f":"IF(C384=\"\",\"\",VLOOKUP(C384,'Cennik Płaski'!$D$2:$AD$15681,9,0))","v":""},"",null,"","",{"$f":"IF(C384=\"\",\"\",VLOOKUP(C384,'[3]CENNIK PŁASKI'!$C$2:$AH$27586,24,0))","v":""},"",{"$f":"IF(C384=\"\",\"\",VLOOKUP(C384,'[3]CENNIK PŁASKI'!$C$2:$AH$27586,25,0))","v":""},"",""]
[null,"",null,{"$f":"IF(C385=\"\",\"\",VLOOKUP(C385,'Cennik Płaski'!$D$2:$AD$15681,3,0))","v":""},{"$f":"IF(C385=\"\",\"\",VLOOKUP(C385,'Cennik Płaski'!$D$2:$AD$15681,4,0))","v":""},null,{"$f":"IF(C385=\"\",\"\",VLOOKUP(C385,'Cennik Płaski'!$D$2:$AD$15681,9,0))","v":""},"",null,"","",{"$f":"IF(C385=\"\",\"\",VLOOKUP(C385,'[3]CENNIK PŁASKI'!$C$2:$AH$27586,24,0))","v":""},"",{"$f":"IF(C385=\"\",\"\",VLOOKUP(C385,'[3]CENNIK PŁASKI'!$C$2:$AH$27586,25,0))","v":""},"",""]
[null,"",null,{"$f":"IF(C386=\"\",\"\",VLOOKUP(C386,'Cennik Płaski'!$D$2:$AD$15681,3,0))","v":""},{"$f":"IF(C386=\"\",\"\",VLOOKUP(C386,'Cennik Płaski'!$D$2:$AD$15681,4,0))","v":""},null,{"$f":"IF(C386=\"\",\"\",VLOOKUP(C386,'Cennik Płaski'!$D$2:$AD$15681,9,0))","v":""},"",null,"","",{"$f":"IF(C386=\"\",\"\",VLOOKUP(C386,'[3]CENNIK PŁASKI'!$C$2:$AH$27586,24,0))","v":""},"",{"$f":"IF(C386=\"\",\"\",VLOOKUP(C386,'[3]CENNIK PŁASKI'!$C$2:$AH$27586,25,0))","v":""},"",""]
[null,"",null,{"$f":"IF(C387=\"\",\"\",VLOOKUP(C387,'Cennik Płaski'!$D$2:$AD$15681,3,0))","v":""},{"$f":"IF(C387=\"\",\"\",VLOOKUP(C387,'Cennik Płaski'!$D$2:$AD$15681,4,0))","v":""},null,{"$f":"IF(C387=\"\",\"\",VLOOKUP(C387,'Cennik Płaski'!$D$2:$AD$15681,9,0))","v":""},"",null,"","",{"$f":"IF(C387=\"\",\"\",VLOOKUP(C387,'[3]CENNIK PŁASKI'!$C$2:$AH$27586,24,0))","v":""},"",{"$f":"IF(C387=\"\",\"\",VLOOKUP(C387,'[3]CENNIK PŁASKI'!$C$2:$AH$27586,25,0))","v":""},"",""]
[null,"",null,{"$f":"IF(C388=\"\",\"\",VLOOKUP(C388,'Cennik Płaski'!$D$2:$AD$15681,3,0))","v":""},{"$f":"IF(C388=\"\",\"\",VLOOKUP(C388,'Cennik Płaski'!$D$2:$AD$15681,4,0))","v":""},null,{"$f":"IF(C388=\"\",\"\",VLOOKUP(C388,'Cennik Płaski'!$D$2:$AD$15681,9,0))","v":""},"",null,"","",{"$f":"IF(C388=\"\",\"\",VLOOKUP(C388,'[3]CENNIK PŁASKI'!$C$2:$AH$27586,24,0))","v":""},"",{"$f":"IF(C388=\"\",\"\",VLOOKUP(C388,'[3]CENNIK PŁASKI'!$C$2:$AH$27586,25,0))","v":""},"",""]
[null,"",null,{"$f":"IF(C389=\"\",\"\",VLOOKUP(C389,'Cennik Płaski'!$D$2:$AD$15681,3,0))","v":""},{"$f":"IF(C389=\"\",\"\",VLOOKUP(C389,'Cennik Płaski'!$D$2:$AD$15681,4,0))","v":""},null,{"$f":"IF(C389=\"\",\"\",VLOOKUP(C389,'Cennik Płaski'!$D$2:$AD$15681,9,0))","v":""},"",null,"","",{"$f":"IF(C389=\"\",\"\",VLOOKUP(C389,'[3]CENNIK PŁASKI'!$C$2:$AH$27586,24,0))","v":""},"",{"$f":"IF(C389=\"\",\"\",VLOOKUP(C389,'[3]CENNIK PŁASKI'!$C$2:$AH$27586,25,0))","v":""},"",""]
[null,"",null,{"$f":"IF(C390=\"\",\"\",VLOOKUP(C390,'Cennik Płaski'!$D$2:$AD$15681,3,0))","v":""},{"$f":"IF(C390=\"\",\"\",VLOOKUP(C390,'Cennik Płaski'!$D$2:$AD$15681,4,0))","v":""},null,{"$f":"IF(C390=\"\",\"\",VLOOKUP(C390,'Cennik Płaski'!$D$2:$AD$15681,9,0))","v":""},"",null,"","",{"$f":"IF(C390=\"\",\"\",VLOOKUP(C390,'[3]CENNIK PŁASKI'!$C$2:$AH$27586,24,0))","v":""},"",{"$f":"IF(C390=\"\",\"\",VLOOKUP(C390,'[3]CENNIK PŁASKI'!$C$2:$AH$27586,25,0))","v":""},"",""]
[null,"",null,{"$f":"IF(C391=\"\",\"\",VLOOKUP(C391,'Cennik Płaski'!$D$2:$AD$15681,3,0))","v":""},{"$f":"IF(C391=\"\",\"\",VLOOKUP(C391,'Cennik Płaski'!$D$2:$AD$15681,4,0))","v":""},null,{"$f":"IF(C391=\"\",\"\",VLOOKUP(C391,'Cennik Płaski'!$D$2:$AD$15681,9,0))","v":""},"",null,"","",{"$f":"IF(C391=\"\",\"\",VLOOKUP(C391,'[3]CENNIK PŁASKI'!$C$2:$AH$27586,24,0))","v":""},"",{"$f":"IF(C391=\"\",\"\",VLOOKUP(C391,'[3]CENNIK PŁASKI'!$C$2:$AH$27586,25,0))","v":""},"",""]
[null,"",null,{"$f":"IF(C392=\"\",\"\",VLOOKUP(C392,'Cennik Płaski'!$D$2:$AD$15681,3,0))","v":""},{"$f":"IF(C392=\"\",\"\",VLOOKUP(C392,'Cennik Płaski'!$D$2:$AD$15681,4,0))","v":""},null,{"$f":"IF(C392=\"\",\"\",VLOOKUP(C392,'Cennik Płaski'!$D$2:$AD$15681,9,0))","v":""},"",null,"","",{"$f":"IF(C392=\"\",\"\",VLOOKUP(C392,'[3]CENNIK PŁASKI'!$C$2:$AH$27586,24,0))","v":""},"",{"$f":"IF(C392=\"\",\"\",VLOOKUP(C392,'[3]CENNIK PŁASKI'!$C$2:$AH$27586,25,0))","v":""},"",""]
[null,"",null,{"$f":"IF(C393=\"\",\"\",VLOOKUP(C393,'Cennik Płaski'!$D$2:$AD$15681,3,0))","v":""},{"$f":"IF(C393=\"\",\"\",VLOOKUP(C393,'Cennik Płaski'!$D$2:$AD$15681,4,0))","v":""},null,{"$f":"IF(C393=\"\",\"\",VLOOKUP(C393,'Cennik Płaski'!$D$2:$AD$15681,9,0))","v":""},"",null,"","",{"$f":"IF(C393=\"\",\"\",VLOOKUP(C393,'[3]CENNIK PŁASKI'!$C$2:$AH$27586,24,0))","v":""},"",{"$f":"IF(C393=\"\",\"\",VLOOKUP(C393,'[3]CENNIK PŁASKI'!$C$2:$AH$27586,25,0))","v":""},"",""]
[null,"",null,{"$f":"IF(C394=\"\",\"\",VLOOKUP(C394,'Cennik Płaski'!$D$2:$AD$15681,3,0))","v":""},{"$f":"IF(C394=\"\",\"\",VLOOKUP(C394,'Cennik Płaski'!$D$2:$AD$15681,4,0))","v":""},null,{"$f":"IF(C394=\"\",\"\",VLOOKUP(C394,'Cennik Płaski'!$D$2:$AD$15681,9,0))","v":""},"",null,"","",{"$f":"IF(C394=\"\",\"\",VLOOKUP(C394,'[3]CENNIK PŁASKI'!$C$2:$AH$27586,24,0))","v":""},"",{"$f":"IF(C394=\"\",\"\",VLOOKUP(C394,'[3]CENNIK PŁASKI'!$C$2:$AH$27586,25,0))","v":""},"",""]
[null,"",null,{"$f":"IF(C395=\"\",\"\",VLOOKUP(C395,'Cennik Płaski'!$D$2:$AD$15681,3,0))","v":""},{"$f":"IF(C395=\"\",\"\",VLOOKUP(C395,'Cennik Płaski'!$D$2:$AD$15681,4,0))","v":""},null,{"$f":"IF(C395=\"\",\"\",VLOOKUP(C395,'Cennik Płaski'!$D$2:$AD$15681,9,0))","v":""},"",null,"","",{"$f":"IF(C395=\"\",\"\",VLOOKUP(C395,'[3]CENNIK PŁASKI'!$C$2:$AH$27586,24,0))","v":""},"",{"$f":"IF(C395=\"\",\"\",VLOOKUP(C395,'[3]CENNIK PŁASKI'!$C$2:$AH$27586,25,0))","v":""},"",""]
[null,"",null,{"$f":"IF(C396=\"\",\"\",VLOOKUP(C396,'Cennik Płaski'!$D$2:$AD$15681,3,0))","v":""},{"$f":"IF(C396=\"\",\"\",VLOOKUP(C396,'Cennik Płaski'!$D$2:$AD$15681,4,0))","v":""},null,{"$f":"IF(C396=\"\",\"\",VLOOKUP(C396,'Cennik Płaski'!$D$2:$AD$15681,9,0))","v":""},"",null,"","",{"$f":"IF(C396=\"\",\"\",VLOOKUP(C396,'[3]CENNIK PŁASKI'!$C$2:$AH$27586,24,0))","v":""},"",{"$f":"IF(C396=\"\",\"\",VLOOKUP(C396,'[3]CENNIK PŁASKI'!$C$2:$AH$27586,25,0))","v":""},"",""]
[null,"",null,{"$f":"IF(C397=\"\",\"\",VLOOKUP(C397,'Cennik Płaski'!$D$2:$AD$15681,3,0))","v":""},{"$f":"IF(C397=\"\",\"\",VLOOKUP(C397,'Cennik Płaski'!$D$2:$AD$15681,4,0))","v":""},null,{"$f":"IF(C397=\"\",\"\",VLOOKUP(C397,'Cennik Płaski'!$D$2:$AD$15681,9,0))","v":""},"",null,"","",{"$f":"IF(C397=\"\",\"\",VLOOKUP(C397,'[3]CENNIK PŁASKI'!$C$2:$AH$27586,24,0))","v":""},"",{"$f":"IF(C397=\"\",\"\",VLOOKUP(C397,'[3]CENNIK PŁASKI'!$C$2:$AH$27586,25,0))","v":""},"",""]
[null,"",null,{"$f":"IF(C398=\"\",\"\",VLOOKUP(C398,'Cennik Płaski'!$D$2:$AD$15681,3,0))","v":""},{"$f":"IF(C398=\"\",\"\",VLOOKUP(C398,'Cennik Płaski'!$D$2:$AD$15681,4,0))","v":""},null,{"$f":"IF(C398=\"\",\"\",VLOOKUP(C398,'Cennik Płaski'!$D$2:$AD$15681,9,0))","v":""},"",null,"","",{"$f":"IF(C398=\"\",\"\",VLOOKUP(C398,'[3]CENNIK PŁASKI'!$C$2:$AH$27586,24,0))","v":""},"",{"$f":"IF(C398=\"\",\"\",VLOOKUP(C398,'[3]CENNIK PŁASKI'!$C$2:$AH$27586,25,0))","v":""},"",{"$f":"IF(C398<>\"\",IF(ISNUMBER(F398),\"\",\"Proszę wpisać ilość\"),\"\")","v":""}]
[null,"",null,{"$f":"IF(C399=\"\",\"\",VLOOKUP(C399,'Cennik Płaski'!$D$2:$AD$15681,3,0))","v":""},{"$f":"IF(C399=\"\",\"\",VLOOKUP(C399,'Cennik Płaski'!$D$2:$AD$15681,4,0))","v":""},null,{"$f":"IF(C399=\"\",\"\",VLOOKUP(C399,'Cennik Płaski'!$D$2:$AD$15681,9,0))","v":""},"",null,"","",{"$f":"IF(C399=\"\",\"\",VLOOKUP(C399,'[3]CENNIK PŁASKI'!$C$2:$AH$27586,24,0))","v":""},"",{"$f":"IF(C399=\"\",\"\",VLOOKUP(C399,'[3]CENNIK PŁASKI'!$C$2:$AH$27586,25,0))","v":""},"",""]
[null,{"$f":"IF(C400<>\"\",B399+1,\"\")","v":""},null,{"$f":"IF(C400=\"\",\"\",VLOOKUP(C400,'Cennik Płaski'!$D$2:$AD$15681,3,0))","v":""},{"$f":"IF(C400=\"\",\"\",VLOOKUP(C400,'Cennik Płaski'!$D$2:$AD$15681,4,0))","v":""},null,{"$f":"IF(C400=\"\",\"\",VLOOKUP(C400,'Cennik Płaski'!$D$2:$AD$15681,9,0))","v":""},{"$f":"IF(C400=\"\",\"\",F400*G400)","v":""},null,{"$f":"IF(B400=\"\",\"\",IF(I400>0,G400*(1-I400),G400))","v":""},{"$f":"IF(C400=\"\",\"\",IF(I400>0,H400*(1-I400),H400))","v":""},{"$f":"IF(C400=\"\",\"\",VLOOKUP(C400,'[3]CENNIK PŁASKI'!$C$2:$AH$27586,24,0))","v":""},{"$f":"HYPERLINK(L400,L400)","v":""},{"$f":"IF(C400=\"\",\"\",VLOOKUP(C400,'[3]CENNIK PŁASKI'!$C$2:$AH$27586,25,0))","v":""},{"$f":"HYPERLINK(N400,N400)","v":""},""]
[null,"",null,{"$f":"IF(C401=\"\",\"\",VLOOKUP(C401,'Cennik Płaski'!$D$2:$AD$15681,3,0))","v":""},{"$f":"IF(C401=\"\",\"\",VLOOKUP(C401,'Cennik Płaski'!$D$2:$AD$15681,4,0))","v":""},null,{"$f":"IF(C401=\"\",\"\",VLOOKUP(C401,'Cennik Płaski'!$D$2:$AD$15681,9,0))","v":""},"",null,"","",{"$f":"IF(C401=\"\",\"\",VLOOKUP(C401,'[3]CENNIK PŁASKI'!$C$2:$AH$27586,24,0))","v":""},"",{"$f":"IF(C401=\"\",\"\",VLOOKUP(C401,'[3]CENNIK PŁASKI'!$C$2:$AH$27586,25,0))","v":""},"",""]
[null,"",null,{"$f":"IF(C402=\"\",\"\",VLOOKUP(C402,'Cennik Płaski'!$D$2:$AD$15681,3,0))","v":""},{"$f":"IF(C402=\"\",\"\",VLOOKUP(C402,'Cennik Płaski'!$D$2:$AD$15681,4,0))","v":""},null,{"$f":"IF(C402=\"\",\"\",VLOOKUP(C402,'Cennik Płaski'!$D$2:$AD$15681,9,0))","v":""},"",null,"","",{"$f":"IF(C402=\"\",\"\",VLOOKUP(C402,'[3]CENNIK PŁASKI'!$C$2:$AH$27586,24,0))","v":""},"",{"$f":"IF(C402=\"\",\"\",VLOOKUP(C402,'[3]CENNIK PŁASKI'!$C$2:$AH$27586,25,0))","v":""},"",""]
[null,"",null,{"$f":"IF(C403=\"\",\"\",VLOOKUP(C403,'Cennik Płaski'!$D$2:$AD$15681,3,0))","v":""},{"$f":"IF(C403=\"\",\"\",VLOOKUP(C403,'Cennik Płaski'!$D$2:$AD$15681,4,0))","v":""},null,{"$f":"IF(C403=\"\",\"\",VLOOKUP(C403,'Cennik Płaski'!$D$2:$AD$15681,9,0))","v":""},"",null,"","",{"$f":"IF(C403=\"\",\"\",VLOOKUP(C403,'[3]CENNIK PŁASKI'!$C$2:$AH$27586,24,0))","v":""},"",{"$f":"IF(C403=\"\",\"\",VLOOKUP(C403,'[3]CENNIK PŁASKI'!$C$2:$AH$27586,25,0))","v":""},"",""]
[null,"",null,{"$f":"IF(C404=\"\",\"\",VLOOKUP(C404,'Cennik Płaski'!$D$2:$AD$15681,3,0))","v":""},{"$f":"IF(C404=\"\",\"\",VLOOKUP(C404,'Cennik Płaski'!$D$2:$AD$15681,4,0))","v":""},null,{"$f":"IF(C404=\"\",\"\",VLOOKUP(C404,'Cennik Płaski'!$D$2:$AD$15681,9,0))","v":""},"",null,"","",{"$f":"IF(C404=\"\",\"\",VLOOKUP(C404,'[3]CENNIK PŁASKI'!$C$2:$AH$27586,24,0))","v":""},"",{"$f":"IF(C404=\"\",\"\",VLOOKUP(C404,'[3]CENNIK PŁASKI'!$C$2:$AH$27586,25,0))","v":""},"",""]
[null,"",null,{"$f":"IF(C405=\"\",\"\",VLOOKUP(C405,'Cennik Płaski'!$D$2:$AD$15681,3,0))","v":""},{"$f":"IF(C405=\"\",\"\",VLOOKUP(C405,'Cennik Płaski'!$D$2:$AD$15681,4,0))","v":""},null,{"$f":"IF(C405=\"\",\"\",VLOOKUP(C405,'Cennik Płaski'!$D$2:$AD$15681,9,0))","v":""},"",null,"","",{"$f":"IF(C405=\"\",\"\",VLOOKUP(C405,'[3]CENNIK PŁASKI'!$C$2:$AH$27586,24,0))","v":""},"",{"$f":"IF(C405=\"\",\"\",VLOOKUP(C405,'[3]CENNIK PŁASKI'!$C$2:$AH$27586,25,0))","v":""},"",""]
[null,"",null,{"$f":"IF(C406=\"\",\"\",VLOOKUP(C406,'Cennik Płaski'!$D$2:$AD$15681,3,0))","v":""},{"$f":"IF(C406=\"\",\"\",VLOOKUP(C406,'Cennik Płaski'!$D$2:$AD$15681,4,0))","v":""},null,{"$f":"IF(C406=\"\",\"\",VLOOKUP(C406,'Cennik Płaski'!$D$2:$AD$15681,9,0))","v":""},"",null,"","",{"$f":"IF(C406=\"\",\"\",VLOOKUP(C406,'[3]CENNIK PŁASKI'!$C$2:$AH$27586,24,0))","v":""},"",{"$f":"IF(C406=\"\",\"\",VLOOKUP(C406,'[3]CENNIK PŁASKI'!$C$2:$AH$27586,25,0))","v":""},"",""]
[null,"",null,{"$f":"IF(C407=\"\",\"\",VLOOKUP(C407,'Cennik Płaski'!$D$2:$AD$15681,3,0))","v":""},{"$f":"IF(C407=\"\",\"\",VLOOKUP(C407,'Cennik Płaski'!$D$2:$AD$15681,4,0))","v":""},null,{"$f":"IF(C407=\"\",\"\",VLOOKUP(C407,'Cennik Płaski'!$D$2:$AD$15681,9,0))","v":""},"",null,"","",{"$f":"IF(C407=\"\",\"\",VLOOKUP(C407,'[3]CENNIK PŁASKI'!$C$2:$AH$27586,24,0))","v":""},"",{"$f":"IF(C407=\"\",\"\",VLOOKUP(C407,'[3]CENNIK PŁASKI'!$C$2:$AH$27586,25,0))","v":""},"",""]
[null,"",null,{"$f":"IF(C408=\"\",\"\",VLOOKUP(C408,'Cennik Płaski'!$D$2:$AD$15681,3,0))","v":""},{"$f":"IF(C408=\"\",\"\",VLOOKUP(C408,'Cennik Płaski'!$D$2:$AD$15681,4,0))","v":""},null,{"$f":"IF(C408=\"\",\"\",VLOOKUP(C408,'Cennik Płaski'!$D$2:$AD$15681,9,0))","v":""},"",null,"","",{"$f":"IF(C408=\"\",\"\",VLOOKUP(C408,'[3]CENNIK PŁASKI'!$C$2:$AH$27586,24,0))","v":""},"",{"$f":"IF(C408=\"\",\"\",VLOOKUP(C408,'[3]CENNIK PŁASKI'!$C$2:$AH$27586,25,0))","v":""},"",""]
[null,"",null,{"$f":"IF(C409=\"\",\"\",VLOOKUP(C409,'Cennik Płaski'!$D$2:$AD$15681,3,0))","v":""},{"$f":"IF(C409=\"\",\"\",VLOOKUP(C409,'Cennik Płaski'!$D$2:$AD$15681,4,0))","v":""},null,{"$f":"IF(C409=\"\",\"\",VLOOKUP(C409,'Cennik Płaski'!$D$2:$AD$15681,9,0))","v":""},"",null,"","",{"$f":"IF(C409=\"\",\"\",VLOOKUP(C409,'[3]CENNIK PŁASKI'!$C$2:$AH$27586,24,0))","v":""},"",{"$f":"IF(C409=\"\",\"\",VLOOKUP(C409,'[3]CENNIK PŁASKI'!$C$2:$AH$27586,25,0))","v":""},"",""]
[null,"",null,{"$f":"IF(C410=\"\",\"\",VLOOKUP(C410,'Cennik Płaski'!$D$2:$AD$15681,3,0))","v":""},{"$f":"IF(C410=\"\",\"\",VLOOKUP(C410,'Cennik Płaski'!$D$2:$AD$15681,4,0))","v":""},null,{"$f":"IF(C410=\"\",\"\",VLOOKUP(C410,'Cennik Płaski'!$D$2:$AD$15681,9,0))","v":""},"",null,"","",{"$f":"IF(C410=\"\",\"\",VLOOKUP(C410,'[3]CENNIK PŁASKI'!$C$2:$AH$27586,24,0))","v":""},"",{"$f":"IF(C410=\"\",\"\",VLOOKUP(C410,'[3]CENNIK PŁASKI'!$C$2:$AH$27586,25,0))","v":""},"",""]
[null,"",null,{"$f":"IF(C411=\"\",\"\",VLOOKUP(C411,'Cennik Płaski'!$D$2:$AD$15681,3,0))","v":""},{"$f":"IF(C411=\"\",\"\",VLOOKUP(C411,'Cennik Płaski'!$D$2:$AD$15681,4,0))","v":""},null,{"$f":"IF(C411=\"\",\"\",VLOOKUP(C411,'Cennik Płaski'!$D$2:$AD$15681,9,0))","v":""},"",null,"","",{"$f":"IF(C411=\"\",\"\",VLOOKUP(C411,'[3]CENNIK PŁASKI'!$C$2:$AH$27586,24,0))","v":""},"",{"$f":"IF(C411=\"\",\"\",VLOOKUP(C411,'[3]CENNIK PŁASKI'!$C$2:$AH$27586,25,0))","v":""},"",""]
[null,"",null,{"$f":"IF(C412=\"\",\"\",VLOOKUP(C412,'Cennik Płaski'!$D$2:$AD$15681,3,0))","v":""},{"$f":"IF(C412=\"\",\"\",VLOOKUP(C412,'Cennik Płaski'!$D$2:$AD$15681,4,0))","v":""},null,{"$f":"IF(C412=\"\",\"\",VLOOKUP(C412,'Cennik Płaski'!$D$2:$AD$15681,9,0))","v":""},"",null,"","",{"$f":"IF(C412=\"\",\"\",VLOOKUP(C412,'[3]CENNIK PŁASKI'!$C$2:$AH$27586,24,0))","v":""},"",{"$f":"IF(C412=\"\",\"\",VLOOKUP(C412,'[3]CENNIK PŁASKI'!$C$2:$AH$27586,25,0))","v":""},"",""]
[null,"",null,{"$f":"IF(C413=\"\",\"\",VLOOKUP(C413,'Cennik Płaski'!$D$2:$AD$15681,3,0))","v":""},{"$f":"IF(C413=\"\",\"\",VLOOKUP(C413,'Cennik Płaski'!$D$2:$AD$15681,4,0))","v":""},null,{"$f":"IF(C413=\"\",\"\",VLOOKUP(C413,'Cennik Płaski'!$D$2:$AD$15681,9,0))","v":""},"",null,"","",{"$f":"IF(C413=\"\",\"\",VLOOKUP(C413,'[3]CENNIK PŁASKI'!$C$2:$AH$27586,24,0))","v":""},"",{"$f":"IF(C413=\"\",\"\",VLOOKUP(C413,'[3]CENNIK PŁASKI'!$C$2:$AH$27586,25,0))","v":""},"",""]
[null,"",null,{"$f":"IF(C414=\"\",\"\",VLOOKUP(C414,'Cennik Płaski'!$D$2:$AD$15681,3,0))","v":""},{"$f":"IF(C414=\"\",\"\",VLOOKUP(C414,'Cennik Płaski'!$D$2:$AD$15681,4,0))","v":""},null,{"$f":"IF(C414=\"\",\"\",VLOOKUP(C414,'Cennik Płaski'!$D$2:$AD$15681,9,0))","v":""},"",null,"","",{"$f":"IF(C414=\"\",\"\",VLOOKUP(C414,'[3]CENNIK PŁASKI'!$C$2:$AH$27586,24,0))","v":""},"",{"$f":"IF(C414=\"\",\"\",VLOOKUP(C414,'[3]CENNIK PŁASKI'!$C$2:$AH$27586,25,0))","v":""},"",""]
[null,"",null,{"$f":"IF(C415=\"\",\"\",VLOOKUP(C415,'Cennik Płaski'!$D$2:$AD$15681,3,0))","v":""},{"$f":"IF(C415=\"\",\"\",VLOOKUP(C415,'Cennik Płaski'!$D$2:$AD$15681,4,0))","v":""},null,{"$f":"IF(C415=\"\",\"\",VLOOKUP(C415,'Cennik Płaski'!$D$2:$AD$15681,9,0))","v":""},"",null,"","",{"$f":"IF(C415=\"\",\"\",VLOOKUP(C415,'[3]CENNIK PŁASKI'!$C$2:$AH$27586,24,0))","v":""},"",{"$f":"IF(C415=\"\",\"\",VLOOKUP(C415,'[3]CENNIK PŁASKI'!$C$2:$AH$27586,25,0))","v":""},"",""]
[null,"",null,{"$f":"IF(C416=\"\",\"\",VLOOKUP(C416,'Cennik Płaski'!$D$2:$AD$15681,3,0))","v":""},{"$f":"IF(C416=\"\",\"\",VLOOKUP(C416,'Cennik Płaski'!$D$2:$AD$15681,4,0))","v":""},null,{"$f":"IF(C416=\"\",\"\",VLOOKUP(C416,'Cennik Płaski'!$D$2:$AD$15681,9,0))","v":""},"",null,"","",{"$f":"IF(C416=\"\",\"\",VLOOKUP(C416,'[3]CENNIK PŁASKI'!$C$2:$AH$27586,24,0))","v":""},"",{"$f":"IF(C416=\"\",\"\",VLOOKUP(C416,'[3]CENNIK PŁASKI'!$C$2:$AH$27586,25,0))","v":""},"",""]
[null,"",null,{"$f":"IF(C417=\"\",\"\",VLOOKUP(C417,'Cennik Płaski'!$D$2:$AD$15681,3,0))","v":""},{"$f":"IF(C417=\"\",\"\",VLOOKUP(C417,'Cennik Płaski'!$D$2:$AD$15681,4,0))","v":""},null,{"$f":"IF(C417=\"\",\"\",VLOOKUP(C417,'Cennik Płaski'!$D$2:$AD$15681,9,0))","v":""},"",null,"","",{"$f":"IF(C417=\"\",\"\",VLOOKUP(C417,'[3]CENNIK PŁASKI'!$C$2:$AH$27586,24,0))","v":""},"",{"$f":"IF(C417=\"\",\"\",VLOOKUP(C417,'[3]CENNIK PŁASKI'!$C$2:$AH$27586,25,0))","v":""},"",""]
[null,"",null,{"$f":"IF(C418=\"\",\"\",VLOOKUP(C418,'Cennik Płaski'!$D$2:$AD$15681,3,0))","v":""},{"$f":"IF(C418=\"\",\"\",VLOOKUP(C418,'Cennik Płaski'!$D$2:$AD$15681,4,0))","v":""},null,{"$f":"IF(C418=\"\",\"\",VLOOKUP(C418,'Cennik Płaski'!$D$2:$AD$15681,9,0))","v":""},"",null,"","",{"$f":"IF(C418=\"\",\"\",VLOOKUP(C418,'[3]CENNIK PŁASKI'!$C$2:$AH$27586,24,0))","v":""},"",{"$f":"IF(C418=\"\",\"\",VLOOKUP(C418,'[3]CENNIK PŁASKI'!$C$2:$AH$27586,25,0))","v":""},"",""]
[null,"",null,{"$f":"IF(C419=\"\",\"\",VLOOKUP(C419,'Cennik Płaski'!$D$2:$AD$15681,3,0))","v":""},{"$f":"IF(C419=\"\",\"\",VLOOKUP(C419,'Cennik Płaski'!$D$2:$AD$15681,4,0))","v":""},null,{"$f":"IF(C419=\"\",\"\",VLOOKUP(C419,'Cennik Płaski'!$D$2:$AD$15681,9,0))","v":""},"",null,"","",{"$f":"IF(C419=\"\",\"\",VLOOKUP(C419,'[3]CENNIK PŁASKI'!$C$2:$AH$27586,24,0))","v":""},"",{"$f":"IF(C419=\"\",\"\",VLOOKUP(C419,'[3]CENNIK PŁASKI'!$C$2:$AH$27586,25,0))","v":""},"",""]
[null,"",null,{"$f":"IF(C420=\"\",\"\",VLOOKUP(C420,'Cennik Płaski'!$D$2:$AD$15681,3,0))","v":""},{"$f":"IF(C420=\"\",\"\",VLOOKUP(C420,'Cennik Płaski'!$D$2:$AD$15681,4,0))","v":""},null,{"$f":"IF(C420=\"\",\"\",VLOOKUP(C420,'Cennik Płaski'!$D$2:$AD$15681,9,0))","v":""},"",null,"","",{"$f":"IF(C420=\"\",\"\",VLOOKUP(C420,'[3]CENNIK PŁASKI'!$C$2:$AH$27586,24,0))","v":""},"",{"$f":"IF(C420=\"\",\"\",VLOOKUP(C420,'[3]CENNIK PŁASKI'!$C$2:$AH$27586,25,0))","v":""},"",""]
[null,"",null,{"$f":"IF(C421=\"\",\"\",VLOOKUP(C421,'Cennik Płaski'!$D$2:$AD$15681,3,0))","v":""},{"$f":"IF(C421=\"\",\"\",VLOOKUP(C421,'Cennik Płaski'!$D$2:$AD$15681,4,0))","v":""},null,{"$f":"IF(C421=\"\",\"\",VLOOKUP(C421,'Cennik Płaski'!$D$2:$AD$15681,9,0))","v":""},"",null,"","",{"$f":"IF(C421=\"\",\"\",VLOOKUP(C421,'[3]CENNIK PŁASKI'!$C$2:$AH$27586,24,0))","v":""},"",{"$f":"IF(C421=\"\",\"\",VLOOKUP(C421,'[3]CENNIK PŁASKI'!$C$2:$AH$27586,25,0))","v":""},"",""]
[null,"",null,{"$f":"IF(C422=\"\",\"\",VLOOKUP(C422,'Cennik Płaski'!$D$2:$AD$15681,3,0))","v":""},{"$f":"IF(C422=\"\",\"\",VLOOKUP(C422,'Cennik Płaski'!$D$2:$AD$15681,4,0))","v":""},null,{"$f":"IF(C422=\"\",\"\",VLOOKUP(C422,'Cennik Płaski'!$D$2:$AD$15681,9,0))","v":""},"",null,"","",{"$f":"IF(C422=\"\",\"\",VLOOKUP(C422,'[3]CENNIK PŁASKI'!$C$2:$AH$27586,24,0))","v":""},"",{"$f":"IF(C422=\"\",\"\",VLOOKUP(C422,'[3]CENNIK PŁASKI'!$C$2:$AH$27586,25,0))","v":""},"",""]
[null,"",null,{"$f":"IF(C423=\"\",\"\",VLOOKUP(C423,'Cennik Płaski'!$D$2:$AD$15681,3,0))","v":""},{"$f":"IF(C423=\"\",\"\",VLOOKUP(C423,'Cennik Płaski'!$D$2:$AD$15681,4,0))","v":""},null,{"$f":"IF(C423=\"\",\"\",VLOOKUP(C423,'Cennik Płaski'!$D$2:$AD$15681,9,0))","v":""},"",null,"","",{"$f":"IF(C423=\"\",\"\",VLOOKUP(C423,'[3]CENNIK PŁASKI'!$C$2:$AH$27586,24,0))","v":""},"",{"$f":"IF(C423=\"\",\"\",VLOOKUP(C423,'[3]CENNIK PŁASKI'!$C$2:$AH$27586,25,0))","v":""},"",""]
[null,"",null,{"$f":"IF(C424=\"\",\"\",VLOOKUP(C424,'Cennik Płaski'!$D$2:$AD$15681,3,0))","v":""},{"$f":"IF(C424=\"\",\"\",VLOOKUP(C424,'Cennik Płaski'!$D$2:$AD$15681,4,0))","v":""},null,{"$f":"IF(C424=\"\",\"\",VLOOKUP(C424,'Cennik Płaski'!$D$2:$AD$15681,9,0))","v":""},"",null,"","",{"$f":"IF(C424=\"\",\"\",VLOOKUP(C424,'[3]CENNIK PŁASKI'!$C$2:$AH$27586,24,0))","v":""},"",{"$f":"IF(C424=\"\",\"\",VLOOKUP(C424,'[3]CENNIK PŁASKI'!$C$2:$AH$27586,25,0))","v":""},"",""]
[null,"",null,{"$f":"IF(C425=\"\",\"\",VLOOKUP(C425,'Cennik Płaski'!$D$2:$AD$15681,3,0))","v":""},{"$f":"IF(C425=\"\",\"\",VLOOKUP(C425,'Cennik Płaski'!$D$2:$AD$15681,4,0))","v":""},null,{"$f":"IF(C425=\"\",\"\",VLOOKUP(C425,'Cennik Płaski'!$D$2:$AD$15681,9,0))","v":""},"",null,"","",{"$f":"IF(C425=\"\",\"\",VLOOKUP(C425,'[3]CENNIK PŁASKI'!$C$2:$AH$27586,24,0))","v":""},"",{"$f":"IF(C425=\"\",\"\",VLOOKUP(C425,'[3]CENNIK PŁASKI'!$C$2:$AH$27586,25,0))","v":""},"",""]
[null,"",null,{"$f":"IF(C426=\"\",\"\",VLOOKUP(C426,'Cennik Płaski'!$D$2:$AD$15681,3,0))","v":""},{"$f":"IF(C426=\"\",\"\",VLOOKUP(C426,'Cennik Płaski'!$D$2:$AD$15681,4,0))","v":""},null,{"$f":"IF(C426=\"\",\"\",VLOOKUP(C426,'Cennik Płaski'!$D$2:$AD$15681,9,0))","v":""},"",null,"","",{"$f":"IF(C426=\"\",\"\",VLOOKUP(C426,'[3]CENNIK PŁASKI'!$C$2:$AH$27586,24,0))","v":""},"",{"$f":"IF(C426=\"\",\"\",VLOOKUP(C426,'[3]CENNIK PŁASKI'!$C$2:$AH$27586,25,0))","v":""},"",""]
[null,"",null,{"$f":"IF(C427=\"\",\"\",VLOOKUP(C427,'Cennik Płaski'!$D$2:$AD$15681,3,0))","v":""},{"$f":"IF(C427=\"\",\"\",VLOOKUP(C427,'Cennik Płaski'!$D$2:$AD$15681,4,0))","v":""},null,{"$f":"IF(C427=\"\",\"\",VLOOKUP(C427,'Cennik Płaski'!$D$2:$AD$15681,9,0))","v":""},"",null,"","",{"$f":"IF(C427=\"\",\"\",VLOOKUP(C427,'[3]CENNIK PŁASKI'!$C$2:$AH$27586,24,0))","v":""},"",{"$f":"IF(C427=\"\",\"\",VLOOKUP(C427,'[3]CENNIK PŁASKI'!$C$2:$AH$27586,25,0))","v":""},"",""]
[null,"",null,{"$f":"IF(C428=\"\",\"\",VLOOKUP(C428,'Cennik Płaski'!$D$2:$AD$15681,3,0))","v":""},{"$f":"IF(C428=\"\",\"\",VLOOKUP(C428,'Cennik Płaski'!$D$2:$AD$15681,4,0))","v":""},null,{"$f":"IF(C428=\"\",\"\",VLOOKUP(C428,'Cennik Płaski'!$D$2:$AD$15681,9,0))","v":""},"",null,"","",{"$f":"IF(C428=\"\",\"\",VLOOKUP(C428,'[3]CENNIK PŁASKI'!$C$2:$AH$27586,24,0))","v":""},"",{"$f":"IF(C428=\"\",\"\",VLOOKUP(C428,'[3]CENNIK PŁASKI'!$C$2:$AH$27586,25,0))","v":""},"",""]
[null,"",null,{"$f":"IF(C429=\"\",\"\",VLOOKUP(C429,'Cennik Płaski'!$D$2:$AD$15681,3,0))","v":""},{"$f":"IF(C429=\"\",\"\",VLOOKUP(C429,'Cennik Płaski'!$D$2:$AD$15681,4,0))","v":""},null,{"$f":"IF(C429=\"\",\"\",VLOOKUP(C429,'Cennik Płaski'!$D$2:$AD$15681,9,0))","v":""},"",null,"","",{"$f":"IF(C429=\"\",\"\",VLOOKUP(C429,'[3]CENNIK PŁASKI'!$C$2:$AH$27586,24,0))","v":""},"",{"$f":"IF(C429=\"\",\"\",VLOOKUP(C429,'[3]CENNIK PŁASKI'!$C$2:$AH$27586,25,0))","v":""},"",""]
[null,"",null,{"$f":"IF(C430=\"\",\"\",VLOOKUP(C430,'Cennik Płaski'!$D$2:$AD$15681,3,0))","v":""},{"$f":"IF(C430=\"\",\"\",VLOOKUP(C430,'Cennik Płaski'!$D$2:$AD$15681,4,0))","v":""},null,{"$f":"IF(C430=\"\",\"\",VLOOKUP(C430,'Cennik Płaski'!$D$2:$AD$15681,9,0))","v":""},"",null,"","",{"$f":"IF(C430=\"\",\"\",VLOOKUP(C430,'[3]CENNIK PŁASKI'!$C$2:$AH$27586,24,0))","v":""},"",{"$f":"IF(C430=\"\",\"\",VLOOKUP(C430,'[3]CENNIK PŁASKI'!$C$2:$AH$27586,25,0))","v":""},"",""]
[null,"",null,{"$f":"IF(C431=\"\",\"\",VLOOKUP(C431,'Cennik Płaski'!$D$2:$AD$15681,3,0))","v":""},{"$f":"IF(C431=\"\",\"\",VLOOKUP(C431,'Cennik Płaski'!$D$2:$AD$15681,4,0))","v":""},null,{"$f":"IF(C431=\"\",\"\",VLOOKUP(C431,'Cennik Płaski'!$D$2:$AD$15681,9,0))","v":""},"",null,"","",{"$f":"IF(C431=\"\",\"\",VLOOKUP(C431,'[3]CENNIK PŁASKI'!$C$2:$AH$27586,24,0))","v":""},"",{"$f":"IF(C431=\"\",\"\",VLOOKUP(C431,'[3]CENNIK PŁASKI'!$C$2:$AH$27586,25,0))","v":""},"",""]
[null,"",null,{"$f":"IF(C432=\"\",\"\",VLOOKUP(C432,'Cennik Płaski'!$D$2:$AD$15681,3,0))","v":""},{"$f":"IF(C432=\"\",\"\",VLOOKUP(C432,'Cennik Płaski'!$D$2:$AD$15681,4,0))","v":""},null,{"$f":"IF(C432=\"\",\"\",VLOOKUP(C432,'Cennik Płaski'!$D$2:$AD$15681,9,0))","v":""},"",null,"","",{"$f":"IF(C432=\"\",\"\",VLOOKUP(C432,'[3]CENNIK PŁASKI'!$C$2:$AH$27586,24,0))","v":""},"",{"$f":"IF(C432=\"\",\"\",VLOOKUP(C432,'[3]CENNIK PŁASKI'!$C$2:$AH$27586,25,0))","v":""},"",""]