{"text_format":"1","workbook":"xlsx","n_sheets":7,"sheets":["STRONA GŁÓWNA","Indeks kabli i przewodów","Cennik Płaski","Logistyka","Konfekcja","Opakowania","Zamówienie"],"not_rendered":{"charts":0,"images":3,"macros":1,"external_links":3,"defined_names":460,"comments":1,"pivot_tables":0},"unopened":[],"bounds":{"document_bytes":16777216,"sheet_cells":100000,"rows_first":2000,"rows_last":500,"rows_between":2000,"halvings":0,"cell_chars":16384,"cell_head_chars":4096},"cells_cut":0,"cells_raw":0,"read":"whole","date_system":"1900"}

{"sheet":"STRONA GŁÓWNA","index":0,"n_rows":18,"n_cols":1,"rows_kept":18,"cut":false,"hidden":false,"merged":[]}
[]
["Cennik wyrobów edycja 01.02.2025"]
["Cennik zawiera wybrane produkty z oferty Zakładów Kablowych Bitner. \nW przypadku zainteresowania wyrobami spoza listy prosimy o kontakt z działem handlowym\n(tel. 12 389 40 24 wew. 111-114,118-119,259) lub z działem ofert (tel. 12 389 40 24 wew. 140,144,147-149,189,341-342,344,347-348).\nPodane ceny są cenami netto, do których należy doliczyć podatek od towarów i usług VAT zgodnie z obowiązującą stawką.                                                   "]
["Indeks kabli i przewodów"]
[{"$f":"HYPERLINK(\"#'Cennik Płaski'!C2680\",\"KABLE STEROWNICZE\")","v":"KABLE STEROWNICZE"}]
[{"$f":"HYPERLINK(\"#'Cennik Płaski'!C82\",\"KABLE BEZPIECZNE\")","v":"KABLE BEZPIECZNE"}]
[{"$f":"HYPERLINK(\"#'Cennik Płaski'!C12669\",\"KABLE TELEKOMUNIKACYJNE\")","v":"KABLE TELEKOMUNIKACYJNE"}]
[{"$f":"HYPERLINK(\"#'Cennik Płaski'!C1106\",\"KABLE ENERGETYCZNE I SYGNALIZACYJNE\")","v":"KABLE ENERGETYCZNE I SYGNALIZACYJNE"}]
[{"$f":"HYPERLINK(\"#'Cennik Płaski'!C5\",\"KABLE AUDIO\")","v":"KABLE AUDIO"}]
[{"$f":"HYPERLINK(\"#'Cennik Płaski'!C1967\",\"KABLE GÓRNICZE\")","v":"KABLE GÓRNICZE"}]
[{"$f":"HYPERLINK(\"#'Cennik Płaski'!C12657\",\"ŚWIATŁOWODY\")","v":"ŚWIATŁOWODY"}]
[{"$f":"HYPERLINK(\"#'Cennik Płaski'!C4\",\"AKCESORIA\")","v":"AKCESORIA"}]
[{"$f":"HYPERLINK(\"#'Cennik Płaski'!C4\",\"Cennik Płaski\")","v":"Cennik Płaski"}]
[{"$f":"HYPERLINK(\"#'Logistyka'!A2\",\"Logistyka\")","v":"Logistyka"}]
[{"$f":"HYPERLINK(\"#'Konfekcja'!A2\",\"Konfekcja\")","v":"Konfekcja"}]
[{"$f":"HYPERLINK(\"#'Opakowania'!A4\",\"Opakowania\")","v":"Opakowania"}]
[{"$f":"HYPERLINK(\"#'Zamówienie'!B15\",\"Zamówienie\")","v":"Zamówienie"}]
["Zakłady Kablowe BITNER spółka z ograniczoną odpowiedzialnością\nz siedzibą w Krakowie ul. Józefa Friedleina 3/3, 30-009 Kraków\nSąd Rejonowy dla Krakowa – Śródmieścia w Krakowie XI Wydział Gospodarczy KRS\nKRS: 0000653658, NIP: 6372159473, REGON: 121163910.\nKapitał zakładowy: 63 807 588 zł"]

{"sheet":"Indeks kabli i przewodów","index":1,"n_rows":105,"n_cols":8,"rows_kept":105,"cut":false,"hidden":false,"merged":[]}
[{"$f":"HYPERLINK(\"#'Cennik Płaski'!C2266\",\"STEROWNICZE\")","v":"STEROWNICZE"},{"$f":"HYPERLINK(\"#'Cennik Płaski'!C11237\",\"ŚWIATŁOWODY\")","v":"ŚWIATŁOWODY"},{"$f":"HYPERLINK(\"#'Cennik Płaski'!C82\",\"BEZPIECZNE\")","v":"BEZPIECZNE"},{"$f":"HYPERLINK(\"#'Cennik Płaski'!C861\",\"ENERGETYCZNE I SYGNALIZACYJNE\")","v":"ENERGETYCZNE I SYGNALIZACYJNE"},{"$f":"HYPERLINK(\"#'Cennik Płaski'!C11249\",\"TELEKOMUNIKACYJNE\")","v":"TELEKOMUNIKACYJNE"},{"$f":"HYPERLINK(\"#'Cennik Płaski'!C5\",\"AUDIO\")","v":"AUDIO"},{"$f":"HYPERLINK(\"#'Cennik Płaski'!C1553\",\"GÓRNICZE\")","v":"GÓRNICZE"},{"$f":"HYPERLINK(\"#'Cennik Płaski'!C4\",\"AKCESORIA\")","v":"AKCESORIA"}]
["BiT LiYY 300/300V","BiTfiber Z-XOTKtmsd ","BiTflame® 1000 FE180/PH120/E90","BiT 1000®solar czarny","BiTLAN U/UTP 4x2x24AWG (0,5) cat. 5e 200MHz","BiTsound®Twin Instrument Cable OFC","H07BQ-F","BiT Connector MC4"]
["BiT LiYCY 300/300V","BiTfiber Z-XOTKtsd ","BiTflame® 1000 C FE180/PH120/E90","BiT 1000®solar H1Z2Z2-K","BiTLAN F/UTP 4x2x24AWG (0,5) cat. 5e 200MHz","BiTsound®Speaker Cable OFC","8GTL3Gkon-G 300/500V"]
["BiT LiHH 300/300V",null,"HDGs FE180/PH120/E90 300/500 V","BiT 1000®solar H1Z2Z2-K PV ","BiTLAN U/UTPf 4x2x24AWG (0,5) cat. 5e outdoor 200MHz","BiTsound®LINSTAL Speaker Cable OFC","OGŁ"]
["BiT LiHCH 300/300V",null,"HDGsekwf FE180/PH120/E90 300/500 V","BiT 1000®solar PV","BiTLAN F/UTPf 4x2x24AWG (0,5) cat. 5e outdoor 200MHz","BiTsound®LowNoise Microphone Cable OFC ","O2nGcekż-G 0,6/1kV"]
["IB-BiT LiYY 300/300V",null,"HDGsekwfżo FE180/PH120/E90 300/500 V","BiT CP","BiTLAN U/UTPfs 4x2x24AWG (0,5) cat. 5e outdoor 200MHz","BiTsound®LowNoise Professional Microphone Cable OFC","OGc 3,6/6 kV"]
["IB-BiT LiYCY 300/300V",null,"HDGsżo FE180/PH120/E90 300/500 V","H07 VVH6-F 450/750V","BiTLAN F/UTPfs 4x2x24AWG (0,5) cat. 5e outdoor 200MHz","BiTsound®LowNoise Microphone Instal Cable OFC LSOH","OnG 0,6/1kV"]
["BiT 500®",null,"BiTinstal®H(p) 450/750V","BiT GsLGs  450/750V ","BiTLAN U/UTP 4x2x24AWG (0,5) cat. 5e outdoor 200MHz","BiTsound®High Fidelity Instrument Cable OFC","OnG1 0,6/1kV"]
["BiT 500®C",null,"BiTinstal® H 0,6/1 kV","BiT LGs 300/500V ","BiTLAN F/UTP 4x2x24AWG (0,5) cat. 5e outdoor 200MHz","BiTsound®DMX 512/1990 Data Cable 110 Ohm OFC","OnGcekgż-G 12/20kV"]
["BiT 500®CY",null,"HTKSH FE180/PH90/E90","BiT LGs 450/750V ","BiTLAN U/UTP 4x2x24AWG (0,5) cat. 5e 200MHz LSOH","BiTsound®DMX 512/1990 Dual Data Cable 110 Ohm OFC","OnGcekgż-G 18/30kV"]
["BiT 500®(St)",null,"HTKSHekw","BiT YKSXS 0,6/1kV ","BiTLAN F/UTP 4x2x24AWG (0,5) cat. 5e 200MHz LSOH","BiTsound®Digital Hybrid Cable Power + DMX OFC","OnGcekgż-G 3,6/6kV"]
["BiT 500®2(St)",null,"BiTflame®A","BiT YKSY 0,6/1kV ","BiTLAN U/UTP 4x2x23 AWG (0,54) cat. 6 350MHz","BiTsound®Hybrid Cable Power + Microphone OFC","OnGcekgż-G 6/10kV"]
["BiT 500®FR",null,"BiTflame®A(St)","BiT YKSYektmy 0,6/1kV","BiTLAN F/UTP 4x2x23 AWG (0,54) cat. 6 350MHz","BiTsound®MultiPaired Analog Audio Cable OFC","OnGcekż-G 0,6/1kV"]
["BiT 500®C FR",null,"HTKSHekw FE180/PH90/E90","BiT YKSYFtZny 0,6/1kV","BiTLAN U/FTP 4x2x23 AWG (0,54) cat. 6 350MHz","BiTsound®LP0231 Microphone Instal Cable OFC","OnGcekż-G2 0,6/1kV"]
["BiT 500®(St) FR",null,"N2XCH 0,6/1kV","BiT YnKSXS 0,6/1kV","BiTLAN S/FTP 4x2x23 AWG (0,54) cat. 6 350MHz","BiTsound®INSTAL Speaker Cable OFC","OnGcekż-GW 0,6/1kV"]
["BiT 500®2(St) FR",null,"N2XH-J 0,6/1kV","BiT YnKSY 0,6/1kV","BiTLAN U/UTPf 4x2x23 AWG (0,54) cat. 6 outdoor 350MHz","BiTsound®INSTAL Speaker Cable LSOH OFC","OnGcekżi-G 0,6/1kV"]
["BiT 500®OR",null,"N2XH-O 0,6/1kV","BiTOne H05V-K ","BiTLAN U/UTP 4x2x23 AWG (0,54) cat. 6 350MHz LSOH","BiTsound®LowNoise Microphone Cable Star Quad OFC","OnGc-G 0,6/1kV"]
["BiT 500®C OR",null,"BiT 1100®HSWAH Power","BiTOne H07V-K ","BiTLAN F/UTP 4x2x23 AWG (0,54) cat. 6 350MHz LSOH","BiTsound®INSTAL Speaker Cable OFC","OnGcrekgż-G(S) 6/10 kV"]
["BiT 500®(St) OR",null,"BiT 1100®H Power","BiTOne (H)07V-K ","BiTLAN U/FTP 4x2x23 AWG (0,54) cat. 6 350MHz LSOH","BiTsound®INSTAL Speaker Cable LSOH OFC","OnGcrekgż-G(Z) 6/10kV"]
["BiT 500®2(St) OR",null,"NHXCH FE180/PH120/E90","LgYd","BiTLAN U/FTP 4x2x23 AWG  cat. 6A  500MHz","BiTsound®LINSTAL Speaker Cable OFC","OnZGcekż-GW(A) 0,6/1kV"]
["BiT 500®BLACK FR",null,"NHXH-J FE180/PH120/E90 ","YKYektmy 0,6/1kV","BiTLAN F/FTP 4x2x23 AWG  cat. 6A  500MHz","BiTsound®INSTAL Speaker Cable LSOH OFC","PSY"]
["BiT 500®C BLACK FR",null,"NHXH-O FE180/PH120/E90 ","YKYektmyżo 0,6/1kV","BiTLAN S/FTP 4x2x23 AWG  cat. 6A  500MHz","BiTsound®LowNoise  Microphone Cable OFC THIN","SDY"]
["BiT 500®(St) BLACK FR",null,"YnTKSXekw","YKYFtZny 0,6/1kV  ","BiTLAN U/UTP 4x2x23 AWG  cat. 6A  500MHz LSOH","BiTsound®LowNoise Microphone Instal Cable OFC LSOH","YHKGSYFoyn 0,6/1kV"]
["BiT 500®2(St) BLACK FR",null,"YnTKSY","YKYFtZnyżo 0,6/1kV ","BiTLAN U/FTP 4x2x23 AWG  cat. 6A  500MHz LSOH","BiTsound®High Fidelity Instrument Cable OFC","YHKGSYFoyn 300/500V"]
["BiT 500®BLACK OR",null,"YnTKSYekw","YnKXS 0,6/1kV ","BiTLAN U/FTP 4x2x23 AWG  cat. 6A  500MHz LSOH B2ca","BiTsound®Digital Hybrid Cable OFC","YHKGXSekFtZnyn 3,6/6kV"]
["BiT 500®C BLACK OR",null,null,"YnKXSżo 0,6/1kV ","BiTLAN F/UTP 4x2x23 AWG  cat. 6A  500MHz LSOH","BiTsound®Hybrid Cable Power + MOBILE PATCHCORD U/UTP cat. 5e OFC","YHKGXSekyn 0,6/1kV"]
["BiT 500®(St) BLACK OR",null,null,"BiT 1100®Power OR","BiTLAN F/FTP 4x2x23 AWG  cat. 6A  500MHz LSOH","BiTsound®MOBILE DATA PATCHCORD CABLE S/UTP cat. 5e","YHKGXSekyn 3,6/6kV"]
["BiT 500®2(St) BLACK OR",null,null,"YnKY 0,6/1kV","BiTLAN F/FTP 4x2x23 AWG  cat. 6A  500MHz LSOH B2ca","BiTsound®Flat Pro White OFC","YHKGXSFoyn 0,6/1kV"]
["BiT 500®H",null,null,"YnKYżo 0,6/1kV","BiTLAN U/UTP 4x2x23 AWG (0,54) cat.6 350 MHz LSOH B2ca","BiTsound®Flat Pro Black OFC","YHKGXSFoyn 3,6/6kV"]
["BiT 500®H B2ca",null,null,null,"BiTLAN S/FTP 4x2x23 AWG  cat. 6A  500MHz LSOH","BiTsound®PGY-p","YHKGXSFtZnyn 0,6/1kV"]
["BiT 500®CH",null,null,null,"BiTLAN S/FTP 4x2x23 AWG cat.7  1000MHz LSOH","BiTsound®PGY-p OFC","YHKGXSFtZnyn 3,6/6kV"]
["BiT 500®(St) H",null,null,null,"BiTLAN S/FTP 4x2x22AWG cat.7A  1200MHz   LSOH  B2ca",null,"YHKGXSyn 0,6/1kV"]
["BiT 500®2(St) H",null,null,null,"BiTLAN S/FTP 4x2x23 AWG (0,54) cat. 6 350MHz   LSOH",null,"YHKGYekyn 0,6/1kV"]
["BiT 500®(St) CH",null,null,null,"Rentib U/UTP 4P cat. 5e 155MHz",null,"YHKGYFoyn 0,6/1kV"]
["BiT 500®(St) CH B2ca",null,null,null,"Rentib F/UTP 4P cat. 5e 155MHz",null,"YHKGYFoyn 3,6/6kV"]
["IB-BiT 500®",null,null,null,"MULTIBiT 2xCOAX-75 2xUTP5E 1xFTTH2J",null,"YHKGYFtZnyn 0,6/1kV"]
["IB-BiT 500®CY",null,null,null,"BiTSAT 757 biały",null,"YHKGYFtZnyn 3,6/6kV"]
["BiT 750®",null,null,null,"BiTSAT 757 czarny",null,"YHKGYyn 0,6/1kV"]
["BiT 750®CY",null,null,null,"BiTSAT 757 LS0H",null,"YKGSLYkonyn 300/500V"]
["BiT 1000®FR",null,null,null,"J-Y(St)Y…Lg",null,"YKGSYFoyn 0,6/1kV"]
["BiT 1000®C FR",null,null,null,"LAN BiT",null,"YKGSYkonyn 0,6/1kV"]
["BiT 1000®CY FR",null,null,null,"RG 59",null,"YKGSYkonyn 300/500V"]
["BiT 1000®(St) FR",null,null,null,"RG11",null,"YKGYFoyn 0,6/1kV"]
["BiT 1000®2(St) FR",null,null,null,"RG6 biały",null,"YKGYFoyn-żo 0,6/1kV"]
["BiT 1000®OR",null,null,null,"XzKAXwekw",null,"YKGYFtZnyn 0,6/1kV"]
["BiT 1000®C OR",null,null,null,"XzKSLXw",null,"YKGYFtZnyn 3,6/6kV"]
["BiT 1000®CY OR",null,null,null,"XzKSLXwekw ",null,"YnHKGSLY 0,6/1kV"]
["BiT 1000®(St) OR",null,null,null,"XzTKMXpw",null,"YnHKGSLY 150/250V"]
["BiT 1000®2(St) OR",null,null,null,"XzTKMXpwFtZnx",null,"YnHKGSLY 300/500V"]
["BiT 1000®H",null,null,null,"XzTKMXpwn",null,"YnHKGSLYkon 0,6/1kV"]
["BiT 1000®CH",null,null,null,"XzWDXpekw 75 1,05/5,0",null,"YnHKGSLYkon 150/250V"]
["BiT 1000®HCH",null,null,null,"YASp 75 0,59/3,7",null,"YnHKGSLYkon 300/500V"]
["BiT 1000®(St) H",null,null,null,"YASp 75 0,8/3,7",null,"YnHKGSY 0,6/1kV"]
["BiT 1000®2(St) H",null,null,null,"YASp 75 0,8/3,8",null,"YnHKGSY 300/500V"]
["IB-BiT 1000®",null,null,null,"YASp 75 0,8/3,9",null,"YnHKGSYkon 300/500V"]
["IB-BiT 1000®C",null,null,null,"BiTprotect ",null,"YnHTKGX"]
["IB-BiT 1000®CY",null,null,null,"BiTprotect (St)",null,"YnKGSLY 0,6/1kV"]
["BiT 1000®Power",null,null,null,"YTKSY",null,"YnKGSLY 150/250V"]
["BiT 1000®H Power",null,null,null,"YTKSYekw",null,"YnKGSLY 300/500V"]
["BiT NOVAK",null,null,null,"YWDXpek 75 1,0/4,8",null,"YnKGSLYkon 0,6/1kV"]
["BiTsensor PE-PVC Blue ",null,null,null,"YWDXpek 75 1,05/5,0",null,"YnKGSLYkon 150/250V"]
["BiTsensor PE-PVC green",null,null,null,null,null,"YnKGSLYkon 300/500V"]
["BiTsensor PE-H LSOH ",null,null,null,null,null,"YnKGSY 0,6/1kV"]
["BiTsensor PE(St)CH",null,null,null,null,null,"YnKGSY 300/500V"]
["BiTsensor® PE(St)CH  B2ca",null,null,null,null,null,"YnKGY-żo 0,6/1kV"]
["BiTsensor® PE(St)CH B2ca",null,null,null,null,null,"YnOGY  0,6/1kV"]
["BiT L2-BUS ",null,null,null,null,null,"YnOGYekm 0,6/1kV"]
["BiT L2-BUS outdoor",null,null,null,null,null,"YnStY-Gżo 300/500V"]
["BiT L2 BUS Flex",null,null,null,null,null,"YnTKGMFLY"]
["BiT Profibus PA",null,null,null,null,null,"YnTKGX "]
["BiT L2-BUS FC",null,null,null,null,null,"YTKGXFoyn"]
["BiT L2-BUS DB",null,null,null,null,null,"YTKGXFtZnyn"]
["BiT Profinet typ A"]
["BiT CAN-BUS Drag Chain "]
["BiT 1000®Power (St) GREY"]
["BiT 1000®Power C GREY"]
["BiT 1000®Power FR"]
["BiT 1100®Power (St) PIMF GREY"]
["BiT 1100®Power (St) TIMF GREY"]
["BiT 1100®Power C PIMF GREY"]
["BiT 1100®Power C TIMF GREY"]
["IB-BiT 1100®Power (St) PIMF"]
["IB-BiT 1100®Power (St) TiMF "]
["IB-BiT 1100®Power C PiMF "]
["IB-BiT 1100®Power C TIMF"]
["IB-BiT 1000®Power C "]
["BiT E-BUS-H"]
["BiT E-BUS PVC RAL 6018"]
["BiTservo®2XSLCY-J"]
["BiTservo®2XSLCH-J"]
["BiTservo® UV 2XSLCHK-J"]
["BiTservo®UV 2XSLCYK-J FR"]
["BiTservo®UV 3PLUS-2XSLCYK-J FR"]
["BiTservo®3plus 2XSLCH-J "]
[" BiTservo®UV 3PLUS-2XSLCHK-J"]
["BiTservo®MV10 6/10kV "]
["BIT RD-Y(St)Y Bd"]
["BiT RD-H(St)HBd"]
["RE-2Y(St)Yv-P"]
["RE-2Y(St)Yv-P(St)"]
["BiT KJAAM"]
["BiT KJAAM ARM"]
["BiT KJAAM OUTDOOR"]
["InfoBiT 16 PE-(St)PVC"]
["InfoBiT 16 PVC-PVC"]

{"sheet":"Cennik Płaski","index":2,"n_rows":12893,"n_cols":31,"rows_kept":2250,"cut":true,"hidden":false,"merged":[],"bounds":{"rows_first":1000,"rows_last":250,"rows_between":1000,"halvings":1}}
["Zakłady kablowe BITNER Sp. z o.o."]
["2025-02-01"]
["Lp","Identyfikator produktu wg dostawcy","Grupa","Identyfikator produktu wg producenta","Kod EAN","Opis krótki","Przekrój","Opis długi","Nazwa producenta","Jednostka zamówienia","Ilość cenowa","Cena netto","Waluta","Podatek VAT","Jednostka zawartości","Liczba jednostek zawartości w jednostce zamówienia","Minimalna ilość zamówienia","Interwał ilości zamówienia","Skrót  najmniejszej jednostki opakowania UNECE ","Liczba jednostek zamówienia w jednostce opakowania","Kod EAN najmniejszej jednostki opakowania","Grupa rabatowa dostawcy","Grupa bonusowa dostawcy","Klasa ETIM","PKWiU","CN","Scieżka do zdjęcia produktu","Scieżka do karty katalogowej produktu","Scieżka do karty bezpieczeństwa produktu","KGO","Status produktu"]
[1,null,"AKCESORIA","Z0001",5902956339201,"BiT Connector MC4  10 szt",null,"Zestaw konektorów do stosowania na kablach solarnych, złożonych z wtyków MC4 (męski i żeński)","BITNER","OP",1,211,"PLN",0.23,null,null,null,null,null,null,null,"n80",null,"EC000516","27.33.13","8536 90 10","https://bitner.com.pl/data/t4_text/649x234_01021471220_BiTconnector.jpg","https://bitner.com.pl/data/t4txt_photos/01033971220_BiT%20Connector%20MC4%20(ST4)%201500V%20DC.pdf"]
[2,null,"AUDIO","LP0173",5902956311689,"BiTsound®LP0173 Twin Instrument Cable OFC","2x0,18","Giętki, nie symetryczny, współosiowy, płaski przewód  we wspólnej powłoce polwinitowej","BITNER","KMT",1,5141,"PLN",0.23,null,null,null,null,null,null,null,"n38E",null,"EC000065","27.32.13","8544 49 95","https://bitner.com.pl/data/t4_text/649x234_02024060420_BiTsound%C2%AELP0173%20Twin%20Instrument%20Cable%20OFC.jpg","https://bitner.com.pl/data/t4txt_photos/024254140420_BiTsound%C2%AELP0173%20Twin%20Instrument%20Cable%20OFC.pdf"]
[3,null,"AUDIO","LP0186",5902956641373,"BiTsound®LP0186 Twin Instrument Cable OFC","2x0,23","Giętki, nie symetryczny, współosiowy, płaski przewód  we wspólnej powłoce polwinitowej","BITNER","KMT",1,7031,"PLN",0.23,null,null,null,null,null,null,null,"n38E",null,"EC000065","27.32.13","8544 49 95","https://bitner.com.pl/data/t4_text/649x234_025320140420_BiTsound%C2%AELP0186%20Twin%20Instrument%20Cable%20OFC.jpg","https://bitner.com.pl/data/t4txt_photos/025346140420_BiTsound%C2%AELP0186%20Twin%20Instrument%20Cable%20OFC.pdf"]
[4,null,"AUDIO","LP0199",5902956293770,"BiTsound®LP0199  Speaker Cable OFC","2x1,5 ","Giętki przewód głośnikowy","BITNER","KMT",1,8745,"PLN",0.23,null,null,null,null,null,null,null,"n38E",null,"EC000065","27.32.13","8544 49 95","https://bitner.com.pl/data/t4_text/649x234_11352660420_1_BiTsound%20speaker%20cable%20OFC.png","https://bitner.com.pl/data/t4txt_photos/010918140420_BiTsound%C2%AESpeaker%20Cable%20OFC.pdf"]
[5,null,"AUDIO","LP0200",5902956293787,"BiTsound®LP0200  Speaker Cable OFC","2x2,5","Giętki przewód głośnikowy","BITNER","KMT",1,14422,"PLN",0.23,null,null,null,null,null,null,null,"n38E",null,"EC000065","27.32.13","8544 49 95","https://bitner.com.pl/data/t4_text/649x234_11352660420_1_BiTsound%20speaker%20cable%20OFC.png","https://bitner.com.pl/data/t4txt_photos/010918140420_BiTsound%C2%AESpeaker%20Cable%20OFC.pdf"]
[6,null,"AUDIO","LP0201",5902956293794,"BiTsound®LP0201  Speaker Cable OFC","4x2,5","Giętki przewód głośnikowy","BITNER","KMT",1,28201,"PLN",0.23,null,null,null,null,null,null,null,"n38E",null,"EC000065","27.32.13","8544 49 95","https://bitner.com.pl/data/t4_text/649x234_11352660420_1_BiTsound%20speaker%20cable%20OFC.png","https://bitner.com.pl/data/t4txt_photos/010918140420_BiTsound%C2%AESpeaker%20Cable%20OFC.pdf"]
[7,null,"AUDIO","LP0202",5902956293800,"BiTsound®LP0202  Speaker Cable OFC","2x4,0","Giętki przewód głośnikowy","BITNER","KMT",1,24174,"PLN",0.23,null,null,null,null,null,null,null,"n38E",null,"EC000065","27.32.13","8544 49 95","https://bitner.com.pl/data/t4_text/649x234_11352660420_1_BiTsound%20speaker%20cable%20OFC.png","https://bitner.com.pl/data/t4txt_photos/010918140420_BiTsound%C2%AESpeaker%20Cable%20OFC.pdf"]
[8,null,"AUDIO","LP0203",5902956293817,"BiTsound®LP0203  Speaker Cable OFC","4x4,0","Giętki przewód głośnikowy","BITNER","KMT",1,45014,"PLN",0.23,null,null,null,null,null,null,null,"n38E",null,"EC000065","27.32.13","8544 49 95","https://bitner.com.pl/data/t4_text/649x234_11352660420_1_BiTsound%20speaker%20cable%20OFC.png","https://bitner.com.pl/data/t4txt_photos/010918140420_BiTsound%C2%AESpeaker%20Cable%20OFC.pdf"]
[9,null,"AUDIO","LP0204",5902956231901,"BiTsound®LP0204 INSTAL Speaker Cable OFC","2x2,5","Giętki przewód głośnikowy, instalacyjny","BITNER","KMT",1,16759,"PLN",0.23,null,null,null,null,null,null,null,"n38E",null,"EC000065","27.32.13","8544 49 95","https://bitner.com.pl/data/t4_text/649x234_09374860420_3_BiTsound%C2%AE%20INSTAL%20Speaker%20Cable%20OFC.jpg","https://bitner.com.pl/data/t4txt_photos/010918140420_BiTsound%C2%AESpeaker%20Cable%20OFC.pdf"]
[10,null,"AUDIO","LP0205",5902956231925,"BiTsound®LP0205 INSTAL Speaker Cable OFC","2x4,0","Giętki przewód głośnikowy, instalacyjny","BITNER","KMT",1,27427,"PLN",0.23,null,null,null,null,null,null,null,"n38E",null,"EC000065","27.32.13","8544 49 95","https://bitner.com.pl/data/t4_text/649x234_09374860420_3_BiTsound%C2%AE%20INSTAL%20Speaker%20Cable%20OFC.jpg","https://bitner.com.pl/data/t4txt_photos/010918140420_BiTsound%C2%AESpeaker%20Cable%20OFC.pdf"]
[11,null,"AUDIO","LP0206",5902956231949,"BiTsound®LP0206 INSTAL Speaker Cable OFC","2x6,0","Giętki przewód głośnikowy, instalacyjny","BITNER","KMT",1,35673,"PLN",0.23,null,null,null,null,null,null,null,"n38E",null,"EC000065","27.32.13","8544 49 95","https://bitner.com.pl/data/t4_text/649x234_09374860420_3_BiTsound%C2%AE%20INSTAL%20Speaker%20Cable%20OFC.jpg","https://bitner.com.pl/data/t4txt_photos/123858140420_BiTsound%C2%AEINSTAL%20Speaker%20Cable%20OFC.pdf"]
[12,null,"AUDIO","LP0208.03",5902956311719,"BiTsound®LP0208 LowNoise Microphone Cable OFC czarny","2x0,23","Giętki, estradowy przewód mikrofonowy","BITNER","KMT",1,5560,"PLN",0.23,null,null,null,null,null,null,null,"n38E",null,"EC000065","27.32.13","8544 49 95","https://bitner.com.pl/data/t4_text/649x234_12065460420_BiTsound%C2%AELP0208%20LowNoise%20Microphone%20Cable%20OFC.jpg","https://bitner.com.pl/data/t4txt_photos/012517140420_BiTsound%C2%AELp0208%20LowNoise%20Microphone%20Cable%20OFC.pdf"]
[13,null,"AUDIO","LP0209",5902956294012,"BiTsound®LP0209 LowNoise Professional Microphone Cable OFC","2x0,35","Giętki, profesjonalny przewód mikrofonowy","BITNER","KMT",1,7891,"PLN",0.23,null,null,null,null,null,null,null,"n38E",null,"EC000065","27.32.13","8544 49 95","https://bitner.com.pl/data/t4_text/649x234_12235960420_BiTsound%C2%AELP0209%20LowNoise%20Professional%20Microphone%20Cable%20OFC.jpg","https://bitner.com.pl/data/t4txt_photos/013027140420_BiTsound%C2%AELp0209%20LowNoise%20Professional%20Microphone%20Cable%20OFC.pdf"]
[14,null,"AUDIO","LP0210",5902956294029,"BiTsound®LP0210 LowNoise Professinal Microphone Cable OFC","2x0,5","Giętki, symetryczny, profesjonalny przewód mikrofonowy","BITNER","KMT",1,8944,"PLN",0.23,null,null,null,null,null,null,null,"n38E",null,"EC000065","27.32.13","8544 49 95","https://bitner.com.pl/data/t4_text/649x234_12390560420_6.jpg","https://bitner.com.pl/data/t4txt_photos/014709140420_BiTsound%C2%AELp0210%20LowNoise%20Professional%20Microphone%20Cable%20OFC.pdf"]
[15,null,"AUDIO","LP0211",5902956293909,"BiTsound®LP0211 LowNoise Microphone Instal Cable OFC LSOH","2x0,5","Giętki, symetryczny, profesjonalny przewód mikrofonowy","BITNER","KMT",1,10825,"PLN",0.23,null,null,null,null,null,null,null,"n38E",null,"EC000065","27.32.13","8544 49 95","https://bitner.com.pl/data/t4_text/649x234_12535260420_BiTsound%C2%AELP0211%20LowNoise%20Microphone%20Instal%20Cable%20OFC%20LSOH.jpg","https://bitner.com.pl/data/t4txt_photos/015053140420_BiTsound%C2%AELp0211%20LowNoise%20Microphone%20Instal%20Cable%20OFC%20LSOH.pdf"]
[16,null,"AUDIO","LP0212",5902956232373,"BiTsound®LP0212 High Fidelity Instrument Cable OFC","1x0,23","Giętki, estradowy współosiowy przewód instrumentalny","BITNER","KMT",1,8017,"PLN",0.23,null,null,null,null,null,null,null,"n38E",null,"EC000065","27.32.13","8544 49 95","https://bitner.com.pl/data/t4_text/649x234_02065260420_2.jpg","https://bitner.com.pl/data/t4txt_photos/030207140420_BiTsound%C2%AELp0212%20High%20Fidelity%20Instrument%20Cable%20OFC.pdf"]
[17,null,"AUDIO","LP0214",5902956231871,"BiTsound®LP0214 DMX 512/1990 Data Cable 110 Ohm OFC","1x(2x0,25)","Elastyczny, jednoparowy przewód do transmisji sygnałów cyfrowych","BITNER","KMT",1,7736,"PLN",0.23,null,null,null,null,null,null,null,"n38E",null,"EC003249","27.32.13","8544 49 95","https://bitner.com.pl/data/t4_text/649x234_02232760420_1.jpg","https://bitner.com.pl/data/t4txt_photos/084422150420_BiTsound%C2%AELP0214%20DMX%20512%201990%20Data%20Cable%20110%20Ohm%20OFC.pdf"]
[18,null,"AUDIO","LP0215",5902956232366,"BiTsound®LP0215 DMX 512/1990 Data Cable 110 Ohm OFC","1x(2x0,35)","Elastyczny, jednoparowy przewód do transmisji sygnałów cyfrowych","BITNER","KMT",1,8325,"PLN",0.23,null,null,null,null,null,null,null,"n38E",null,"EC003249","27.32.13","8544 49 95","https://bitner.com.pl/data/t4_text/649x234_04010160420_BiTsound%C2%AELP0215%20DMX%20512_1990%20Data%20Cable%20110%20Ohm%20OFC.jpg","https://bitner.com.pl/data/t4txt_photos/084828150420_BiTsound%C2%AELP0215%20DMX%20512%201990%20Data%20Cable%20110%20Ohm%20OFC.pdf"]
[19,null,"AUDIO","LP0216",5902956293855,"BiTsound®LP0216 DMX 512/1990 Dual Data Cable 110 Ohm OFC","2x(2x0,25)","Elastyczny, dwuparowy przewód do transmisji sygnałów cyfrowych","BITNER","KMT",1,11372,"PLN",0.23,null,null,null,null,null,null,null,"n38E",null,"EC003249","27.32.13","8544 49 95","https://bitner.com.pl/data/t4_text/649x234_04111060420_BiTsound%C2%AELP0216%20DMX%20512_1990%20Dual%20Data%20Cable%20110%20Ohm%20OFC.jpg","https://bitner.com.pl/data/t4txt_photos/090825150420_BiTsound%C2%AELP0216%20DMX%20512%201990%20Dual%20Data%20Cable%20110%20Ohm%20OFC.pdf"]
[20,null,"AUDIO","LP0217",5902956293961,"BiTsound®LP0217 Digital Hybrid Cable Power + DMX OFC","3G1,5+1x(2x0,25)","Elastyczny przewód hybrydowy z żyłami zasilającymi przeznaczony do transmisji danych","BITNER","KMT",1,18238,"PLN",0.23,null,null,null,null,null,null,null,"n38E",null,"EC001579","27.32.13","8544 49 95","https://bitner.com.pl/data/t4_text/649x234_04245360420_BiTsound%C2%AELP0217%20Digital%20Hybrid%20Cable%20Power%203G1,5%20+%20DMX%201x(2x0,25)%20OFC.jpg","https://bitner.com.pl/data/t4txt_photos/092040150420_BiTsound%C2%AELP0217%20Digital%20Hybrid%20Cable%20Power%203G1,5%20+%20DMX%201x(2x0,25)%20OFC.pdf"]
[21,null,"AUDIO","LP0218",5902956293985,"BiTsound®LP0218 Hybrid Cable Power + Microphone OFC","3G1,5+2x0,23","Elsatyczny przewód hybrydowy","BITNER","KMT",1,19431,"PLN",0.23,null,null,null,null,null,null,null,"n38E",null,"EC001579","27.32.13","8544 49 95","https://bitner.com.pl/data/t4_text/649x234_01051960420_BiTsound%C2%AELP0218%20Hybrid%20Cable%20Power%203G1,5%20+%20Microphone%202x0,23%20OFC.jpg","https://bitner.com.pl/data/t4txt_photos/020136140420_BiTsound%C2%AELP0218%20Hybrid%20Cable%20Power%203G1,5%20+%20Microphone%202x0,23%20OFC.pdf"]
[22,null,"AUDIO","LP0220",5902956232113,"BiTsound®LP0220 MultiPaired Analog Audio Cable 2x(2x0,21) OFC","2x(2x0,21)","Giętki, wieloparowy, ekranowany kabel estradowy","BITNER","KMT",1,6178,"PLN",0.23,null,null,null,null,null,null,null,"n38E",null,"EC000065","27.32.13","8544 49 95","https://bitner.com.pl/data/t4_text/649x234_09532670420_1.jpg","https://bitner.com.pl/data/t4txt_photos/104934150420_BiTsound%C2%AEMultiPaired%20Analog%20Audio%20Cable.pdf"]
[23,null,"AUDIO","LP0221",5902956232120,"BiTsound®LP0221 MultiPaired Analog Audio Cable 4x(2x0,21) OFC","4x(2x0,21)","Giętki, wieloparowy, ekranowany kabel estradowy","BITNER","KMT",1,12103,"PLN",0.23,null,null,null,null,null,null,null,"n38E",null,"EC000065","27.32.13","8544 49 95","https://bitner.com.pl/data/t4_text/649x234_09532670420_1.jpg","https://bitner.com.pl/data/t4txt_photos/104934150420_BiTsound%C2%AEMultiPaired%20Analog%20Audio%20Cable.pdf"]
[24,null,"AUDIO","LP0222",5902956232137,"BiTsound®LP0222 MultiPaired Analog Audio Cable 8x(2x0,21) OFC","8x(2x0,21)","Giętki, wieloparowy, ekranowany kabel estradowy","BITNER","KMT",1,20723,"PLN",0.23,null,null,null,null,null,null,null,"n38E",null,"EC000065","27.32.13","8544 49 95","https://bitner.com.pl/data/t4_text/649x234_09532670420_1.jpg","https://bitner.com.pl/data/t4txt_photos/104934150420_BiTsound%C2%AEMultiPaired%20Analog%20Audio%20Cable.pdf"]
[25,null,"AUDIO","LP0223",5902956232151,"BiTsound®LP0223 MultiPaired Analog Audio Cable 16x(2x0,21) OFC","16x(2x0,21)","Giętki, wieloparowy, ekranowany kabel estradowy","BITNER","KMT",1,35422,"PLN",0.23,null,null,null,null,null,null,null,"n38E",null,"EC000065","27.32.13","8544 49 95","https://bitner.com.pl/data/t4_text/649x234_09532670420_1.jpg","https://bitner.com.pl/data/t4txt_photos/104934150420_BiTsound%C2%AEMultiPaired%20Analog%20Audio%20Cable.pdf"]
[26,null,"AUDIO","LP0231",5902956293893,"BiTsound®LP0231 Microphone Instal Cable OFC","2x0,23","Giętki, instalacyjny przewód mikrofonowy","BITNER","KMT",1,5967,"PLN",0.23,null,null,null,null,null,null,null,"n38E",null,"EC000065","27.32.13","8544 49 95","https://bitner.com.pl/data/t4_text/649x234_01111960420_9.jpg","https://bitner.com.pl/data/t4txt_photos/020627140420_BiTsound%C2%AELp0231%20Microphone%20Instal%20Cable%20OFC.pdf"]
[27,null,"AUDIO","LP0234",5902956231963,"BiTsound®LP0234 INSTAL Speaker Cable OFC","2x10","Giętki przewód głośnikowy, instalacyjny","BITNER","KMT",1,62435,"PLN",0.23,null,null,null,null,null,null,null,"n38E",null,"EC000065","27.32.13","8544 49 95","https://bitner.com.pl/data/t4_text/649x234_09374860420_3_BiTsound%C2%AE%20INSTAL%20Speaker%20Cable%20OFC.jpg","https://bitner.com.pl/data/t4txt_photos/123858140420_BiTsound%C2%AEINSTAL%20Speaker%20Cable%20OFC.pdf"]
[28,null,"AUDIO","LP0235",5902956231970,"BiTsound®LP0235 INSTAL Speaker Cable OFC","4x10","Giętki przewód głośnikowy, instalacyjny","BITNER","KMT",1,116250,"PLN",0.23,null,null,null,null,null,null,null,"n38E",null,"EC000065","27.32.13","8544 49 95","https://bitner.com.pl/data/t4_text/649x234_09374860420_3_BiTsound%C2%AE%20INSTAL%20Speaker%20Cable%20OFC.jpg","https://bitner.com.pl/data/t4txt_photos/123858140420_BiTsound%C2%AEINSTAL%20Speaker%20Cable%20OFC.pdf"]
[29,null,"AUDIO","LP0236",5902956231994,"BiTsound®LP0236 INSTAL Speaker Cable OFC","2x16","Giętki przewód głośnikowy, instalacyjny","BITNER","KMT",1,92982,"PLN",0.23,null,null,null,null,null,null,null,"n38E",null,"EC000065","27.32.13","8544 49 95","https://bitner.com.pl/data/t4_text/649x234_09374860420_3_BiTsound%C2%AE%20INSTAL%20Speaker%20Cable%20OFC.jpg","https://bitner.com.pl/data/t4txt_photos/123858140420_BiTsound%C2%AEINSTAL%20Speaker%20Cable%20OFC.pdf"]
[30,null,"AUDIO","LP0237",5902956232007,"BiTsound®LP0237 INSTAL Speaker Cable OFC","4x16","Giętki przewód głośnikowy, instalacyjny","BITNER","KMT",1,175512,"PLN",0.23,null,null,null,null,null,null,null,"n38E",null,"EC000065","27.32.13","8544 49 95","https://bitner.com.pl/data/t4_text/649x234_09374860420_3_BiTsound%C2%AE%20INSTAL%20Speaker%20Cable%20OFC.jpg","https://bitner.com.pl/data/t4txt_photos/123858140420_BiTsound%C2%AEINSTAL%20Speaker%20Cable%20OFC.pdf"]
[31,null,"AUDIO","LP0238",5902956293640,"BiTsound®LP0238 INSTAL Speaker Cable LSOH OFC","2x2,5","Giętki przewód głośnikowy, instalacyjny","BITNER","KMT",1,18391,"PLN",0.23,null,null,null,null,null,null,null,"n38E",null,"EC000065","27.32.13","8544 49 95","https://bitner.com.pl/data/t4_text/649x234_08573760420_BiTsound%20INSTAL%20Speaker%20Cable%20LSOH%20OFC.jpg","https://bitner.com.pl/data/t4txt_photos/121138140420_BiTsound%C2%AEINSTAL%20Speaker%20Cable%20LSOH%20OFC.pdf"]
[32,null,"AUDIO","LP0239",5902956293657,"BiTsound®LP0239 INSTAL Speaker Cable LSOH OFC","2x10","Bezhalogenowe głośnikowe przewody instalacyjne","BITNER","KMT",1,63976,"PLN",0.23,null,null,null,null,null,null,null,"n38E",null,"EC000065","27.32.13","8544 49 95","https://bitner.com.pl/data/t4_text/649x234_08573760420_BiTsound%20INSTAL%20Speaker%20Cable%20LSOH%20OFC.jpg","https://bitner.com.pl/data/t4txt_photos/121138140420_BiTsound%C2%AEINSTAL%20Speaker%20Cable%20LSOH%20OFC.pdf"]
[33,null,"AUDIO","LP0240",5902956293664,"BiTsound®LP0240 INSTAL Speaker Cable LSOH OFC","2x16","Bezhalogenowe głośnikowe przewody instalacyjne","BITNER","KMT",1,95022,"PLN",0.23,null,null,null,null,null,null,null,"n38E",null,"EC000065","27.32.13","8544 49 95","https://bitner.com.pl/data/t4_text/649x234_08573760420_BiTsound%20INSTAL%20Speaker%20Cable%20LSOH%20OFC.jpg","https://bitner.com.pl/data/t4txt_photos/121138140420_BiTsound%C2%AEINSTAL%20Speaker%20Cable%20LSOH%20OFC.pdf"]
[34,null,"AUDIO","LP0241",5902956293671,"BiTsound®LP0241 INSTAL Speaker Cable LSOH OFC","2x4,0","Bezhalogenowe głośnikowe przewody instalacyjne","BITNER","KMT",1,29721,"PLN",0.23,null,null,null,null,null,null,null,"n38E",null,"EC000065","27.32.13","8544 49 95","https://bitner.com.pl/data/t4_text/649x234_08573760420_BiTsound%20INSTAL%20Speaker%20Cable%20LSOH%20OFC.jpg","https://bitner.com.pl/data/t4txt_photos/121138140420_BiTsound%C2%AEINSTAL%20Speaker%20Cable%20LSOH%20OFC.pdf"]
[35,null,"AUDIO","LP0242",5902956293688,"BiTsound®LP0242 INSTAL Speaker Cable LSOH OFC","2x6,0","Bezhalogenowe głośnikowe przewody instalacyjne","BITNER","KMT",1,38194,"PLN",0.23,null,null,null,null,null,null,null,"n38E",null,"EC000065","27.32.13","8544 49 95","https://bitner.com.pl/data/t4_text/649x234_08573760420_BiTsound%20INSTAL%20Speaker%20Cable%20LSOH%20OFC.jpg","https://bitner.com.pl/data/t4txt_photos/121138140420_BiTsound%C2%AEINSTAL%20Speaker%20Cable%20LSOH%20OFC.pdf"]
[36,null,"AUDIO","LP0243",5902956293695,"BiTsound®LP0243 INSTAL Speaker Cable LSOH OFC","4x4,0","Bezhalogenowe głośnikowe przewody instalacyjne","BITNER","KMT",1,54394,"PLN",0.23,null,null,null,null,null,null,null,"n38E",null,"EC000065","27.32.13","8544 49 95","https://bitner.com.pl/data/t4_text/649x234_08573760420_BiTsound%20INSTAL%20Speaker%20Cable%20LSOH%20OFC.jpg","https://bitner.com.pl/data/t4txt_photos/121138140420_BiTsound%C2%AEINSTAL%20Speaker%20Cable%20LSOH%20OFC.pdf"]
[37,null,"AUDIO","LP0244",5902956293701,"BiTsound®LP0244 INSTAL Speaker Cable LSOH OFC","2x1,5","Bezhalogenowe głośnikowe przewody instalacyjne","BITNER","KMT",1,11730,"PLN",0.23,null,null,null,null,null,null,null,"n38E",null,"EC000065","27.32.13","8544 49 95","https://bitner.com.pl/data/t4_text/649x234_08573760420_BiTsound%20INSTAL%20Speaker%20Cable%20LSOH%20OFC.jpg","https://bitner.com.pl/data/t4txt_photos/121138140420_BiTsound%C2%AEINSTAL%20Speaker%20Cable%20LSOH%20OFC.pdf"]
[38,null,"AUDIO","LP0245",5902956293879,"BiTsound®LP0245 LowNoise Microphone Cable Star Quad 4x0,23 mm² OFC","4x0,23","Giętki, estradowy przewód mikrofonowy","BITNER","KMT",1,8971,"PLN",0.23,null,null,null,null,null,null,null,"n38E",null,"EC000065","27.32.13","8544 49 95","https://bitner.com.pl/data/t4_text/649x234_01191460420_4.jpg","https://bitner.com.pl/data/t4txt_photos/020833140420_BiTsound%C2%AELp0245%20LowNoise%20Microphone%20Cable%20Star%20Quad%20OFC.pdf"]
[39,null,"AUDIO","LP0248",5902956232144,"BiTsound®LP0248 MultiPaired Analog Audio Cable 12x(2x0,21) OFC","12x(2x0,21)","Giętki, wieloparowy, ekranowany kabel estradowy","BITNER","KMT",1,30215,"PLN",0.23,null,null,null,null,null,null,null,"n38E",null,"EC000065","27.32.13","8544 49 95","https://bitner.com.pl/data/t4_text/649x234_09532670420_1.jpg","https://bitner.com.pl/data/t4txt_photos/104934150420_BiTsound%C2%AEMultiPaired%20Analog%20Audio%20Cable.pdf"]
[40,null,"AUDIO","LP0250",5902956231888,"BiTsound®LP0250 INSTAL Speaker Cable OFC","2x1,5","Giętki przewód głośnikowy, instalacyjny","BITNER","KMT",1,10269,"PLN",0.23,null,null,null,null,null,null,null,"n38E",null,"EC000065","27.32.13","8544 49 95","https://bitner.com.pl/data/t4_text/649x234_09374860420_3_BiTsound%C2%AE%20INSTAL%20Speaker%20Cable%20OFC.jpg","https://bitner.com.pl/data/t4txt_photos/010918140420_BiTsound%C2%AESpeaker%20Cable%20OFC.pdf"]
[41,null,"AUDIO","LP0251",5902956293718,"BiTsound®LP0251 INSTAL Speaker Cable LSOH OFC","4x10","Bezhalogenowe głośnikowe przewody instalacyjne","BITNER","KMT",1,119032,"PLN",0.23,null,null,null,null,null,null,null,"n38E",null,"EC000065","27.32.13","8544 49 95","https://bitner.com.pl/data/t4_text/649x234_08573760420_BiTsound%20INSTAL%20Speaker%20Cable%20LSOH%20OFC.jpg","https://bitner.com.pl/data/t4txt_photos/121138140420_BiTsound%C2%AEINSTAL%20Speaker%20Cable%20LSOH%20OFC.pdf"]
[42,null,"AUDIO","LP0252",5902956293725,"BiTsound®LP0252 INSTAL Speaker Cable LSOH OFC","4x16","Bezhalogenowe głośnikowe przewody instalacyjne","BITNER","KMT",1,179402,"PLN",0.23,null,null,null,null,null,null,null,"n38E",null,"EC000065","27.32.13","8544 49 95","https://bitner.com.pl/data/t4_text/649x234_08573760420_BiTsound%20INSTAL%20Speaker%20Cable%20LSOH%20OFC.jpg","https://bitner.com.pl/data/t4txt_photos/121138140420_BiTsound%C2%AEINSTAL%20Speaker%20Cable%20LSOH%20OFC.pdf"]
[43,null,"AUDIO","LP0253",5902956231918,"BiTsound®LP0253 INSTAL Speaker Cable OFC","4x2,5","Giętki przewód głośnikowy, instalacyjny","BITNER","KMT",1,31416,"PLN",0.23,null,null,null,null,null,null,null,"n38E",null,"EC000065","27.32.13","8544 49 95","https://bitner.com.pl/data/t4_text/649x234_09374860420_3_BiTsound%C2%AE%20INSTAL%20Speaker%20Cable%20OFC.jpg","https://bitner.com.pl/data/t4txt_photos/123858140420_BiTsound%C2%AEINSTAL%20Speaker%20Cable%20OFC.pdf"]
[44,null,"AUDIO","LP0254",5902956231932,"BiTsound®LP0254 INSTAL Speaker Cable OFC","4x4,0","Giętki przewód głośnikowy, instalacyjny","BITNER","KMT",1,51574,"PLN",0.23,null,null,null,null,null,null,null,"n38E",null,"EC000065","27.32.13","8544 49 95","https://bitner.com.pl/data/t4_text/649x234_09374860420_3_BiTsound%C2%AE%20INSTAL%20Speaker%20Cable%20OFC.jpg","https://bitner.com.pl/data/t4txt_photos/123858140420_BiTsound%C2%AEINSTAL%20Speaker%20Cable%20OFC.pdf"]
[45,null,"AUDIO","LP0255",5902956231956,"BiTsound®LP0255 INSTAL Speaker Cable OFC","4x6,0","Giętki przewód głośnikowy, instalacyjny","BITNER","KMT",1,65831,"PLN",0.23,null,null,null,null,null,null,null,"n38E",null,"EC000065","27.32.13","8544 49 95","https://bitner.com.pl/data/t4_text/649x234_09374860420_3_BiTsound%C2%AE%20INSTAL%20Speaker%20Cable%20OFC.jpg","https://bitner.com.pl/data/t4txt_photos/123858140420_BiTsound%C2%AEINSTAL%20Speaker%20Cable%20OFC.pdf"]
[46,null,"AUDIO","LP0256",5902956293732,"BiTsound®LP0256 INSTAL Speaker Cable LSOH OFC","4x2,5","Bezhalogenowe głośnikowe przewody instalacyjne","BITNER","KMT",1,33275,"PLN",0.23,null,null,null,null,null,null,null,"n38E",null,"EC000065","27.32.13","8544 49 95","https://bitner.com.pl/data/t4_text/649x234_08573760420_BiTsound%20INSTAL%20Speaker%20Cable%20LSOH%20OFC.jpg","https://bitner.com.pl/data/t4txt_photos/121138140420_BiTsound%C2%AEINSTAL%20Speaker%20Cable%20LSOH%20OFC.pdf"]
[47,null,"AUDIO","LP0257",5902956293749,"BiTsound®LP0257 INSTAL Speaker Cable LSOH OFC","4x6,0","Bezhalogenowe głośnikowe przewody instalacyjne","BITNER","KMT",1,70402,"PLN",0.23,null,null,null,null,null,null,null,"n38E",null,"EC000065","27.32.13","8544 49 95","https://bitner.com.pl/data/t4_text/649x234_08573760420_BiTsound%20INSTAL%20Speaker%20Cable%20LSOH%20OFC.jpg","https://bitner.com.pl/data/t4txt_photos/121138140420_BiTsound%C2%AEINSTAL%20Speaker%20Cable%20LSOH%20OFC.pdf"]
[48,null,"AUDIO","LP0261",5902956293886,"BiTsound®LP0261 LowNoise  Microphone Cable OFC THIN","2x0,23","Giętki, estradowy przewód mikrofonowy o zmniejszonej średnicy zewnętrznej","BITNER","KMT",1,3706,"PLN",0.23,null,null,null,null,null,null,null,"n38E",null,"EC000065","27.32.13","8544 49 95","https://bitner.com.pl/data/t4_text/649x234_01250060420_2.jpg","https://bitner.com.pl/data/t4txt_photos/021200140420_BiTsound%C2%AELp0261%20LowNoise%20Microphone%20Cable%20OFC%20THIN.pdf"]
[49,null,"AUDIO","LP0262",5902956293916,"BiTsound®LP0262 LowNoise Microphone Instal Cable OFC LSOH","2x0,35","Elastyczny, bezhalogenowy, instalacyjny przewód mikrofonowy","BITNER","KMT",1,9421,"PLN",0.23,null,null,null,null,null,null,null,"n38E",null,"EC000065","27.32.13","8544 49 95","https://bitner.com.pl/data/t4_text/649x234_01295360420_11.jpg","https://bitner.com.pl/data/t4txt_photos/021459140420_BiTsound%C2%AELp0262%20LowNoise%20Microphone%20Instal%20Cable%20OFC%20LSOH.pdf"]
[50,null,"AUDIO","LP0275",5902956293763,"BiTsound®LP0275 High Fidelity Instrument Cable OFC","1x0,5","Giętki, estradowy, współosiowy przewód instrumantalny","BITNER","KMT",1,8185,"PLN",0.23,null,null,null,null,null,null,null,"n38E",null,"EC000065","27.32.13","8544 49 95","https://bitner.com.pl/data/t4_text/649x234_02100960420_1.jpg","https://bitner.com.pl/data/t4txt_photos/030426140420_BiTsound%C2%AELp0275%20High%20Fidelity%20Instrument%20Cable%20OFC.pdf"]
[51,null,"AUDIO","LP0500",5902956293848,"BiTsound®LP0500 Digital Hybrid Cable OFC","4x(2x0,25)","Elstyczny przewód hybrydowy przeznaczony do transmisji sygnałów cyfrowych","BITNER","KMT",1,31772,"PLN",0.23,null,null,null,null,null,null,null,"n38E",null,"EC001579","27.32.13","8544 49 95","https://bitner.com.pl/data/t4_text/649x234_09273570420_BiTsound%C2%AELP0500%20Digital%20Hybrid%20Cable%20OFC.jpg","https://bitner.com.pl/data/t4txt_photos/092317150420_BiTsound%C2%AELp0500%20Digital%20Hybrid%20Cable%20OFC.pdf"]
[52,null,"AUDIO","LP0501",5902956294005,"BiTsound®LP0501 Hybrid Cable Power + MOBILE PATCHCORD U/UTP cat. 5e OFC","3G1,5+4x2x26AWG/7","Elsatyczny przewód hybrydowy z żyłami zasilającymi przeznaczony do pracy w sieciach komputerowych","BITNER","KMT",1,35240,"PLN",0.23,null,null,null,null,null,null,null,"n38E",null,"EC001579","27.32.13","8544 49 95","https://bitner.com.pl/data/t4_text/649x234_10321370420_BiTsound%C2%AELP0501%20Hybrid%20Cable%20Power%203G1,5.jpg","https://bitner.com.pl/data/t4txt_photos/110426150420_BiTsound%C2%AELP0501%20Hybrid%20Cable%20Power%203G1,5.pdf"]
[53,null,"AUDIO","LP0900",5902956334718,"BiTsound®LP0900 MOBILE DATA PATCHCORD CABLE S/UTP cat. 5e","4x2x26AWG/7","Ekranowany przewód teleinformatyczny do pracy w sieciach komputerowych","BITNER","KMT",1,12594,"PLN",0.23,null,null,null,null,null,null,null,"n38E",null,"EC003249","27.32.13","8544 49 95","https://bitner.com.pl/data/t4_text/649x234_11091870420_BiTsound%C2%AELP0900%20MOBILE%20DATA%20PATCHCORD%20CABLE%20S_UTP%20cat.%205e.jpg","https://bitner.com.pl/data/t4txt_photos/111359150420_BiTsound%C2%AELP0900%20MOBILE%20DATA%20PATCHCORD%20CABLE%20S%20UTP%20cat.%205e.pdf"]
[54,null,"AUDIO","LP0940",5902956641274,"BiTsound®LP0940 Flat Pro White OFC","2x0,75","Płaski przewód głośnikowy o wspólnej izolacji polwinitowej","BITNER","KMT",1,2656,"PLN",0.23,null,null,null,null,null,null,null,"n38E",null,"EC000065","27.32.13","8544 49 95","https://bitner.com.pl/data/t4_text/649x234_02251930423_BiTsound%20FLAT%20PRO%20WHITE%20zdj%C4%99cie-pion.jpg","https://bitner.com.pl/data/t4txt_photos/02412430423_BiTsound%C2%AEFLAT%20PRO%20WHITE%20OFC.pdf"]
[55,null,"AUDIO","LP0941",5902956641281,"BiTsound®LP0941 Flat Pro White OFC","2x1,0","Płaski przewód głośnikowy o wspólnej izolacji polwinitowej","BITNER","KMT",1,3478,"PLN",0.23,null,null,null,null,null,null,null,"n38E",null,"EC000065","27.32.13","8544 49 95","https://bitner.com.pl/data/t4_text/649x234_02251930423_BiTsound%20FLAT%20PRO%20WHITE%20zdj%C4%99cie-pion.jpg","https://bitner.com.pl/data/t4txt_photos/02412430423_BiTsound%C2%AEFLAT%20PRO%20WHITE%20OFC.pdf"]
[56,null,"AUDIO","LP0942",5902956699787,"BiTsound®LP0942 Flat Pro White OFC","2x1,5","Płaski przewód głośnikowy o wspólnej izolacji polwinitowej","BITNER","KMT",1,5070,"PLN",0.23,null,null,null,null,null,null,null,"n38E",null,"EC000065","27.32.13","8544 49 95","https://bitner.com.pl/data/t4_text/649x234_02251930423_BiTsound%20FLAT%20PRO%20WHITE%20zdj%C4%99cie-pion.jpg","https://bitner.com.pl/data/t4txt_photos/02412430423_BiTsound%C2%AEFLAT%20PRO%20WHITE%20OFC.pdf"]
[57,null,"AUDIO","LP0943",5902956699794,"BiTsound®LP0943 Flat Pro White OFC","2x2,5","Płaski przewód głośnikowy o wspólnej izolacji polwinitowej","BITNER","KMT",1,9085,"PLN",0.23,null,null,null,null,null,null,null,"n38E",null,"EC000065","27.32.13","8544 49 95","https://bitner.com.pl/data/t4_text/649x234_02251930423_BiTsound%20FLAT%20PRO%20WHITE%20zdj%C4%99cie-pion.jpg","https://bitner.com.pl/data/t4txt_photos/02412430423_BiTsound%C2%AEFLAT%20PRO%20WHITE%20OFC.pdf"]
[58,null,"AUDIO","LP0944",5902956641311,"BiTsound®LP0944 Flat Pro White OFC","2x4,0","Płaski przewód głośnikowy o wspólnej izolacji polwinitowej","BITNER","KMT",1,14836,"PLN",0.23,null,null,null,null,null,null,null,"n38E",null,"EC000065","27.32.13","8544 49 95","https://bitner.com.pl/data/t4_text/649x234_02251930423_BiTsound%20FLAT%20PRO%20WHITE%20zdj%C4%99cie-pion.jpg","https://bitner.com.pl/data/t4txt_photos/02412430423_BiTsound%C2%AEFLAT%20PRO%20WHITE%20OFC.pdf"]
[59,null,"AUDIO","LP0950",5902956641328,"BiTsound®LP0950 Flat Pro Black OFC","2x0,75","Płaski przewód głośnikowy o wspólnej izolacji polwinitowej","BITNER","KMT",1,2656,"PLN",0.23,null,null,null,null,null,null,null,"n38E",null,"EC000065","27.32.13","8544 49 95","https://bitner.com.pl/data/t4_text/649x234_02250030423_BiTsound%20FLAT%20PRO%20BLACK%20zdj%C4%99cie-poziom.jpg","https://bitner.com.pl/data/t4txt_photos/02405030423_BiTsound%C2%AEFLAT%20PRO%20BLACK%20OFC.pdf"]
[60,null,"AUDIO","LP0951",5902956641335,"BiTsound®LP0951 Flat Pro Black OFC","2x1,0","Płaski przewód głośnikowy o wspólnej izolacji polwinitowej","BITNER","KMT",1,3478,"PLN",0.23,null,null,null,null,null,null,null,"n38E",null,"EC000065","27.32.13","8544 49 95","https://bitner.com.pl/data/t4_text/649x234_02250030423_BiTsound%20FLAT%20PRO%20BLACK%20zdj%C4%99cie-poziom.jpg","https://bitner.com.pl/data/t4txt_photos/02405030423_BiTsound%C2%AEFLAT%20PRO%20BLACK%20OFC.pdf"]
[61,null,"AUDIO","LP0952",5902956641342,"BiTsound®LP0952 Flat Pro Black OFC","2x1,5","Płaski przewód głośnikowy o wspólnej izolacji polwinitowej","BITNER","KMT",1,5070,"PLN",0.23,null,null,null,null,null,null,null,"n38E",null,"EC000065","27.32.13","8544 49 95","https://bitner.com.pl/data/t4_text/649x234_02250030423_BiTsound%20FLAT%20PRO%20BLACK%20zdj%C4%99cie-poziom.jpg","https://bitner.com.pl/data/t4txt_photos/02405030423_BiTsound%C2%AEFLAT%20PRO%20BLACK%20OFC.pdf"]
[62,null,"AUDIO","LP0953",5902956641359,"BiTsound®LP0953 Flat Pro Black OFC","2x2,5","Płaski przewód głośnikowy o wspólnej izolacji polwinitowej","BITNER","KMT",1,9085,"PLN",0.23,null,null,null,null,null,null,null,"n38E",null,"EC000065","27.32.13","8544 49 95","https://bitner.com.pl/data/t4_text/649x234_02250030423_BiTsound%20FLAT%20PRO%20BLACK%20zdj%C4%99cie-poziom.jpg","https://bitner.com.pl/data/t4txt_photos/02405030423_BiTsound%C2%AEFLAT%20PRO%20BLACK%20OFC.pdf"]
[63,null,"AUDIO","LP0954",5902956641366,"BiTsound®LP0954 Flat Pro Black OFC","2x4,0","Płaski przewód głośnikowy o wspólnej izolacji polwinitowej","BITNER","KMT",1,14836,"PLN",0.23,null,null,null,null,null,null,null,"n38E",null,"EC000065","27.32.13","8544 49 95","https://bitner.com.pl/data/t4_text/649x234_02250030423_BiTsound%20FLAT%20PRO%20BLACK%20zdj%C4%99cie-poziom.jpg","https://bitner.com.pl/data/t4txt_photos/02405030423_BiTsound%C2%AEFLAT%20PRO%20BLACK%20OFC.pdf"]
[64,null,"AUDIO","LP0001",5902956232205,"BiTsound®PGY-p","2x0,35","Giętki, płaski przewód głośnikowy, o wspólnej izolacji polwinitowej","BITNER","KMT",1,1430,"PLN",0.23,null,null,null,null,null,null,null,"n73",null,"EC000065","27.32.13","8544 49 95","https://bitner.com.pl/data/t4_text/649x234_035252140217_pgy.PNG","https://bitner.com.pl/data/t4txt_photos/010102140420_BiTsound%C2%AEPGY-p%20OFC.pdf"]
[65,null,"AUDIO","LP0002",5902956232212,"BiTsound®PGY-p","2x0,5","Giętki, płaski przewód głośnikowy, o wspólnej izolacji polwinitowej","BITNER","KMT",1,2038,"PLN",0.23,null,null,null,null,null,null,null,"n73",null,"EC000065","27.32.13","8544 49 95","https://bitner.com.pl/data/t4_text/649x234_035252140217_pgy.PNG","https://bitner.com.pl/data/t4txt_photos/010102140420_BiTsound%C2%AEPGY-p%20OFC.pdf"]
[66,null,"AUDIO","LP0003",5902956232229,"BiTsound®PGY-p","2x0,75","Giętki, płaski przewód głośnikowy, o wspólnej izolacji polwinitowej","BITNER","KMT",1,2963,"PLN",0.23,null,null,null,null,null,null,null,"n73",null,"EC000065","27.32.13","8544 49 95","https://bitner.com.pl/data/t4_text/649x234_035252140217_pgy.PNG","https://bitner.com.pl/data/t4txt_photos/010102140420_BiTsound%C2%AEPGY-p%20OFC.pdf"]
[67,null,"AUDIO","LP0004",5902956232236,"BiTsound®PGY-p","2x1,0","Giętki, płaski przewód głośnikowy, o wspólnej izolacji polwinitowej","BITNER","KMT",1,3847,"PLN",0.23,null,null,null,null,null,null,null,"n73",null,"EC000065","27.32.13","8544 49 95","https://bitner.com.pl/data/t4_text/649x234_035252140217_pgy.PNG","https://bitner.com.pl/data/t4txt_photos/010102140420_BiTsound%C2%AEPGY-p%20OFC.pdf"]
[68,null,"AUDIO","LP0005",5902956232243,"BiTsound®PGY-p","2x1,5","Giętki, płaski przewód głośnikowy, o wspólnej izolacji polwinitowej","BITNER","KMT",1,5369,"PLN",0.23,null,null,null,null,null,null,null,"n73",null,"EC000065","27.32.13","8544 49 95","https://bitner.com.pl/data/t4_text/649x234_035252140217_pgy.PNG","https://bitner.com.pl/data/t4txt_photos/010102140420_BiTsound%C2%AEPGY-p%20OFC.pdf"]
[69,null,"AUDIO","LP0006",5902956232250,"BiTsound®PGY-p","2x2,5","Giętki, płaski przewód głośnikowy, o wspólnej izolacji polwinitowej","BITNER","KMT",1,8912,"PLN",0.23,null,null,null,null,null,null,null,"n73",null,"EC000065","27.32.13","8544 49 95","https://bitner.com.pl/data/t4_text/649x234_035252140217_pgy.PNG","https://bitner.com.pl/data/t4txt_photos/010102140420_BiTsound%C2%AEPGY-p%20OFC.pdf"]
[70,null,"AUDIO","LP0007",5902956232267,"BiTsound®PGY-p","2x4,0","Giętki, płaski przewód głośnikowy, o wspólnej izolacji polwinitowej","BITNER","KMT",1,14622,"PLN",0.23,null,null,null,null,null,null,null,"n73",null,"EC000065","27.32.13","8544 49 95","https://bitner.com.pl/data/t4_text/649x234_035252140217_pgy.PNG","https://bitner.com.pl/data/t4txt_photos/010102140420_BiTsound%C2%AEPGY-p%20OFC.pdf"]
[71,null,"AUDIO","LP0050",5902956232304,"BiTsound®PGY-p OFC","2x0,75","Giętki, płaski przewód głośnikowy, o wspólnej izolacji polwinitowej","BITNER","KMT",1,3370,"PLN",0.23,null,null,null,null,null,null,null,"n73",null,"EC000065","27.32.13","8544 49 95","https://bitner.com.pl/data/t4_text/649x234_035252140217_pgy.PNG","https://bitner.com.pl/data/t4txt_photos/010102140420_BiTsound%C2%AEPGY-p%20OFC.pdf"]
[72,null,"AUDIO","LP0051",5902956232311,"BiTsound®PGY-p OFC","2x1,0","Giętki, płaski przewód głośnikowy, o wspólnej izolacji polwinitowej","BITNER","KMT",1,4371,"PLN",0.23,null,null,null,null,null,null,null,"n73",null,"EC000065","27.32.13","8544 49 95","https://bitner.com.pl/data/t4_text/649x234_035252140217_pgy.PNG","https://bitner.com.pl/data/t4txt_photos/010102140420_BiTsound%C2%AEPGY-p%20OFC.pdf"]
[73,null,"AUDIO","LP0052",5902956232328,"BiTsound®PGY-p OFC","2x1,5","Giętki, płaski przewód głośnikowy, o wspólnej izolacji polwinitowej","BITNER","KMT",1,6101,"PLN",0.23,null,null,null,null,null,null,null,"n73",null,"EC000065","27.32.13","8544 49 95","https://bitner.com.pl/data/t4_text/649x234_035252140217_pgy.PNG","https://bitner.com.pl/data/t4txt_photos/010102140420_BiTsound%C2%AEPGY-p%20OFC.pdf"]
[74,null,"AUDIO","LP0053",5902956232335,"BiTsound®PGY-p OFC","2x2,5","Giętki, płaski przewód głośnikowy, o wspólnej izolacji polwinitowej","BITNER","KMT",1,10121,"PLN",0.23,null,null,null,null,null,null,null,"n73",null,"EC000065","27.32.13","8544 49 95","https://bitner.com.pl/data/t4_text/649x234_035252140217_pgy.PNG","https://bitner.com.pl/data/t4txt_photos/010102140420_BiTsound%C2%AEPGY-p%20OFC.pdf"]
[75,null,"AUDIO","LP0054",5902956232342,"BiTsound®PGY-p OFC","2x4,0","Giętki, płaski przewód głośnikowy, o wspólnej izolacji polwinitowej","BITNER","KMT",1,16756,"PLN",0.23,null,null,null,null,null,null,null,"n73",null,"EC000065","27.32.13","8544 49 95","https://bitner.com.pl/data/t4_text/649x234_035252140217_pgy.PNG","https://bitner.com.pl/data/t4txt_photos/010102140420_BiTsound%C2%AEPGY-p%20OFC.pdf"]
[76,null,"AUDIO","LP0055",5902956232359,"BiTsound®PGY-p OFC","2x6,0","Giętki, płaski przewód głośnikowy, o wspólnej izolacji polwinitowej","BITNER","KMT",1,25202,"PLN",0.23,null,null,null,null,null,null,null,"n73",null,"EC000065","27.32.13","8544 49 95","https://bitner.com.pl/data/t4_text/649x234_035252140217_pgy.PNG","https://bitner.com.pl/data/t4txt_photos/010102140420_BiTsound%C2%AEPGY-p%20OFC.pdf"]
[77,null,"AUDIO","LP0056",5902956232281,"BiTsound®PGY-p OFC","2x0,35","Giętki, płaski przewód głośnikowy, o wspólnej izolacji polwinitowej","BITNER","KMT",1,1637,"PLN",0.23,null,null,null,null,null,null,null,"n73",null,"EC000065","27.32.13","8544 49 95","https://bitner.com.pl/data/t4_text/649x234_035252140217_pgy.PNG","https://bitner.com.pl/data/t4txt_photos/010102140420_BiTsound%C2%AEPGY-p%20OFC.pdf"]
[78,null,"AUDIO","LP0057",5902956232298,"BiTsound®PGY-p OFC","2x0,5","Giętki, płaski przewód głośnikowy, o wspólnej izolacji polwinitowej","BITNER","KMT",1,2304,"PLN",0.23,null,null,null,null,null,null,null,"n73",null,"EC000065","27.32.13","8544 49 95","https://bitner.com.pl/data/t4_text/649x234_035252140217_pgy.PNG","https://bitner.com.pl/data/t4txt_photos/010102140420_BiTsound%C2%AEPGY-p%20OFC.pdf"]
[79,null,"BEZPIECZNE","B65000",5902956326454,"BiT 1100®HSWAH Power","3G1,5 RE","Bezhalogenowe, elektroenergetyczne kable, pancerzone drutami stalowymi okrągłymi o izolacji z polietylenu sieciowanego","BITNER","KMT",1,16841,"PLN",0.23,null,null,null,null,null,null,null,"n02C",null,"EC003251","27.32.13","8544 49 99","https://bitner.com.pl/data/t4_text/649x234_080638200522_bit%201100%20hswah%20power.png","https://bitner.com.pl/data/t4txt_photos/080706200522_BiT%201100%C2%AEHSWAH%20Power.pdf"]
[80,null,"BEZPIECZNE","B65001",5902956326461,"BiT 1100®HSWAH Power","4G1,5 RE","Bezhalogenowe, elektroenergetyczne kable, pancerzone drutami stalowymi okrągłymi o izolacji z polietylenu sieciowanego","BITNER","KMT",1,20035,"PLN",0.23,null,null,null,null,null,null,null,"n02C",null,"EC003251","27.32.13","8544 49 99","https://bitner.com.pl/data/t4_text/649x234_080638200522_bit%201100%20hswah%20power.png","https://bitner.com.pl/data/t4txt_photos/080706200522_BiT%201100%C2%AEHSWAH%20Power.pdf"]
[81,null,"BEZPIECZNE","B65002",5902956326478,"BiT 1100®HSWAH Power","5G1,5 RE","Bezhalogenowe, elektroenergetyczne kable, pancerzone drutami stalowymi okrągłymi o izolacji z polietylenu sieciowanego","BITNER","KMT",1,23298,"PLN",0.23,null,null,null,null,null,null,null,"n02C",null,"EC003251","27.32.13","8544 49 99","https://bitner.com.pl/data/t4_text/649x234_080638200522_bit%201100%20hswah%20power.png","https://bitner.com.pl/data/t4txt_photos/080706200522_BiT%201100%C2%AEHSWAH%20Power.pdf"]
[82,null,"BEZPIECZNE","B65003",5902956326485,"BiT 1100®HSWAH Power","3G2,5 RE","Bezhalogenowe, elektroenergetyczne kable, pancerzone drutami stalowymi okrągłymi o izolacji z polietylenu sieciowanego","BITNER","KMT",1,22175,"PLN",0.23,null,null,null,null,null,null,null,"n02C",null,"EC003251","27.32.13","8544 49 99","https://bitner.com.pl/data/t4_text/649x234_080638200522_bit%201100%20hswah%20power.png","https://bitner.com.pl/data/t4txt_photos/080706200522_BiT%201100%C2%AEHSWAH%20Power.pdf"]
[83,null,"BEZPIECZNE","B65004",5902956326515,"BiT 1100®HSWAH Power","4G2,5 RE","Bezhalogenowe, elektroenergetyczne kable, pancerzone drutami stalowymi okrągłymi o izolacji z polietylenu sieciowanego","BITNER","KMT",1,28089,"PLN",0.23,null,null,null,null,null,null,null,"n02C",null,"EC003251","27.32.13","8544 49 99","https://bitner.com.pl/data/t4_text/649x234_080638200522_bit%201100%20hswah%20power.png","https://bitner.com.pl/data/t4txt_photos/080706200522_BiT%201100%C2%AEHSWAH%20Power.pdf"]
[84,null,"BEZPIECZNE","B65005",5902956326522,"BiT 1100®HSWAH Power","5G2,5 RE","Bezhalogenowe, elektroenergetyczne kable, pancerzone drutami stalowymi okrągłymi o izolacji z polietylenu sieciowanego","BITNER","KMT",1,32949,"PLN",0.23,null,null,null,null,null,null,null,"n02C",null,"EC003251","27.32.13","8544 49 99","https://bitner.com.pl/data/t4_text/649x234_080638200522_bit%201100%20hswah%20power.png","https://bitner.com.pl/data/t4txt_photos/080706200522_BiT%201100%C2%AEHSWAH%20Power.pdf"]
[85,null,"BEZPIECZNE","B65006",5902956326539,"BiT 1100®HSWAH Power","3G4,0 RE","Bezhalogenowe, elektroenergetyczne kable, pancerzone drutami stalowymi okrągłymi o izolacji z polietylenu sieciowanego","BITNER","KMT",1,31023,"PLN",0.23,null,null,null,null,null,null,null,"n02C",null,"EC003251","27.32.13","8544 49 99","https://bitner.com.pl/data/t4_text/649x234_080638200522_bit%201100%20hswah%20power.png","https://bitner.com.pl/data/t4txt_photos/080706200522_BiT%201100%C2%AEHSWAH%20Power.pdf"]
[86,null,"BEZPIECZNE","B65007",5902956326546,"BiT 1100®HSWAH Power","4G4,0 RE","Bezhalogenowe, elektroenergetyczne kable, pancerzone drutami stalowymi okrągłymi o izolacji z polietylenu sieciowanego","BITNER","KMT",1,38627,"PLN",0.23,null,null,null,null,null,null,null,"n02C",null,"EC003251","27.32.13","8544 49 99","https://bitner.com.pl/data/t4_text/649x234_080638200522_bit%201100%20hswah%20power.png","https://bitner.com.pl/data/t4txt_photos/080706200522_BiT%201100%C2%AEHSWAH%20Power.pdf"]
[87,null,"BEZPIECZNE","B65008",5902956326553,"BiT 1100®HSWAH Power","5G4,0 RE","Bezhalogenowe, elektroenergetyczne kable, pancerzone drutami stalowymi okrągłymi o izolacji z polietylenu sieciowanego","BITNER","KMT",1,49890,"PLN",0.23,null,null,null,null,null,null,null,"n02C",null,"EC003251","27.32.13","8544 49 99","https://bitner.com.pl/data/t4_text/649x234_080638200522_bit%201100%20hswah%20power.png","https://bitner.com.pl/data/t4txt_photos/080706200522_BiT%201100%C2%AEHSWAH%20Power.pdf"]
[88,null,"BEZPIECZNE","B65009",5902956326560,"BiT 1100®HSWAH Power","3G6,0 RE","Bezhalogenowe, elektroenergetyczne kable, pancerzone drutami stalowymi okrągłymi o izolacji z polietylenu sieciowanego","BITNER","KMT",1,41539,"PLN",0.23,null,null,null,null,null,null,null,"n02C",null,"EC003251","27.32.13","8544 49 99","https://bitner.com.pl/data/t4_text/649x234_080638200522_bit%201100%20hswah%20power.png","https://bitner.com.pl/data/t4txt_photos/080706200522_BiT%201100%C2%AEHSWAH%20Power.pdf"]
[89,null,"BEZPIECZNE","B65010",5902956326577,"BiT 1100®HSWAH Power","4G6,0 RE","Bezhalogenowe, elektroenergetyczne kable, pancerzone drutami stalowymi okrągłymi o izolacji z polietylenu sieciowanego","BITNER","KMT",1,52293,"PLN",0.23,null,null,null,null,null,null,null,"n02C",null,"EC003251","27.32.13","8544 49 99","https://bitner.com.pl/data/t4_text/649x234_080638200522_bit%201100%20hswah%20power.png","https://bitner.com.pl/data/t4txt_photos/080706200522_BiT%201100%C2%AEHSWAH%20Power.pdf"]
[90,null,"BEZPIECZNE","B65011",5902956326591,"BiT 1100®HSWAH Power","5G6,0 RE","Bezhalogenowe, elektroenergetyczne kable, pancerzone drutami stalowymi okrągłymi o izolacji z polietylenu sieciowanego","BITNER","KMT",1,62884,"PLN",0.23,null,null,null,null,null,null,null,"n02C",null,"EC003251","27.32.13","8544 49 99","https://bitner.com.pl/data/t4_text/649x234_080638200522_bit%201100%20hswah%20power.png","https://bitner.com.pl/data/t4txt_photos/080706200522_BiT%201100%C2%AEHSWAH%20Power.pdf"]
[91,null,"BEZPIECZNE","B65012",5902956326607,"BiT 1100®HSWAH Power","3G10 RE","Bezhalogenowe, elektroenergetyczne kable, pancerzone drutami stalowymi okrągłymi o izolacji z polietylenu sieciowanego","BITNER","KMT",1,62214,"PLN",0.23,null,null,null,null,null,null,null,"n02C",null,"EC003251","27.32.13","8544 49 99","https://bitner.com.pl/data/t4_text/649x234_080638200522_bit%201100%20hswah%20power.png","https://bitner.com.pl/data/t4txt_photos/080706200522_BiT%201100%C2%AEHSWAH%20Power.pdf"]
[92,null,"BEZPIECZNE","B65013",5902956326614,"BiT 1100®HSWAH Power","4G10 RE","Bezhalogenowe, elektroenergetyczne kable, pancerzone drutami stalowymi okrągłymi o izolacji z polietylenu sieciowanego","BITNER","KMT",1,79554,"PLN",0.23,null,null,null,null,null,null,null,"n02C",null,"EC003251","27.32.13","8544 49 99","https://bitner.com.pl/data/t4_text/649x234_080638200522_bit%201100%20hswah%20power.png","https://bitner.com.pl/data/t4txt_photos/080706200522_BiT%201100%C2%AEHSWAH%20Power.pdf"]
[93,null,"BEZPIECZNE","B65014",5902956326621,"BiT 1100®HSWAH Power","5G10 RE","Bezhalogenowe, elektroenergetyczne kable, pancerzone drutami stalowymi okrągłymi o izolacji z polietylenu sieciowanego","BITNER","KMT",1,104210,"PLN",0.23,null,null,null,null,null,null,null,"n02C",null,"EC003251","27.32.13","8544 49 99","https://bitner.com.pl/data/t4_text/649x234_080638200522_bit%201100%20hswah%20power.png","https://bitner.com.pl/data/t4txt_photos/080706200522_BiT%201100%C2%AEHSWAH%20Power.pdf"]
[94,null,"BEZPIECZNE","B64972",5902956326638,"BiT 1100®HSWAH Power","3G16 RE","Bezhalogenowe, elektroenergetyczne kable, pancerzone drutami stalowymi okrągłymi o izolacji z polietylenu sieciowanego","BITNER","KMT",1,108203,"PLN",0.23,null,null,null,null,null,null,null,"n02C",null,"EC003251","27.32.13","8544 49 99","https://bitner.com.pl/data/t4_text/649x234_080638200522_bit%201100%20hswah%20power.png","https://bitner.com.pl/data/t4txt_photos/080706200522_BiT%201100%C2%AEHSWAH%20Power.pdf"]
[95,null,"BEZPIECZNE","B64973",5902956326645,"BiT 1100®HSWAH Power","4G16 RE","Bezhalogenowe, elektroenergetyczne kable, pancerzone drutami stalowymi okrągłymi o izolacji z polietylenu sieciowanego","BITNER","KMT",1,137336,"PLN",0.23,null,null,null,null,null,null,null,"n02C",null,"EC003251","27.32.13","8544 49 99","https://bitner.com.pl/data/t4_text/649x234_080638200522_bit%201100%20hswah%20power.png","https://bitner.com.pl/data/t4txt_photos/080706200522_BiT%201100%C2%AEHSWAH%20Power.pdf"]
[96,null,"BEZPIECZNE","B64974",5902956326652,"BiT 1100®HSWAH Power","5G16 RE","Bezhalogenowe, elektroenergetyczne kable, pancerzone drutami stalowymi okrągłymi o izolacji z polietylenu sieciowanego","BITNER","KMT",1,165795,"PLN",0.23,null,null,null,null,null,null,null,"n02C",null,"EC003251","27.32.13","8544 49 99","https://bitner.com.pl/data/t4_text/649x234_080638200522_bit%201100%20hswah%20power.png","https://bitner.com.pl/data/t4txt_photos/080706200522_BiT%201100%C2%AEHSWAH%20Power.pdf"]
[97,null,"BEZPIECZNE","B65015",5902956320421,"BiT 1100®HSWAH Power","3G25 RM","Bezhalogenowe, elektroenergetyczne kable, pancerzone drutami stalowymi okrągłymi o izolacji z polietylenu sieciowanego","BITNER","KMT",1,161834,"PLN",0.23,null,null,null,null,null,null,null,"n02C",null,"EC003251","27.32.13","8544 49 99","https://bitner.com.pl/data/t4_text/649x234_080638200522_bit%201100%20hswah%20power.png","https://bitner.com.pl/data/t4txt_photos/080706200522_BiT%201100%C2%AEHSWAH%20Power.pdf"]
[98,null,"BEZPIECZNE","B64975",5902956326669,"BiT 1100®HSWAH Power","4G25 RM","Bezhalogenowe, elektroenergetyczne kable, pancerzone drutami stalowymi okrągłymi o izolacji z polietylenu sieciowanego","BITNER","KMT",1,210150,"PLN",0.23,null,null,null,null,null,null,null,"n02C",null,"EC003251","27.32.13","8544 49 99","https://bitner.com.pl/data/t4_text/649x234_080638200522_bit%201100%20hswah%20power.png","https://bitner.com.pl/data/t4txt_photos/080706200522_BiT%201100%C2%AEHSWAH%20Power.pdf"]
[99,null,"BEZPIECZNE","B64976",5902956326676,"BiT 1100®HSWAH Power","5G25 RM","Bezhalogenowe, elektroenergetyczne kable, pancerzone drutami stalowymi okrągłymi o izolacji z polietylenu sieciowanego","BITNER","KMT",1,242157,"PLN",0.23,null,null,null,null,null,null,null,"n02C",null,"EC003251","27.32.13","8544 49 99","https://bitner.com.pl/data/t4_text/649x234_080638200522_bit%201100%20hswah%20power.png","https://bitner.com.pl/data/t4txt_photos/080706200522_BiT%201100%C2%AEHSWAH%20Power.pdf"]
[100,null,"BEZPIECZNE","B65016",5902956320438,"BiT 1100®HSWAH Power","3G35 RM","Bezhalogenowe, elektroenergetyczne kable, pancerzone drutami stalowymi okrągłymi o izolacji z polietylenu sieciowanego","BITNER","KMT",1,213821,"PLN",0.23,null,null,null,null,null,null,null,"n02C",null,"EC003251","27.32.13","8544 49 99","https://bitner.com.pl/data/t4_text/649x234_080638200522_bit%201100%20hswah%20power.png","https://bitner.com.pl/data/t4txt_photos/080706200522_BiT%201100%C2%AEHSWAH%20Power.pdf"]
[101,null,"BEZPIECZNE","B64977",5902956326683,"BiT 1100®HSWAH Power","4G35 RM","Bezhalogenowe, elektroenergetyczne kable, pancerzone drutami stalowymi okrągłymi o izolacji z polietylenu sieciowanego","BITNER","KMT",1,285100,"PLN",0.23,null,null,null,null,null,null,null,"n02C",null,"EC003251","27.32.13","8544 49 99","https://bitner.com.pl/data/t4_text/649x234_080638200522_bit%201100%20hswah%20power.png","https://bitner.com.pl/data/t4txt_photos/080706200522_BiT%201100%C2%AEHSWAH%20Power.pdf"]
[102,null,"BEZPIECZNE","B64978",5902956326690,"BiT 1100®HSWAH Power","5G35 RM","Bezhalogenowe, elektroenergetyczne kable, pancerzone drutami stalowymi okrągłymi o izolacji z polietylenu sieciowanego","BITNER","KMT",1,316496,"PLN",0.23,null,null,null,null,null,null,null,"n02C",null,"EC003251","27.32.13","8544 49 99","https://bitner.com.pl/data/t4_text/649x234_080638200522_bit%201100%20hswah%20power.png","https://bitner.com.pl/data/t4txt_photos/080706200522_BiT%201100%C2%AEHSWAH%20Power.pdf"]
[103,null,"BEZPIECZNE","B64979",5902956326706,"BiT 1100®HSWAH Power","3G50 RM","Bezhalogenowe, elektroenergetyczne kable, pancerzone drutami stalowymi okrągłymi o izolacji z polietylenu sieciowanego","BITNER","KMT",1,276195,"PLN",0.23,null,null,null,null,null,null,null,"n02C",null,"EC003251","27.32.13","8544 49 99","https://bitner.com.pl/data/t4_text/649x234_080638200522_bit%201100%20hswah%20power.png","https://bitner.com.pl/data/t4txt_photos/080706200522_BiT%201100%C2%AEHSWAH%20Power.pdf"]
[104,null,"BEZPIECZNE","B64980",5902956326713,"BiT 1100®HSWAH Power","4G50 RM","Bezhalogenowe, elektroenergetyczne kable, pancerzone drutami stalowymi okrągłymi o izolacji z polietylenu sieciowanego","BITNER","KMT",1,351759,"PLN",0.23,null,null,null,null,null,null,null,"n02C",null,"EC003251","27.32.13","8544 49 99","https://bitner.com.pl/data/t4_text/649x234_080638200522_bit%201100%20hswah%20power.png","https://bitner.com.pl/data/t4txt_photos/080706200522_BiT%201100%C2%AEHSWAH%20Power.pdf"]
[105,null,"BEZPIECZNE","B64981",5902956326720,"BiT 1100®HSWAH Power","5G50 RM","Bezhalogenowe, elektroenergetyczne kable, pancerzone drutami stalowymi okrągłymi o izolacji z polietylenu sieciowanego","BITNER","KMT",1,429207,"PLN",0.23,null,null,null,null,null,null,null,"n02C",null,"EC003251","27.32.13","8544 49 99","https://bitner.com.pl/data/t4_text/649x234_080638200522_bit%201100%20hswah%20power.png","https://bitner.com.pl/data/t4txt_photos/080706200522_BiT%201100%C2%AEHSWAH%20Power.pdf"]
[106,null,"BEZPIECZNE","B64982",5902956326737,"BiT 1100®HSWAH Power","3G70 RM","Bezhalogenowe, elektroenergetyczne kable, pancerzone drutami stalowymi okrągłymi o izolacji z polietylenu sieciowanego","BITNER","KMT",1,365208,"PLN",0.23,null,null,null,null,null,null,null,"n02C",null,"EC003251","27.32.13","8544 49 99","https://bitner.com.pl/data/t4_text/649x234_080638200522_bit%201100%20hswah%20power.png","https://bitner.com.pl/data/t4txt_photos/080706200522_BiT%201100%C2%AEHSWAH%20Power.pdf"]
[107,null,"BEZPIECZNE","B64983",5902956326744,"BiT 1100®HSWAH Power","4G70 RM","Bezhalogenowe, elektroenergetyczne kable, pancerzone drutami stalowymi okrągłymi o izolacji z polietylenu sieciowanego","BITNER","KMT",1,472964,"PLN",0.23,null,null,null,null,null,null,null,"n02C",null,"EC003251","27.32.13","8544 49 99","https://bitner.com.pl/data/t4_text/649x234_080638200522_bit%201100%20hswah%20power.png","https://bitner.com.pl/data/t4txt_photos/080706200522_BiT%201100%C2%AEHSWAH%20Power.pdf"]
[108,null,"BEZPIECZNE","B64984",5902956326751,"BiT 1100®HSWAH Power","5G70 RM","Bezhalogenowe, elektroenergetyczne kable, pancerzone drutami stalowymi okrągłymi o izolacji z polietylenu sieciowanego","BITNER","KMT",1,592119,"PLN",0.23,null,null,null,null,null,null,null,"n02C",null,"EC003251","27.32.13","8544 49 99","https://bitner.com.pl/data/t4_text/649x234_080638200522_bit%201100%20hswah%20power.png","https://bitner.com.pl/data/t4txt_photos/080706200522_BiT%201100%C2%AEHSWAH%20Power.pdf"]
[109,null,"BEZPIECZNE","B64985",5902956326768,"BiT 1100®HSWAH Power","3G95 RM","Bezhalogenowe, elektroenergetyczne kable, pancerzone drutami stalowymi okrągłymi o izolacji z polietylenu sieciowanego","BITNER","KMT",1,493092,"PLN",0.23,null,null,null,null,null,null,null,"n02C",null,"EC003251","27.32.13","8544 49 99","https://bitner.com.pl/data/t4_text/649x234_080638200522_bit%201100%20hswah%20power.png","https://bitner.com.pl/data/t4txt_photos/080706200522_BiT%201100%C2%AEHSWAH%20Power.pdf"]
[110,null,"BEZPIECZNE","B64986",5902956326775,"BiT 1100®HSWAH Power","4G95 RM","Bezhalogenowe, elektroenergetyczne kable, pancerzone drutami stalowymi okrągłymi o izolacji z polietylenu sieciowanego","BITNER","KMT",1,734742,"PLN",0.23,null,null,null,null,null,null,null,"n02C",null,"EC003251","27.32.13","8544 49 99","https://bitner.com.pl/data/t4_text/649x234_080638200522_bit%201100%20hswah%20power.png","https://bitner.com.pl/data/t4txt_photos/080706200522_BiT%201100%C2%AEHSWAH%20Power.pdf"]
[111,null,"BEZPIECZNE","B64987",5902956326782,"BiT 1100®HSWAH Power","5G95 RM","Bezhalogenowe, elektroenergetyczne kable, pancerzone drutami stalowymi okrągłymi o izolacji z polietylenu sieciowanego","BITNER","KMT",1,804098,"PLN",0.23,null,null,null,null,null,null,null,"n02C",null,"EC003251","27.32.13","8544 49 99","https://bitner.com.pl/data/t4_text/649x234_080638200522_bit%201100%20hswah%20power.png","https://bitner.com.pl/data/t4txt_photos/080706200522_BiT%201100%C2%AEHSWAH%20Power.pdf"]
[112,null,"BEZPIECZNE","B64988",5902956326799,"BiT 1100®HSWAH Power","3G120 RM","Bezhalogenowe, elektroenergetyczne kable, pancerzone drutami stalowymi okrągłymi o izolacji z polietylenu sieciowanego","BITNER","KMT",1,627828,"PLN",0.23,null,null,null,null,null,null,null,"n02C",null,"EC003251","27.32.13","8544 49 99","https://bitner.com.pl/data/t4_text/649x234_080638200522_bit%201100%20hswah%20power.png","https://bitner.com.pl/data/t4txt_photos/080706200522_BiT%201100%C2%AEHSWAH%20Power.pdf"]
[113,null,"BEZPIECZNE","B64989",5902956326805,"BiT 1100®HSWAH Power","4G120 RM","Bezhalogenowe, elektroenergetyczne kable, pancerzone drutami stalowymi okrągłymi o izolacji z polietylenu sieciowanego","BITNER","KMT",1,910647,"PLN",0.23,null,null,null,null,null,null,null,"n02C",null,"EC003251","27.32.13","8544 49 99","https://bitner.com.pl/data/t4_text/649x234_080638200522_bit%201100%20hswah%20power.png","https://bitner.com.pl/data/t4txt_photos/080706200522_BiT%201100%C2%AEHSWAH%20Power.pdf"]
[114,null,"BEZPIECZNE","B64990",5902956326836,"BiT 1100®HSWAH Power","5G120 RM","Bezhalogenowe, elektroenergetyczne kable, pancerzone drutami stalowymi okrągłymi o izolacji z polietylenu sieciowanego","BITNER","KMT",1,1002352,"PLN",0.23,null,null,null,null,null,null,null,"n02C",null,"EC003251","27.32.13","8544 49 99","https://bitner.com.pl/data/t4_text/649x234_080638200522_bit%201100%20hswah%20power.png","https://bitner.com.pl/data/t4txt_photos/080706200522_BiT%201100%C2%AEHSWAH%20Power.pdf"]
[115,null,"BEZPIECZNE","B64991",5902956326850,"BiT 1100®HSWAH Power","3G150 RM","Bezhalogenowe, elektroenergetyczne kable, pancerzone drutami stalowymi okrągłymi o izolacji z polietylenu sieciowanego","BITNER","KMT",1,782678,"PLN",0.23,null,null,null,null,null,null,null,"n02C",null,"EC003251","27.32.13","8544 49 99","https://bitner.com.pl/data/t4_text/649x234_080638200522_bit%201100%20hswah%20power.png","https://bitner.com.pl/data/t4txt_photos/080706200522_BiT%201100%C2%AEHSWAH%20Power.pdf"]
[116,null,"BEZPIECZNE","B64992",5902956326867,"BiT 1100®HSWAH Power","4G150 RM","Bezhalogenowe, elektroenergetyczne kable, pancerzone drutami stalowymi okrągłymi o izolacji z polietylenu sieciowanego","BITNER","KMT",1,1019490,"PLN",0.23,null,null,null,null,null,null,null,"n02C",null,"EC003251","27.32.13","8544 49 99","https://bitner.com.pl/data/t4_text/649x234_080638200522_bit%201100%20hswah%20power.png","https://bitner.com.pl/data/t4txt_photos/080706200522_BiT%201100%C2%AEHSWAH%20Power.pdf"]
[117,null,"BEZPIECZNE","B64993",5902956326874,"BiT 1100®HSWAH Power","5G150 RM","Bezhalogenowe, elektroenergetyczne kable, pancerzone drutami stalowymi okrągłymi o izolacji z polietylenu sieciowanego","BITNER","KMT",1,1251736,"PLN",0.23,null,null,null,null,null,null,null,"n02C",null,"EC003251","27.32.13","8544 49 99","https://bitner.com.pl/data/t4_text/649x234_080638200522_bit%201100%20hswah%20power.png","https://bitner.com.pl/data/t4txt_photos/080706200522_BiT%201100%C2%AEHSWAH%20Power.pdf"]
[118,null,"BEZPIECZNE","B64994",5902956326881,"BiT 1100®HSWAH Power","3G185 RM","Bezhalogenowe, elektroenergetyczne kable, pancerzone drutami stalowymi okrągłymi o izolacji z polietylenu sieciowanego","BITNER","KMT",1,947728,"PLN",0.23,null,null,null,null,null,null,null,"n02C",null,"EC003251","27.32.13","8544 49 99","https://bitner.com.pl/data/t4_text/649x234_080638200522_bit%201100%20hswah%20power.png","https://bitner.com.pl/data/t4txt_photos/080706200522_BiT%201100%C2%AEHSWAH%20Power.pdf"]
[119,null,"BEZPIECZNE","B64995",5902956326898,"BiT 1100®HSWAH Power","4G185 RM","Bezhalogenowe, elektroenergetyczne kable, pancerzone drutami stalowymi okrągłymi o izolacji z polietylenu sieciowanego","BITNER","KMT",1,1372288,"PLN",0.23,null,null,null,null,null,null,null,"n02C",null,"EC003251","27.32.13","8544 49 99","https://bitner.com.pl/data/t4_text/649x234_080638200522_bit%201100%20hswah%20power.png","https://bitner.com.pl/data/t4txt_photos/080706200522_BiT%201100%C2%AEHSWAH%20Power.pdf"]
[120,null,"BEZPIECZNE","B64996",5902956326904,"BiT 1100®HSWAH Power","5G185 RM","Bezhalogenowe, elektroenergetyczne kable, pancerzone drutami stalowymi okrągłymi o izolacji z polietylenu sieciowanego","BITNER","KMT",1,1543083,"PLN",0.23,null,null,null,null,null,null,null,"n02C",null,"EC003251","27.32.13","8544 49 99","https://bitner.com.pl/data/t4_text/649x234_080638200522_bit%201100%20hswah%20power.png","https://bitner.com.pl/data/t4txt_photos/080706200522_BiT%201100%C2%AEHSWAH%20Power.pdf"]
[121,null,"BEZPIECZNE","B64997",5902956326911,"BiT 1100®HSWAH Power","3G240 RM","Bezhalogenowe, elektroenergetyczne kable, pancerzone drutami stalowymi okrągłymi o izolacji z polietylenu sieciowanego","BITNER","KMT",1,1264976,"PLN",0.23,null,null,null,null,null,null,null,"n02C",null,"EC003251","27.32.13","8544 49 99","https://bitner.com.pl/data/t4_text/649x234_080638200522_bit%201100%20hswah%20power.png","https://bitner.com.pl/data/t4txt_photos/080706200522_BiT%201100%C2%AEHSWAH%20Power.pdf"]
[122,null,"BEZPIECZNE","B64998",5902956326928,"BiT 1100®HSWAH Power","4G240 RM","Bezhalogenowe, elektroenergetyczne kable, pancerzone drutami stalowymi okrągłymi o izolacji z polietylenu sieciowanego","BITNER","KMT",1,1660596,"PLN",0.23,null,null,null,null,null,null,null,"n02C",null,"EC003251","27.32.13","8544 49 99","https://bitner.com.pl/data/t4_text/649x234_080638200522_bit%201100%20hswah%20power.png","https://bitner.com.pl/data/t4txt_photos/080706200522_BiT%201100%C2%AEHSWAH%20Power.pdf"]
[123,null,"BEZPIECZNE","B64999",5902956326935,"BiT 1100®HSWAH Power","5G240 RM","Bezhalogenowe, elektroenergetyczne kable, pancerzone drutami stalowymi okrągłymi o izolacji z polietylenu sieciowanego","BITNER","KMT",1,2008282,"PLN",0.23,null,null,null,null,null,null,null,"n02C",null,"EC003251","27.32.13","8544 49 99","https://bitner.com.pl/data/t4_text/649x234_080638200522_bit%201100%20hswah%20power.png","https://bitner.com.pl/data/t4txt_photos/080706200522_BiT%201100%C2%AEHSWAH%20Power.pdf"]
[124,null,"BEZPIECZNE","B65019",5902956326942,"BiT 1100®HSWAH Power","2x1,5 RE","Bezhalogenowe, elektroenergetyczne kable, pancerzone drutami stalowymi okrągłymi o izolacji z polietylenu sieciowanego","BITNER","KMT",1,14016,"PLN",0.23,null,null,null,null,null,null,null,"n02C",null,"EC003251","27.32.13","8544 49 99","https://bitner.com.pl/data/t4_text/649x234_080638200522_bit%201100%20hswah%20power.png","https://bitner.com.pl/data/t4txt_photos/080706200522_BiT%201100%C2%AEHSWAH%20Power.pdf"]
[125,null,"BEZPIECZNE","B65020",5902956326959,"BiT 1100®HSWAH Power","3x1,5 RE","Bezhalogenowe, elektroenergetyczne kable, pancerzone drutami stalowymi okrągłymi o izolacji z polietylenu sieciowanego","BITNER","KMT",1,16841,"PLN",0.23,null,null,null,null,null,null,null,"n02C",null,"EC003251","27.32.13","8544 49 99","https://bitner.com.pl/data/t4_text/649x234_080638200522_bit%201100%20hswah%20power.png","https://bitner.com.pl/data/t4txt_photos/080706200522_BiT%201100%C2%AEHSWAH%20Power.pdf"]
[126,null,"BEZPIECZNE","B65021",5902956326966,"BiT 1100®HSWAH Power","4x1,5 RE","Bezhalogenowe, elektroenergetyczne kable, pancerzone drutami stalowymi okrągłymi o izolacji z polietylenu sieciowanego","BITNER","KMT",1,20035,"PLN",0.23,null,null,null,null,null,null,null,"n02C",null,"EC003251","27.32.13","8544 49 99","https://bitner.com.pl/data/t4_text/649x234_080638200522_bit%201100%20hswah%20power.png","https://bitner.com.pl/data/t4txt_photos/080706200522_BiT%201100%C2%AEHSWAH%20Power.pdf"]
[127,null,"BEZPIECZNE","B65022",5902956326973,"BiT 1100®HSWAH Power","5x1,5 RE","Bezhalogenowe, elektroenergetyczne kable, pancerzone drutami stalowymi okrągłymi o izolacji z polietylenu sieciowanego","BITNER","KMT",1,23298,"PLN",0.23,null,null,null,null,null,null,null,"n02C",null,"EC003251","27.32.13","8544 49 99","https://bitner.com.pl/data/t4_text/649x234_080638200522_bit%201100%20hswah%20power.png","https://bitner.com.pl/data/t4txt_photos/080706200522_BiT%201100%C2%AEHSWAH%20Power.pdf"]
[128,null,"BEZPIECZNE","B65023",5902956326980,"BiT 1100®HSWAH Power","2x2,5 RE","Bezhalogenowe, elektroenergetyczne kable, pancerzone drutami stalowymi okrągłymi o izolacji z polietylenu sieciowanego","BITNER","KMT",1,17834,"PLN",0.23,null,null,null,null,null,null,null,"n02C",null,"EC003251","27.32.13","8544 49 99","https://bitner.com.pl/data/t4_text/649x234_080638200522_bit%201100%20hswah%20power.png","https://bitner.com.pl/data/t4txt_photos/080706200522_BiT%201100%C2%AEHSWAH%20Power.pdf"]
[129,null,"BEZPIECZNE","B65024",5902956326997,"BiT 1100®HSWAH Power","3x2,5 RE","Bezhalogenowe, elektroenergetyczne kable, pancerzone drutami stalowymi okrągłymi o izolacji z polietylenu sieciowanego","BITNER","KMT",1,22175,"PLN",0.23,null,null,null,null,null,null,null,"n02C",null,"EC003251","27.32.13","8544 49 99","https://bitner.com.pl/data/t4_text/649x234_080638200522_bit%201100%20hswah%20power.png","https://bitner.com.pl/data/t4txt_photos/080706200522_BiT%201100%C2%AEHSWAH%20Power.pdf"]
[130,null,"BEZPIECZNE","B65025",5902956327000,"BiT 1100®HSWAH Power","4x2,5 RE","Bezhalogenowe, elektroenergetyczne kable, pancerzone drutami stalowymi okrągłymi o izolacji z polietylenu sieciowanego","BITNER","KMT",1,28089,"PLN",0.23,null,null,null,null,null,null,null,"n02C",null,"EC003251","27.32.13","8544 49 99","https://bitner.com.pl/data/t4_text/649x234_080638200522_bit%201100%20hswah%20power.png","https://bitner.com.pl/data/t4txt_photos/080706200522_BiT%201100%C2%AEHSWAH%20Power.pdf"]
[131,null,"BEZPIECZNE","B65026",5902956327017,"BiT 1100®HSWAH Power","5x2,5 RE","Bezhalogenowe, elektroenergetyczne kable, pancerzone drutami stalowymi okrągłymi o izolacji z polietylenu sieciowanego","BITNER","KMT",1,32949,"PLN",0.23,null,null,null,null,null,null,null,"n02C",null,"EC003251","27.32.13","8544 49 99","https://bitner.com.pl/data/t4_text/649x234_080638200522_bit%201100%20hswah%20power.png","https://bitner.com.pl/data/t4txt_photos/080706200522_BiT%201100%C2%AEHSWAH%20Power.pdf"]
[132,null,"BEZPIECZNE","B65027",5902956327024,"BiT 1100®HSWAH Power","2x4,0 RE","Bezhalogenowe, elektroenergetyczne kable, pancerzone drutami stalowymi okrągłymi o izolacji z polietylenu sieciowanego","BITNER","KMT",1,23486,"PLN",0.23,null,null,null,null,null,null,null,"n02C",null,"EC003251","27.32.13","8544 49 99","https://bitner.com.pl/data/t4_text/649x234_080638200522_bit%201100%20hswah%20power.png","https://bitner.com.pl/data/t4txt_photos/080706200522_BiT%201100%C2%AEHSWAH%20Power.pdf"]
[133,null,"BEZPIECZNE","B65028",5902956327031,"BiT 1100®HSWAH Power","3x4,0 RE","Bezhalogenowe, elektroenergetyczne kable, pancerzone drutami stalowymi okrągłymi o izolacji z polietylenu sieciowanego","BITNER","KMT",1,31023,"PLN",0.23,null,null,null,null,null,null,null,"n02C",null,"EC003251","27.32.13","8544 49 99","https://bitner.com.pl/data/t4_text/649x234_080638200522_bit%201100%20hswah%20power.png","https://bitner.com.pl/data/t4txt_photos/080706200522_BiT%201100%C2%AEHSWAH%20Power.pdf"]
[134,null,"BEZPIECZNE","B65029",5902956327048,"BiT 1100®HSWAH Power","4x4,0 RE","Bezhalogenowe, elektroenergetyczne kable, pancerzone drutami stalowymi okrągłymi o izolacji z polietylenu sieciowanego","BITNER","KMT",1,38627,"PLN",0.23,null,null,null,null,null,null,null,"n02C",null,"EC003251","27.32.13","8544 49 99","https://bitner.com.pl/data/t4_text/649x234_080638200522_bit%201100%20hswah%20power.png","https://bitner.com.pl/data/t4txt_photos/080706200522_BiT%201100%C2%AEHSWAH%20Power.pdf"]
[135,null,"BEZPIECZNE","B65030",5902956327055,"BiT 1100®HSWAH Power","5x4,0 RE","Bezhalogenowe, elektroenergetyczne kable, pancerzone drutami stalowymi okrągłymi o izolacji z polietylenu sieciowanego","BITNER","KMT",1,45840,"PLN",0.23,null,null,null,null,null,null,null,"n02C",null,"EC003251","27.32.13","8544 49 99","https://bitner.com.pl/data/t4_text/649x234_080638200522_bit%201100%20hswah%20power.png","https://bitner.com.pl/data/t4txt_photos/080706200522_BiT%201100%C2%AEHSWAH%20Power.pdf"]
[136,null,"BEZPIECZNE","B65031",5902956327062,"BiT 1100®HSWAH Power","2x6,0 RE","Bezhalogenowe, elektroenergetyczne kable, pancerzone drutami stalowymi okrągłymi o izolacji z polietylenu sieciowanego","BITNER","KMT",1,31521,"PLN",0.23,null,null,null,null,null,null,null,"n02C",null,"EC003251","27.32.13","8544 49 99","https://bitner.com.pl/data/t4_text/649x234_080638200522_bit%201100%20hswah%20power.png","https://bitner.com.pl/data/t4txt_photos/080706200522_BiT%201100%C2%AEHSWAH%20Power.pdf"]
[137,null,"BEZPIECZNE","B65032",5902956327079,"BiT 1100®HSWAH Power","3x6,0 RE","Bezhalogenowe, elektroenergetyczne kable, pancerzone drutami stalowymi okrągłymi o izolacji z polietylenu sieciowanego","BITNER","KMT",1,41539,"PLN",0.23,null,null,null,null,null,null,null,"n02C",null,"EC003251","27.32.13","8544 49 99","https://bitner.com.pl/data/t4_text/649x234_080638200522_bit%201100%20hswah%20power.png","https://bitner.com.pl/data/t4txt_photos/080706200522_BiT%201100%C2%AEHSWAH%20Power.pdf"]
[138,null,"BEZPIECZNE","B65033",5902956327086,"BiT 1100®HSWAH Power","4x6,0 RE","Bezhalogenowe, elektroenergetyczne kable, pancerzone drutami stalowymi okrągłymi o izolacji z polietylenu sieciowanego","BITNER","KMT",1,52293,"PLN",0.23,null,null,null,null,null,null,null,"n02C",null,"EC003251","27.32.13","8544 49 99","https://bitner.com.pl/data/t4_text/649x234_080638200522_bit%201100%20hswah%20power.png","https://bitner.com.pl/data/t4txt_photos/080706200522_BiT%201100%C2%AEHSWAH%20Power.pdf"]
[139,null,"BEZPIECZNE","B65034",5902956327093,"BiT 1100®HSWAH Power","5x6,0 RE","Bezhalogenowe, elektroenergetyczne kable, pancerzone drutami stalowymi okrągłymi o izolacji z polietylenu sieciowanego","BITNER","KMT",1,62884,"PLN",0.23,null,null,null,null,null,null,null,"n02C",null,"EC003251","27.32.13","8544 49 99","https://bitner.com.pl/data/t4_text/649x234_080638200522_bit%201100%20hswah%20power.png","https://bitner.com.pl/data/t4txt_photos/080706200522_BiT%201100%C2%AEHSWAH%20Power.pdf"]
[140,null,"BEZPIECZNE","B65035",5902956327109,"BiT 1100®HSWAH Power","2x10 RE","Bezhalogenowe, elektroenergetyczne kable, pancerzone drutami stalowymi okrągłymi o izolacji z polietylenu sieciowanego","BITNER","KMT",1,46189,"PLN",0.23,null,null,null,null,null,null,null,"n02C",null,"EC003251","27.32.13","8544 49 99","https://bitner.com.pl/data/t4_text/649x234_080638200522_bit%201100%20hswah%20power.png","https://bitner.com.pl/data/t4txt_photos/080706200522_BiT%201100%C2%AEHSWAH%20Power.pdf"]
[141,null,"BEZPIECZNE","B65036",5902956327116,"BiT 1100®HSWAH Power","3x10 RE","Bezhalogenowe, elektroenergetyczne kable, pancerzone drutami stalowymi okrągłymi o izolacji z polietylenu sieciowanego","BITNER","KMT",1,62214,"PLN",0.23,null,null,null,null,null,null,null,"n02C",null,"EC003251","27.32.13","8544 49 99","https://bitner.com.pl/data/t4_text/649x234_080638200522_bit%201100%20hswah%20power.png","https://bitner.com.pl/data/t4txt_photos/080706200522_BiT%201100%C2%AEHSWAH%20Power.pdf"]
[142,null,"BEZPIECZNE","B65037",5902956327147,"BiT 1100®HSWAH Power","4x10 RE","Bezhalogenowe, elektroenergetyczne kable, pancerzone drutami stalowymi okrągłymi o izolacji z polietylenu sieciowanego","BITNER","KMT",1,79554,"PLN",0.23,null,null,null,null,null,null,null,"n02C",null,"EC003251","27.32.13","8544 49 99","https://bitner.com.pl/data/t4_text/649x234_080638200522_bit%201100%20hswah%20power.png","https://bitner.com.pl/data/t4txt_photos/080706200522_BiT%201100%C2%AEHSWAH%20Power.pdf"]
[143,null,"BEZPIECZNE","B65038",5902956327161,"BiT 1100®HSWAH Power","5x10 RE","Bezhalogenowe, elektroenergetyczne kable, pancerzone drutami stalowymi okrągłymi o izolacji z polietylenu sieciowanego","BITNER","KMT",1,104210,"PLN",0.23,null,null,null,null,null,null,null,"n02C",null,"EC003251","27.32.13","8544 49 99","https://bitner.com.pl/data/t4_text/649x234_080638200522_bit%201100%20hswah%20power.png","https://bitner.com.pl/data/t4txt_photos/080706200522_BiT%201100%C2%AEHSWAH%20Power.pdf"]
[144,null,"BEZPIECZNE","B65060",5902956327178,"BiT 1100®HSWAH Power","3x16 RE","Bezhalogenowe, elektroenergetyczne kable, pancerzone drutami stalowymi okrągłymi o izolacji z polietylenu sieciowanego","BITNER","KMT",1,108203,"PLN",0.23,null,null,null,null,null,null,null,"n02C",null,"EC003251","27.32.13","8544 49 99","https://bitner.com.pl/data/t4_text/649x234_080638200522_bit%201100%20hswah%20power.png","https://bitner.com.pl/data/t4txt_photos/080706200522_BiT%201100%C2%AEHSWAH%20Power.pdf"]
[145,null,"BEZPIECZNE","B65061",5902956327185,"BiT 1100®HSWAH Power","4x16 RE","Bezhalogenowe, elektroenergetyczne kable, pancerzone drutami stalowymi okrągłymi o izolacji z polietylenu sieciowanego","BITNER","KMT",1,137336,"PLN",0.23,null,null,null,null,null,null,null,"n02C",null,"EC003251","27.32.13","8544 49 99","https://bitner.com.pl/data/t4_text/649x234_080638200522_bit%201100%20hswah%20power.png","https://bitner.com.pl/data/t4txt_photos/080706200522_BiT%201100%C2%AEHSWAH%20Power.pdf"]
[146,null,"BEZPIECZNE","B65062",5902956327192,"BiT 1100®HSWAH Power","5x16 RE","Bezhalogenowe, elektroenergetyczne kable, pancerzone drutami stalowymi okrągłymi o izolacji z polietylenu sieciowanego","BITNER","KMT",1,165795,"PLN",0.23,null,null,null,null,null,null,null,"n02C",null,"EC003251","27.32.13","8544 49 99","https://bitner.com.pl/data/t4_text/649x234_080638200522_bit%201100%20hswah%20power.png","https://bitner.com.pl/data/t4txt_photos/080706200522_BiT%201100%C2%AEHSWAH%20Power.pdf"]
[147,null,"BEZPIECZNE","B65063",5902956327208,"BiT 1100®HSWAH Power","3x25 RM","Bezhalogenowe, elektroenergetyczne kable, pancerzone drutami stalowymi okrągłymi o izolacji z polietylenu sieciowanego","BITNER","KMT",1,161834,"PLN",0.23,null,null,null,null,null,null,null,"n02C",null,"EC003251","27.32.13","8544 49 99","https://bitner.com.pl/data/t4_text/649x234_080638200522_bit%201100%20hswah%20power.png","https://bitner.com.pl/data/t4txt_photos/080706200522_BiT%201100%C2%AEHSWAH%20Power.pdf"]
[148,null,"BEZPIECZNE","B65064",5902956327222,"BiT 1100®HSWAH Power","4x25 RM","Bezhalogenowe, elektroenergetyczne kable, pancerzone drutami stalowymi okrągłymi o izolacji z polietylenu sieciowanego","BITNER","KMT",1,210150,"PLN",0.23,null,null,null,null,null,null,null,"n02C",null,"EC003251","27.32.13","8544 49 99","https://bitner.com.pl/data/t4_text/649x234_080638200522_bit%201100%20hswah%20power.png","https://bitner.com.pl/data/t4txt_photos/080706200522_BiT%201100%C2%AEHSWAH%20Power.pdf"]
[149,null,"BEZPIECZNE","B65065",5902956327239,"BiT 1100®HSWAH Power","5x25 RM","Bezhalogenowe, elektroenergetyczne kable, pancerzone drutami stalowymi okrągłymi o izolacji z polietylenu sieciowanego","BITNER","KMT",1,242157,"PLN",0.23,null,null,null,null,null,null,null,"n02C",null,"EC003251","27.32.13","8544 49 99","https://bitner.com.pl/data/t4_text/649x234_080638200522_bit%201100%20hswah%20power.png","https://bitner.com.pl/data/t4txt_photos/080706200522_BiT%201100%C2%AEHSWAH%20Power.pdf"]
[150,null,"BEZPIECZNE","B65066",5902956327246,"BiT 1100®HSWAH Power","3x35 RM","Bezhalogenowe, elektroenergetyczne kable, pancerzone drutami stalowymi okrągłymi o izolacji z polietylenu sieciowanego","BITNER","KMT",1,213821,"PLN",0.23,null,null,null,null,null,null,null,"n02C",null,"EC003251","27.32.13","8544 49 99","https://bitner.com.pl/data/t4_text/649x234_080638200522_bit%201100%20hswah%20power.png","https://bitner.com.pl/data/t4txt_photos/080706200522_BiT%201100%C2%AEHSWAH%20Power.pdf"]
[151,null,"BEZPIECZNE","B65067",5902956327253,"BiT 1100®HSWAH Power","4x35 RM","Bezhalogenowe, elektroenergetyczne kable, pancerzone drutami stalowymi okrągłymi o izolacji z polietylenu sieciowanego","BITNER","KMT",1,285100,"PLN",0.23,null,null,null,null,null,null,null,"n02C",null,"EC003251","27.32.13","8544 49 99","https://bitner.com.pl/data/t4_text/649x234_080638200522_bit%201100%20hswah%20power.png","https://bitner.com.pl/data/t4txt_photos/080706200522_BiT%201100%C2%AEHSWAH%20Power.pdf"]
[152,null,"BEZPIECZNE","B65068",5902956327260,"BiT 1100®HSWAH Power","5x35 RM","Bezhalogenowe, elektroenergetyczne kable, pancerzone drutami stalowymi okrągłymi o izolacji z polietylenu sieciowanego","BITNER","KMT",1,316496,"PLN",0.23,null,null,null,null,null,null,null,"n02C",null,"EC003251","27.32.13","8544 49 99","https://bitner.com.pl/data/t4_text/649x234_080638200522_bit%201100%20hswah%20power.png","https://bitner.com.pl/data/t4txt_photos/080706200522_BiT%201100%C2%AEHSWAH%20Power.pdf"]
[153,null,"BEZPIECZNE","B65069",5902956327277,"BiT 1100®HSWAH Power","3x50 RM","Bezhalogenowe, elektroenergetyczne kable, pancerzone drutami stalowymi okrągłymi o izolacji z polietylenu sieciowanego","BITNER","KMT",1,276195,"PLN",0.23,null,null,null,null,null,null,null,"n02C",null,"EC003251","27.32.13","8544 49 99","https://bitner.com.pl/data/t4_text/649x234_080638200522_bit%201100%20hswah%20power.png","https://bitner.com.pl/data/t4txt_photos/080706200522_BiT%201100%C2%AEHSWAH%20Power.pdf"]
[154,null,"BEZPIECZNE","B65070",5902956327284,"BiT 1100®HSWAH Power","4x50 RM","Bezhalogenowe, elektroenergetyczne kable, pancerzone drutami stalowymi okrągłymi o izolacji z polietylenu sieciowanego","BITNER","KMT",1,351759,"PLN",0.23,null,null,null,null,null,null,null,"n02C",null,"EC003251","27.32.13","8544 49 99","https://bitner.com.pl/data/t4_text/649x234_080638200522_bit%201100%20hswah%20power.png","https://bitner.com.pl/data/t4txt_photos/080706200522_BiT%201100%C2%AEHSWAH%20Power.pdf"]
[155,null,"BEZPIECZNE","B65071",5902956327291,"BiT 1100®HSWAH Power","5x50 RM","Bezhalogenowe, elektroenergetyczne kable, pancerzone drutami stalowymi okrągłymi o izolacji z polietylenu sieciowanego","BITNER","KMT",1,429207,"PLN",0.23,null,null,null,null,null,null,null,"n02C",null,"EC003251","27.32.13","8544 49 99","https://bitner.com.pl/data/t4_text/649x234_080638200522_bit%201100%20hswah%20power.png","https://bitner.com.pl/data/t4txt_photos/080706200522_BiT%201100%C2%AEHSWAH%20Power.pdf"]
[156,null,"BEZPIECZNE","B65072",5902956327314,"BiT 1100®HSWAH Power","3x70 RM","Bezhalogenowe, elektroenergetyczne kable, pancerzone drutami stalowymi okrągłymi o izolacji z polietylenu sieciowanego","BITNER","KMT",1,365208,"PLN",0.23,null,null,null,null,null,null,null,"n02C",null,"EC003251","27.32.13","8544 49 99","https://bitner.com.pl/data/t4_text/649x234_080638200522_bit%201100%20hswah%20power.png","https://bitner.com.pl/data/t4txt_photos/080706200522_BiT%201100%C2%AEHSWAH%20Power.pdf"]
[157,null,"BEZPIECZNE","B65073",5902956327321,"BiT 1100®HSWAH Power","4x70 RM","Bezhalogenowe, elektroenergetyczne kable, pancerzone drutami stalowymi okrągłymi o izolacji z polietylenu sieciowanego","BITNER","KMT",1,472964,"PLN",0.23,null,null,null,null,null,null,null,"n02C",null,"EC003251","27.32.13","8544 49 99","https://bitner.com.pl/data/t4_text/649x234_080638200522_bit%201100%20hswah%20power.png","https://bitner.com.pl/data/t4txt_photos/080706200522_BiT%201100%C2%AEHSWAH%20Power.pdf"]
[158,null,"BEZPIECZNE","B65074",5902956327338,"BiT 1100®HSWAH Power","5x70 RM","Bezhalogenowe, elektroenergetyczne kable, pancerzone drutami stalowymi okrągłymi o izolacji z polietylenu sieciowanego","BITNER","KMT",1,592119,"PLN",0.23,null,null,null,null,null,null,null,"n02C",null,"EC003251","27.32.13","8544 49 99","https://bitner.com.pl/data/t4_text/649x234_080638200522_bit%201100%20hswah%20power.png","https://bitner.com.pl/data/t4txt_photos/080706200522_BiT%201100%C2%AEHSWAH%20Power.pdf"]
[159,null,"BEZPIECZNE","B65075",5902956327352,"BiT 1100®HSWAH Power","3x95 RM","Bezhalogenowe, elektroenergetyczne kable, pancerzone drutami stalowymi okrągłymi o izolacji z polietylenu sieciowanego","BITNER","KMT",1,493092,"PLN",0.23,null,null,null,null,null,null,null,"n02C",null,"EC003251","27.32.13","8544 49 99","https://bitner.com.pl/data/t4_text/649x234_080638200522_bit%201100%20hswah%20power.png","https://bitner.com.pl/data/t4txt_photos/080706200522_BiT%201100%C2%AEHSWAH%20Power.pdf"]
[160,null,"BEZPIECZNE","B65076",5902956327369,"BiT 1100®HSWAH Power","4x95 RM","Bezhalogenowe, elektroenergetyczne kable, pancerzone drutami stalowymi okrągłymi o izolacji z polietylenu sieciowanego","BITNER","KMT",1,734742,"PLN",0.23,null,null,null,null,null,null,null,"n02C",null,"EC003251","27.32.13","8544 49 99","https://bitner.com.pl/data/t4_text/649x234_080638200522_bit%201100%20hswah%20power.png","https://bitner.com.pl/data/t4txt_photos/080706200522_BiT%201100%C2%AEHSWAH%20Power.pdf"]
[161,null,"BEZPIECZNE","B65077",5902956327376,"BiT 1100®HSWAH Power","5x95 RM","Bezhalogenowe, elektroenergetyczne kable, pancerzone drutami stalowymi okrągłymi o izolacji z polietylenu sieciowanego","BITNER","KMT",1,804098,"PLN",0.23,null,null,null,null,null,null,null,"n02C",null,"EC003251","27.32.13","8544 49 99","https://bitner.com.pl/data/t4_text/649x234_080638200522_bit%201100%20hswah%20power.png","https://bitner.com.pl/data/t4txt_photos/080706200522_BiT%201100%C2%AEHSWAH%20Power.pdf"]
[162,null,"BEZPIECZNE","B65078",5902956327383,"BiT 1100®HSWAH Power","3x120 RM","Bezhalogenowe, elektroenergetyczne kable, pancerzone drutami stalowymi okrągłymi o izolacji z polietylenu sieciowanego","BITNER","KMT",1,627828,"PLN",0.23,null,null,null,null,null,null,null,"n02C",null,"EC003251","27.32.13","8544 49 99","https://bitner.com.pl/data/t4_text/649x234_080638200522_bit%201100%20hswah%20power.png","https://bitner.com.pl/data/t4txt_photos/080706200522_BiT%201100%C2%AEHSWAH%20Power.pdf"]
[163,null,"BEZPIECZNE","B65079",5902956327390,"BiT 1100®HSWAH Power","4x120 RM","Bezhalogenowe, elektroenergetyczne kable, pancerzone drutami stalowymi okrągłymi o izolacji z polietylenu sieciowanego","BITNER","KMT",1,910647,"PLN",0.23,null,null,null,null,null,null,null,"n02C",null,"EC003251","27.32.13","8544 49 99","https://bitner.com.pl/data/t4_text/649x234_080638200522_bit%201100%20hswah%20power.png","https://bitner.com.pl/data/t4txt_photos/080706200522_BiT%201100%C2%AEHSWAH%20Power.pdf"]
[164,null,"BEZPIECZNE","B65080",5902956327406,"BiT 1100®HSWAH Power","5x120 RM","Bezhalogenowe, elektroenergetyczne kable, pancerzone drutami stalowymi okrągłymi o izolacji z polietylenu sieciowanego","BITNER","KMT",1,1002352,"PLN",0.23,null,null,null,null,null,null,null,"n02C",null,"EC003251","27.32.13","8544 49 99","https://bitner.com.pl/data/t4_text/649x234_080638200522_bit%201100%20hswah%20power.png","https://bitner.com.pl/data/t4txt_photos/080706200522_BiT%201100%C2%AEHSWAH%20Power.pdf"]
[165,null,"BEZPIECZNE","B65081",5902956327413,"BiT 1100®HSWAH Power","3x150 RM","Bezhalogenowe, elektroenergetyczne kable, pancerzone drutami stalowymi okrągłymi o izolacji z polietylenu sieciowanego","BITNER","KMT",1,782678,"PLN",0.23,null,null,null,null,null,null,null,"n02C",null,"EC003251","27.32.13","8544 49 99","https://bitner.com.pl/data/t4_text/649x234_080638200522_bit%201100%20hswah%20power.png","https://bitner.com.pl/data/t4txt_photos/080706200522_BiT%201100%C2%AEHSWAH%20Power.pdf"]
[166,null,"BEZPIECZNE","B65082",5902956327420,"BiT 1100®HSWAH Power","4x150 RM","Bezhalogenowe, elektroenergetyczne kable, pancerzone drutami stalowymi okrągłymi o izolacji z polietylenu sieciowanego","BITNER","KMT",1,1019490,"PLN",0.23,null,null,null,null,null,null,null,"n02C",null,"EC003251","27.32.13","8544 49 99","https://bitner.com.pl/data/t4_text/649x234_080638200522_bit%201100%20hswah%20power.png","https://bitner.com.pl/data/t4txt_photos/080706200522_BiT%201100%C2%AEHSWAH%20Power.pdf"]
[167,null,"BEZPIECZNE","B65083",5902956327437,"BiT 1100®HSWAH Power","5x150 RM","Bezhalogenowe, elektroenergetyczne kable, pancerzone drutami stalowymi okrągłymi o izolacji z polietylenu sieciowanego","BITNER","KMT",1,1251736,"PLN",0.23,null,null,null,null,null,null,null,"n02C",null,"EC003251","27.32.13","8544 49 99","https://bitner.com.pl/data/t4_text/649x234_080638200522_bit%201100%20hswah%20power.png","https://bitner.com.pl/data/t4txt_photos/080706200522_BiT%201100%C2%AEHSWAH%20Power.pdf"]
[168,null,"BEZPIECZNE","B65084",5902956327444,"BiT 1100®HSWAH Power","3x185 RM","Bezhalogenowe, elektroenergetyczne kable, pancerzone drutami stalowymi okrągłymi o izolacji z polietylenu sieciowanego","BITNER","KMT",1,947728,"PLN",0.23,null,null,null,null,null,null,null,"n02C",null,"EC003251","27.32.13","8544 49 99","https://bitner.com.pl/data/t4_text/649x234_080638200522_bit%201100%20hswah%20power.png","https://bitner.com.pl/data/t4txt_photos/080706200522_BiT%201100%C2%AEHSWAH%20Power.pdf"]
[169,null,"BEZPIECZNE","B65085",5902956327468,"BiT 1100®HSWAH Power","4x185 RM","Bezhalogenowe, elektroenergetyczne kable, pancerzone drutami stalowymi okrągłymi o izolacji z polietylenu sieciowanego","BITNER","KMT",1,1372288,"PLN",0.23,null,null,null,null,null,null,null,"n02C",null,"EC003251","27.32.13","8544 49 99","https://bitner.com.pl/data/t4_text/649x234_080638200522_bit%201100%20hswah%20power.png","https://bitner.com.pl/data/t4txt_photos/080706200522_BiT%201100%C2%AEHSWAH%20Power.pdf"]
[170,null,"BEZPIECZNE","B65086",5902956327482,"BiT 1100®HSWAH Power","5x185 RM","Bezhalogenowe, elektroenergetyczne kable, pancerzone drutami stalowymi okrągłymi o izolacji z polietylenu sieciowanego","BITNER","KMT",1,1543083,"PLN",0.23,null,null,null,null,null,null,null,"n02C",null,"EC003251","27.32.13","8544 49 99","https://bitner.com.pl/data/t4_text/649x234_080638200522_bit%201100%20hswah%20power.png","https://bitner.com.pl/data/t4txt_photos/080706200522_BiT%201100%C2%AEHSWAH%20Power.pdf"]
[171,null,"BEZPIECZNE","B65087",5902956327505,"BiT 1100®HSWAH Power","3x240 RM","Bezhalogenowe, elektroenergetyczne kable, pancerzone drutami stalowymi okrągłymi o izolacji z polietylenu sieciowanego","BITNER","KMT",1,1264976,"PLN",0.23,null,null,null,null,null,null,null,"n02C",null,"EC003251","27.32.13","8544 49 99","https://bitner.com.pl/data/t4_text/649x234_080638200522_bit%201100%20hswah%20power.png","https://bitner.com.pl/data/t4txt_photos/080706200522_BiT%201100%C2%AEHSWAH%20Power.pdf"]
[172,null,"BEZPIECZNE","B65088",5902956327512,"BiT 1100®HSWAH Power","4x240 RM","Bezhalogenowe, elektroenergetyczne kable, pancerzone drutami stalowymi okrągłymi o izolacji z polietylenu sieciowanego","BITNER","KMT",1,1660596,"PLN",0.23,null,null,null,null,null,null,null,"n02C",null,"EC003251","27.32.13","8544 49 99","https://bitner.com.pl/data/t4_text/649x234_080638200522_bit%201100%20hswah%20power.png","https://bitner.com.pl/data/t4txt_photos/080706200522_BiT%201100%C2%AEHSWAH%20Power.pdf"]
[173,null,"BEZPIECZNE","B65089",5902956327529,"BiT 1100®HSWAH Power","5x240 RM","Bezhalogenowe, elektroenergetyczne kable, pancerzone drutami stalowymi okrągłymi o izolacji z polietylenu sieciowanego","BITNER","KMT",1,2008282,"PLN",0.23,null,null,null,null,null,null,null,"n02C",null,"EC003251","27.32.13","8544 49 99","https://bitner.com.pl/data/t4_text/649x234_080638200522_bit%201100%20hswah%20power.png","https://bitner.com.pl/data/t4txt_photos/080706200522_BiT%201100%C2%AEHSWAH%20Power.pdf"]
[174,null,"BEZPIECZNE","B65043",5902956327543,"BiT 1100®HSWAH Power","7G1,5 RE","Bezhalogenowe, elektroenergetyczne kable, pancerzone drutami stalowymi okrągłymi o izolacji z polietylenu sieciowanego","BITNER","KMT",1,34417,"PLN",0.23,null,null,null,null,null,null,null,"n02C",null,"EC003251","27.32.13","8544 49 99","https://bitner.com.pl/data/t4_text/649x234_080638200522_bit%201100%20hswah%20power.png","https://bitner.com.pl/data/t4txt_photos/080706200522_BiT%201100%C2%AEHSWAH%20Power.pdf"]
[175,null,"BEZPIECZNE","B65044",5902956327550,"BiT 1100®HSWAH Power","10G1,5 RE","Bezhalogenowe, elektroenergetyczne kable, pancerzone drutami stalowymi okrągłymi o izolacji z polietylenu sieciowanego","BITNER","KMT",1,46622,"PLN",0.23,null,null,null,null,null,null,null,"n02C",null,"EC003251","27.32.13","8544 49 99","https://bitner.com.pl/data/t4_text/649x234_080638200522_bit%201100%20hswah%20power.png","https://bitner.com.pl/data/t4txt_photos/080706200522_BiT%201100%C2%AEHSWAH%20Power.pdf"]
[176,null,"BEZPIECZNE","B65045",5902956327567,"BiT 1100®HSWAH Power","14G1,5 RE","Bezhalogenowe, elektroenergetyczne kable, pancerzone drutami stalowymi okrągłymi o izolacji z polietylenu sieciowanego","BITNER","KMT",1,60038,"PLN",0.23,null,null,null,null,null,null,null,"n02C",null,"EC003251","27.32.13","8544 49 99","https://bitner.com.pl/data/t4_text/649x234_080638200522_bit%201100%20hswah%20power.png","https://bitner.com.pl/data/t4txt_photos/080706200522_BiT%201100%C2%AEHSWAH%20Power.pdf"]
[177,null,"BEZPIECZNE","B65046",5902956327574,"BiT 1100®HSWAH Power","19G1,5 RE","Bezhalogenowe, elektroenergetyczne kable, pancerzone drutami stalowymi okrągłymi o izolacji z polietylenu sieciowanego","BITNER","KMT",1,80052,"PLN",0.23,null,null,null,null,null,null,null,"n02C",null,"EC003251","27.32.13","8544 49 99","https://bitner.com.pl/data/t4_text/649x234_080638200522_bit%201100%20hswah%20power.png","https://bitner.com.pl/data/t4txt_photos/080706200522_BiT%201100%C2%AEHSWAH%20Power.pdf"]
[178,null,"BEZPIECZNE","B65047",5902956328038,"BiT 1100®HSWAH Power","24G1,5 RE","Bezhalogenowe, elektroenergetyczne kable, pancerzone drutami stalowymi okrągłymi o izolacji z polietylenu sieciowanego","BITNER","KMT",1,98256,"PLN",0.23,null,null,null,null,null,null,null,"n02C",null,"EC003251","27.32.13","8544 49 99","https://bitner.com.pl/data/t4_text/649x234_080638200522_bit%201100%20hswah%20power.png","https://bitner.com.pl/data/t4txt_photos/080706200522_BiT%201100%C2%AEHSWAH%20Power.pdf"]
[179,null,"BEZPIECZNE","B65048",5902956328045,"BiT 1100®HSWAH Power","30G1,5 RE","Bezhalogenowe, elektroenergetyczne kable, pancerzone drutami stalowymi okrągłymi o izolacji z polietylenu sieciowanego","BITNER","KMT",1,115180,"PLN",0.23,null,null,null,null,null,null,null,"n02C",null,"EC003251","27.32.13","8544 49 99","https://bitner.com.pl/data/t4_text/649x234_080638200522_bit%201100%20hswah%20power.png","https://bitner.com.pl/data/t4txt_photos/080706200522_BiT%201100%C2%AEHSWAH%20Power.pdf"]
[180,null,"BEZPIECZNE","B65049",5902956328052,"BiT 1100®HSWAH Power","37G1,5 RE","Bezhalogenowe, elektroenergetyczne kable, pancerzone drutami stalowymi okrągłymi o izolacji z polietylenu sieciowanego","BITNER","KMT",1,136310,"PLN",0.23,null,null,null,null,null,null,null,"n02C",null,"EC003251","27.32.13","8544 49 99","https://bitner.com.pl/data/t4_text/649x234_080638200522_bit%201100%20hswah%20power.png","https://bitner.com.pl/data/t4txt_photos/080706200522_BiT%201100%C2%AEHSWAH%20Power.pdf"]
[181,null,"BEZPIECZNE","B65050",5902956328069,"BiT 1100®HSWAH Power","7G2,5 RE","Bezhalogenowe, elektroenergetyczne kable, pancerzone drutami stalowymi okrągłymi o izolacji z polietylenu sieciowanego","BITNER","KMT",1,46531,"PLN",0.23,null,null,null,null,null,null,null,"n02C",null,"EC003251","27.32.13","8544 49 99","https://bitner.com.pl/data/t4_text/649x234_080638200522_bit%201100%20hswah%20power.png","https://bitner.com.pl/data/t4txt_photos/080706200522_BiT%201100%C2%AEHSWAH%20Power.pdf"]
[182,null,"BEZPIECZNE","B65051",5902956329592,"BiT 1100®HSWAH Power","10G2,5 RE","Bezhalogenowe, elektroenergetyczne kable, pancerzone drutami stalowymi okrągłymi o izolacji z polietylenu sieciowanego","BITNER","KMT",1,72085,"PLN",0.23,null,null,null,null,null,null,null,"n02C",null,"EC003251","27.32.13","8544 49 99","https://bitner.com.pl/data/t4_text/649x234_080638200522_bit%201100%20hswah%20power.png","https://bitner.com.pl/data/t4txt_photos/080706200522_BiT%201100%C2%AEHSWAH%20Power.pdf"]
[183,null,"BEZPIECZNE","B65052",5902956329615,"BiT 1100®HSWAH Power","14G2,5 RE","Bezhalogenowe, elektroenergetyczne kable, pancerzone drutami stalowymi okrągłymi o izolacji z polietylenu sieciowanego","BITNER","KMT",1,88991,"PLN",0.23,null,null,null,null,null,null,null,"n02C",null,"EC003251","27.32.13","8544 49 99","https://bitner.com.pl/data/t4_text/649x234_080638200522_bit%201100%20hswah%20power.png","https://bitner.com.pl/data/t4txt_photos/080706200522_BiT%201100%C2%AEHSWAH%20Power.pdf"]
[184,null,"BEZPIECZNE","B65053",5902956329622,"BiT 1100®HSWAH Power","19G2,5 RE","Bezhalogenowe, elektroenergetyczne kable, pancerzone drutami stalowymi okrągłymi o izolacji z polietylenu sieciowanego","BITNER","KMT",1,112807,"PLN",0.23,null,null,null,null,null,null,null,"n02C",null,"EC003251","27.32.13","8544 49 99","https://bitner.com.pl/data/t4_text/649x234_080638200522_bit%201100%20hswah%20power.png","https://bitner.com.pl/data/t4txt_photos/080706200522_BiT%201100%C2%AEHSWAH%20Power.pdf"]
[185,null,"BEZPIECZNE","B65054",5902956329646,"BiT 1100®HSWAH Power","24G2,5 RE","Bezhalogenowe, elektroenergetyczne kable, pancerzone drutami stalowymi okrągłymi o izolacji z polietylenu sieciowanego","BITNER","KMT",1,136215,"PLN",0.23,null,null,null,null,null,null,null,"n02C",null,"EC003251","27.32.13","8544 49 99","https://bitner.com.pl/data/t4_text/649x234_080638200522_bit%201100%20hswah%20power.png","https://bitner.com.pl/data/t4txt_photos/080706200522_BiT%201100%C2%AEHSWAH%20Power.pdf"]
[186,null,"BEZPIECZNE","B65055",5902956329653,"BiT 1100®HSWAH Power","30G2,5 RE","Bezhalogenowe, elektroenergetyczne kable, pancerzone drutami stalowymi okrągłymi o izolacji z polietylenu sieciowanego","BITNER","KMT",1,166336,"PLN",0.23,null,null,null,null,null,null,null,"n02C",null,"EC003251","27.32.13","8544 49 99","https://bitner.com.pl/data/t4_text/649x234_080638200522_bit%201100%20hswah%20power.png","https://bitner.com.pl/data/t4txt_photos/080706200522_BiT%201100%C2%AEHSWAH%20Power.pdf"]
[187,null,"BEZPIECZNE","B65056",5902956329677,"BiT 1100®HSWAH Power","37G2,5 RE","Bezhalogenowe, elektroenergetyczne kable, pancerzone drutami stalowymi okrągłymi o izolacji z polietylenu sieciowanego","BITNER","KMT",1,198382,"PLN",0.23,null,null,null,null,null,null,null,"n02C",null,"EC003251","27.32.13","8544 49 99","https://bitner.com.pl/data/t4_text/649x234_080638200522_bit%201100%20hswah%20power.png","https://bitner.com.pl/data/t4txt_photos/080706200522_BiT%201100%C2%AEHSWAH%20Power.pdf"]
[188,null,"BEZPIECZNE","B65100",5902956329684,"BiT 1100®H Power","1G1,5 RE","Bezhalogenowe, elektroenergetyczne kable o izolacji z polietylenu sieciowanego","BITNER","KMT",1,3233,"PLN",0.23,null,null,null,null,null,null,null,"n02C",null,"EC003251","27.32.13","8544 49 99","https://bitner.com.pl/data/t4_text/649x234_080916200522_1100%20h%20power.png","https://bitner.com.pl/data/t4txt_photos/080933200522_BiT%201100%C2%AEH%20Power.pdf"]
[189,null,"BEZPIECZNE","B65101",5902956329691,"BiT 1100®H Power","1G2,5 RE","Bezhalogenowe, elektroenergetyczne kable o izolacji z polietylenu sieciowanego","BITNER","KMT",1,4829,"PLN",0.23,null,null,null,null,null,null,null,"n02C",null,"EC003251","27.32.13","8544 49 99","https://bitner.com.pl/data/t4_text/649x234_080916200522_1100%20h%20power.png","https://bitner.com.pl/data/t4txt_photos/080933200522_BiT%201100%C2%AEH%20Power.pdf"]
[190,null,"BEZPIECZNE","B65102",5902956331526,"BiT 1100®H Power","1G4,0 RE","Bezhalogenowe, elektroenergetyczne kable o izolacji z polietylenu sieciowanego","BITNER","KMT",1,7220,"PLN",0.23,null,null,null,null,null,null,null,"n02C",null,"EC003251","27.32.13","8544 49 99","https://bitner.com.pl/data/t4_text/649x234_080916200522_1100%20h%20power.png","https://bitner.com.pl/data/t4txt_photos/080933200522_BiT%201100%C2%AEH%20Power.pdf"]
[191,null,"BEZPIECZNE","B65103",5902956331533,"BiT 1100®H Power","1G6,0 RE","Bezhalogenowe, elektroenergetyczne kable o izolacji z polietylenu sieciowanego","BITNER","KMT",1,10385,"PLN",0.23,null,null,null,null,null,null,null,"n02C",null,"EC003251","27.32.13","8544 49 99","https://bitner.com.pl/data/t4_text/649x234_080916200522_1100%20h%20power.png","https://bitner.com.pl/data/t4txt_photos/080933200522_BiT%201100%C2%AEH%20Power.pdf"]
[192,null,"BEZPIECZNE","B65104",5902956331540,"BiT 1100®H Power","1G10 RE","Bezhalogenowe, elektroenergetyczne kable o izolacji z polietylenu sieciowanego","BITNER","KMT",1,16785,"PLN",0.23,null,null,null,null,null,null,null,"n02C",null,"EC003251","27.32.13","8544 49 99","https://bitner.com.pl/data/t4_text/649x234_080916200522_1100%20h%20power.png","https://bitner.com.pl/data/t4txt_photos/080933200522_BiT%201100%C2%AEH%20Power.pdf"]
[193,null,"BEZPIECZNE","B65105",5902956331557,"BiT 1100®H Power","1G16 RE","Bezhalogenowe, elektroenergetyczne kable o izolacji z polietylenu sieciowanego","BITNER","KMT",1,27496,"PLN",0.23,null,null,null,null,null,null,null,"n02C",null,"EC003251","27.32.13","8544 49 99","https://bitner.com.pl/data/t4_text/649x234_080916200522_1100%20h%20power.png","https://bitner.com.pl/data/t4txt_photos/080933200522_BiT%201100%C2%AEH%20Power.pdf"]
[194,null,"BEZPIECZNE","B65106",5902956331564,"BiT 1100®H Power","1G25 RM","Bezhalogenowe, elektroenergetyczne kable o izolacji z polietylenu sieciowanego","BITNER","KMT",1,42211,"PLN",0.23,null,null,null,null,null,null,null,"n02C",null,"EC003251","27.32.13","8544 49 99","https://bitner.com.pl/data/t4_text/649x234_080916200522_1100%20h%20power.png","https://bitner.com.pl/data/t4txt_photos/080933200522_BiT%201100%C2%AEH%20Power.pdf"]
[195,null,"BEZPIECZNE","B65107",5902956331571,"BiT 1100®H Power","1G35 RM","Bezhalogenowe, elektroenergetyczne kable o izolacji z polietylenu sieciowanego","BITNER","KMT",1,62178,"PLN",0.23,null,null,null,null,null,null,null,"n02C",null,"EC003251","27.32.13","8544 49 99","https://bitner.com.pl/data/t4_text/649x234_080916200522_1100%20h%20power.png","https://bitner.com.pl/data/t4txt_photos/080933200522_BiT%201100%C2%AEH%20Power.pdf"]
[196,null,"BEZPIECZNE","B65108",5902956331588,"BiT 1100®H Power","1G50 RM","Bezhalogenowe, elektroenergetyczne kable o izolacji z polietylenu sieciowanego","BITNER","KMT",1,80376,"PLN",0.23,null,null,null,null,null,null,null,"n02C",null,"EC003251","27.32.13","8544 49 99","https://bitner.com.pl/data/t4_text/649x234_080916200522_1100%20h%20power.png","https://bitner.com.pl/data/t4txt_photos/080933200522_BiT%201100%C2%AEH%20Power.pdf"]
[197,null,"BEZPIECZNE","B65109",5902956331595,"BiT 1100®H Power","1G70 RM","Bezhalogenowe, elektroenergetyczne kable o izolacji z polietylenu sieciowanego","BITNER","KMT",1,118881,"PLN",0.23,null,null,null,null,null,null,null,"n02C",null,"EC003251","27.32.13","8544 49 99","https://bitner.com.pl/data/t4_text/649x234_080916200522_1100%20h%20power.png","https://bitner.com.pl/data/t4txt_photos/080933200522_BiT%201100%C2%AEH%20Power.pdf"]
[198,null,"BEZPIECZNE","B65110",5902956331601,"BiT 1100®H Power","1G95 RM","Bezhalogenowe, elektroenergetyczne kable o izolacji z polietylenu sieciowanego","BITNER","KMT",1,165465,"PLN",0.23,null,null,null,null,null,null,null,"n02C",null,"EC003251","27.32.13","8544 49 99","https://bitner.com.pl/data/t4_text/649x234_080916200522_1100%20h%20power.png","https://bitner.com.pl/data/t4txt_photos/080933200522_BiT%201100%C2%AEH%20Power.pdf"]
[199,null,"BEZPIECZNE","B65111",5902956332516,"BiT 1100®H Power","1G120 RM","Bezhalogenowe, elektroenergetyczne kable o izolacji z polietylenu sieciowanego","BITNER","KMT",1,203986,"PLN",0.23,null,null,null,null,null,null,null,"n02C",null,"EC003251","27.32.13","8544 49 99","https://bitner.com.pl/data/t4_text/649x234_080916200522_1100%20h%20power.png","https://bitner.com.pl/data/t4txt_photos/080933200522_BiT%201100%C2%AEH%20Power.pdf"]
[200,null,"BEZPIECZNE","B65112",5902956332523,"BiT 1100®H Power","1G150 RM","Bezhalogenowe, elektroenergetyczne kable o izolacji z polietylenu sieciowanego","BITNER","KMT",1,261819,"PLN",0.23,null,null,null,null,null,null,null,"n02C",null,"EC003251","27.32.13","8544 49 99","https://bitner.com.pl/data/t4_text/649x234_080916200522_1100%20h%20power.png","https://bitner.com.pl/data/t4txt_photos/080933200522_BiT%201100%C2%AEH%20Power.pdf"]
[201,null,"BEZPIECZNE","B65113",5902956332530,"BiT 1100®H Power","1G185 RM","Bezhalogenowe, elektroenergetyczne kable o izolacji z polietylenu sieciowanego","BITNER","KMT",1,408658,"PLN",0.23,null,null,null,null,null,null,null,"n02C",null,"EC003251","27.32.13","8544 49 99","https://bitner.com.pl/data/t4_text/649x234_080916200522_1100%20h%20power.png","https://bitner.com.pl/data/t4txt_photos/080933200522_BiT%201100%C2%AEH%20Power.pdf"]
[202,null,"BEZPIECZNE","B65114",5902956332547,"BiT 1100®H Power","1G240 RM","Bezhalogenowe, elektroenergetyczne kable o izolacji z polietylenu sieciowanego","BITNER","KMT",1,411564,"PLN",0.23,null,null,null,null,null,null,null,"n02C",null,"EC003251","27.32.13","8544 49 99","https://bitner.com.pl/data/t4_text/649x234_080916200522_1100%20h%20power.png","https://bitner.com.pl/data/t4txt_photos/080933200522_BiT%201100%C2%AEH%20Power.pdf"]
[203,null,"BEZPIECZNE","B65119",5902956332554,"BiT 1100®H Power","1x1,5 RE","Bezhalogenowe, elektroenergetyczne kable o izolacji z polietylenu sieciowanego","BITNER","KMT",1,3233,"PLN",0.23,null,null,null,null,null,null,null,"n02C",null,"EC003251","27.32.13","8544 49 99","https://bitner.com.pl/data/t4_text/649x234_080916200522_1100%20h%20power.png","https://bitner.com.pl/data/t4txt_photos/080933200522_BiT%201100%C2%AEH%20Power.pdf"]
[204,null,"BEZPIECZNE","B65120",5902956332561,"BiT 1100®H Power","1x2,5 RE","Bezhalogenowe, elektroenergetyczne kable o izolacji z polietylenu sieciowanego","BITNER","KMT",1,4829,"PLN",0.23,null,null,null,null,null,null,null,"n02C",null,"EC003251","27.32.13","8544 49 99","https://bitner.com.pl/data/t4_text/649x234_080916200522_1100%20h%20power.png","https://bitner.com.pl/data/t4txt_photos/080933200522_BiT%201100%C2%AEH%20Power.pdf"]
[205,null,"BEZPIECZNE","B65121",5902956332578,"BiT 1100®H Power","1x4,0 RE","Bezhalogenowe, elektroenergetyczne kable o izolacji z polietylenu sieciowanego","BITNER","KMT",1,7220,"PLN",0.23,null,null,null,null,null,null,null,"n02C",null,"EC003251","27.32.13","8544 49 99","https://bitner.com.pl/data/t4_text/649x234_080916200522_1100%20h%20power.png","https://bitner.com.pl/data/t4txt_photos/080933200522_BiT%201100%C2%AEH%20Power.pdf"]
[206,null,"BEZPIECZNE","B65122",5902956332585,"BiT 1100®H Power","1x6,0 RE","Bezhalogenowe, elektroenergetyczne kable o izolacji z polietylenu sieciowanego","BITNER","KMT",1,10385,"PLN",0.23,null,null,null,null,null,null,null,"n02C",null,"EC003251","27.32.13","8544 49 99","https://bitner.com.pl/data/t4_text/649x234_080916200522_1100%20h%20power.png","https://bitner.com.pl/data/t4txt_photos/080933200522_BiT%201100%C2%AEH%20Power.pdf"]
[207,null,"BEZPIECZNE","B65123",5902956332592,"BiT 1100®H Power","1x10 RE","Bezhalogenowe, elektroenergetyczne kable o izolacji z polietylenu sieciowanego","BITNER","KMT",1,16785,"PLN",0.23,null,null,null,null,null,null,null,"n02C",null,"EC003251","27.32.13","8544 49 99","https://bitner.com.pl/data/t4_text/649x234_080916200522_1100%20h%20power.png","https://bitner.com.pl/data/t4txt_photos/080933200522_BiT%201100%C2%AEH%20Power.pdf"]
[208,null,"BEZPIECZNE","B65124",5902956332608,"BiT 1100®H Power","1x16 RE","Bezhalogenowe, elektroenergetyczne kable o izolacji z polietylenu sieciowanego","BITNER","KMT",1,27496,"PLN",0.23,null,null,null,null,null,null,null,"n02C",null,"EC003251","27.32.13","8544 49 99","https://bitner.com.pl/data/t4_text/649x234_080916200522_1100%20h%20power.png","https://bitner.com.pl/data/t4txt_photos/080933200522_BiT%201100%C2%AEH%20Power.pdf"]
[209,null,"BEZPIECZNE","B65125",5902956332615,"BiT 1100®H Power","1x25 RM","Bezhalogenowe, elektroenergetyczne kable o izolacji z polietylenu sieciowanego","BITNER","KMT",1,42211,"PLN",0.23,null,null,null,null,null,null,null,"n02C",null,"EC003251","27.32.13","8544 49 99","https://bitner.com.pl/data/t4_text/649x234_080916200522_1100%20h%20power.png","https://bitner.com.pl/data/t4txt_photos/080933200522_BiT%201100%C2%AEH%20Power.pdf"]
[210,null,"BEZPIECZNE","B65126",5902956332622,"BiT 1100®H Power","1x35 RM","Bezhalogenowe, elektroenergetyczne kable o izolacji z polietylenu sieciowanego","BITNER","KMT",1,62178,"PLN",0.23,null,null,null,null,null,null,null,"n02C",null,"EC003251","27.32.13","8544 49 99","https://bitner.com.pl/data/t4_text/649x234_080916200522_1100%20h%20power.png","https://bitner.com.pl/data/t4txt_photos/080933200522_BiT%201100%C2%AEH%20Power.pdf"]
[211,null,"BEZPIECZNE","B65127",5902956332639,"BiT 1100®H Power","1x50 RM","Bezhalogenowe, elektroenergetyczne kable o izolacji z polietylenu sieciowanego","BITNER","KMT",1,80376,"PLN",0.23,null,null,null,null,null,null,null,"n02C",null,"EC003251","27.32.13","8544 49 99","https://bitner.com.pl/data/t4_text/649x234_080916200522_1100%20h%20power.png","https://bitner.com.pl/data/t4txt_photos/080933200522_BiT%201100%C2%AEH%20Power.pdf"]
[212,null,"BEZPIECZNE","B65128",5902956332646,"BiT 1100®H Power","1x70 RM","Bezhalogenowe, elektroenergetyczne kable o izolacji z polietylenu sieciowanego","BITNER","KMT",1,118881,"PLN",0.23,null,null,null,null,null,null,null,"n02C",null,"EC003251","27.32.13","8544 49 99","https://bitner.com.pl/data/t4_text/649x234_080916200522_1100%20h%20power.png","https://bitner.com.pl/data/t4txt_photos/080933200522_BiT%201100%C2%AEH%20Power.pdf"]
[213,null,"BEZPIECZNE","B65129",5902956332653,"BiT 1100®H Power","1x95 RM","Bezhalogenowe, elektroenergetyczne kable o izolacji z polietylenu sieciowanego","BITNER","KMT",1,165465,"PLN",0.23,null,null,null,null,null,null,null,"n02C",null,"EC003251","27.32.13","8544 49 99","https://bitner.com.pl/data/t4_text/649x234_080916200522_1100%20h%20power.png","https://bitner.com.pl/data/t4txt_photos/080933200522_BiT%201100%C2%AEH%20Power.pdf"]
[214,null,"BEZPIECZNE","B65130",5902956332660,"BiT 1100®H Power","1x120 RM","Bezhalogenowe, elektroenergetyczne kable o izolacji z polietylenu sieciowanego","BITNER","KMT",1,203986,"PLN",0.23,null,null,null,null,null,null,null,"n02C",null,"EC003251","27.32.13","8544 49 99","https://bitner.com.pl/data/t4_text/649x234_080916200522_1100%20h%20power.png","https://bitner.com.pl/data/t4txt_photos/080933200522_BiT%201100%C2%AEH%20Power.pdf"]
[215,null,"BEZPIECZNE","B65131",5902956332677,"BiT 1100®H Power","1x150 RM","Bezhalogenowe, elektroenergetyczne kable o izolacji z polietylenu sieciowanego","BITNER","KMT",1,261819,"PLN",0.23,null,null,null,null,null,null,null,"n02C",null,"EC003251","27.32.13","8544 49 99","https://bitner.com.pl/data/t4_text/649x234_080916200522_1100%20h%20power.png","https://bitner.com.pl/data/t4txt_photos/080933200522_BiT%201100%C2%AEH%20Power.pdf"]
[216,null,"BEZPIECZNE","B65132",5902956332714,"BiT 1100®H Power","1x185 RM","Bezhalogenowe, elektroenergetyczne kable o izolacji z polietylenu sieciowanego","BITNER","KMT",1,408658,"PLN",0.23,null,null,null,null,null,null,null,"n02C",null,"EC003251","27.32.13","8544 49 99","https://bitner.com.pl/data/t4_text/649x234_080916200522_1100%20h%20power.png","https://bitner.com.pl/data/t4txt_photos/080933200522_BiT%201100%C2%AEH%20Power.pdf"]
[217,null,"BEZPIECZNE","B65133",5902956332721,"BiT 1100®H Power","1x240 RM","Bezhalogenowe, elektroenergetyczne kable o izolacji z polietylenu sieciowanego","BITNER","KMT",1,411564,"PLN",0.23,null,null,null,null,null,null,null,"n02C",null,"EC003251","27.32.13","8544 49 99","https://bitner.com.pl/data/t4_text/649x234_080916200522_1100%20h%20power.png","https://bitner.com.pl/data/t4txt_photos/080933200522_BiT%201100%C2%AEH%20Power.pdf"]
[218,null,"BEZPIECZNE","B65138",5902956699886,"BiT 1100®H Power","3G1,5 RE","Bezhalogenowe, elektroenergetyczne kable o izolacji z polietylenu sieciowanego","BITNER","KMT",1,11958,"PLN",0.23,null,null,null,null,null,null,null,"n02C",null,"EC003251","27.32.13","8544 49 99","https://bitner.com.pl/data/t4_text/649x234_080916200522_1100%20h%20power.png","https://bitner.com.pl/data/t4txt_photos/080933200522_BiT%201100%C2%AEH%20Power.pdf"]
[219,null,"BEZPIECZNE","B65139",5902956332738,"BiT 1100®H Power","4G1,5 RE","Bezhalogenowe, elektroenergetyczne kable o izolacji z polietylenu sieciowanego","BITNER","KMT",1,15456,"PLN",0.23,null,null,null,null,null,null,null,"n02C",null,"EC003251","27.32.13","8544 49 99","https://bitner.com.pl/data/t4_text/649x234_080916200522_1100%20h%20power.png","https://bitner.com.pl/data/t4txt_photos/080933200522_BiT%201100%C2%AEH%20Power.pdf"]
[220,null,"BEZPIECZNE","B65140",5902956642417,"BiT 1100®H Power","5G1,5 RE","Bezhalogenowe, elektroenergetyczne kable o izolacji z polietylenu sieciowanego","BITNER","KMT",1,18082,"PLN",0.23,null,null,null,null,null,null,null,"n02C",null,"EC003251","27.32.13","8544 49 99","https://bitner.com.pl/data/t4_text/649x234_080916200522_1100%20h%20power.png","https://bitner.com.pl/data/t4txt_photos/080933200522_BiT%201100%C2%AEH%20Power.pdf"]
[221,null,"BEZPIECZNE","B65141",5902956699923,"BiT 1100®H Power","3G2,5 RE","Bezhalogenowe, elektroenergetyczne kable o izolacji z polietylenu sieciowanego","BITNER","KMT",1,17314,"PLN",0.23,null,null,null,null,null,null,null,"n02C",null,"EC003251","27.32.13","8544 49 99","https://bitner.com.pl/data/t4_text/649x234_080916200522_1100%20h%20power.png","https://bitner.com.pl/data/t4txt_photos/080933200522_BiT%201100%C2%AEH%20Power.pdf"]
[222,null,"BEZPIECZNE","B65142",5902956332745,"BiT 1100®H Power","4G2,5 RE","Bezhalogenowe, elektroenergetyczne kable o izolacji z polietylenu sieciowanego","BITNER","KMT",1,22953,"PLN",0.23,null,null,null,null,null,null,null,"n02C",null,"EC003251","27.32.13","8544 49 99","https://bitner.com.pl/data/t4_text/649x234_080916200522_1100%20h%20power.png","https://bitner.com.pl/data/t4txt_photos/080933200522_BiT%201100%C2%AEH%20Power.pdf"]
[223,null,"BEZPIECZNE","B65143",5902956332752,"BiT 1100®H Power","5G2,5 RE","Bezhalogenowe, elektroenergetyczne kable o izolacji z polietylenu sieciowanego","BITNER","KMT",1,24362,"PLN",0.23,null,null,null,null,null,null,null,"n02C",null,"EC003251","27.32.13","8544 49 99","https://bitner.com.pl/data/t4_text/649x234_080916200522_1100%20h%20power.png","https://bitner.com.pl/data/t4txt_photos/080933200522_BiT%201100%C2%AEH%20Power.pdf"]
[224,null,"BEZPIECZNE","B65144",5902956358943,"BiT 1100®H Power","3G4,0 RE","Bezhalogenowe, elektroenergetyczne kable o izolacji z polietylenu sieciowanego","BITNER","KMT",1,26788,"PLN",0.23,null,null,null,null,null,null,null,"n02C",null,"EC003251","27.32.13","8544 49 99","https://bitner.com.pl/data/t4_text/649x234_080916200522_1100%20h%20power.png","https://bitner.com.pl/data/t4txt_photos/080933200522_BiT%201100%C2%AEH%20Power.pdf"]
[225,null,"BEZPIECZNE","B65145",5902956332769,"BiT 1100®H Power","4G4,0 RE","Bezhalogenowe, elektroenergetyczne kable o izolacji z polietylenu sieciowanego","BITNER","KMT",1,33337,"PLN",0.23,null,null,null,null,null,null,null,"n02C",null,"EC003251","27.32.13","8544 49 99","https://bitner.com.pl/data/t4_text/649x234_080916200522_1100%20h%20power.png","https://bitner.com.pl/data/t4txt_photos/080933200522_BiT%201100%C2%AEH%20Power.pdf"]
[226,null,"BEZPIECZNE","B65146",5902956699893,"BiT 1100®H Power","5G4,0 RE","Bezhalogenowe, elektroenergetyczne kable o izolacji z polietylenu sieciowanego","BITNER","KMT",1,39767,"PLN",0.23,null,null,null,null,null,null,null,"n02C",null,"EC003251","27.32.13","8544 49 99","https://bitner.com.pl/data/t4_text/649x234_080916200522_1100%20h%20power.png","https://bitner.com.pl/data/t4txt_photos/080933200522_BiT%201100%C2%AEH%20Power.pdf"]
[227,null,"BEZPIECZNE","B65147",5902956358950,"BiT 1100®H Power","3G6,0 RE","Bezhalogenowe, elektroenergetyczne kable o izolacji z polietylenu sieciowanego","BITNER","KMT",1,38446,"PLN",0.23,null,null,null,null,null,null,null,"n02C",null,"EC003251","27.32.13","8544 49 99","https://bitner.com.pl/data/t4_text/649x234_080916200522_1100%20h%20power.png","https://bitner.com.pl/data/t4txt_photos/080933200522_BiT%201100%C2%AEH%20Power.pdf"]
[228,null,"BEZPIECZNE","B65148",5902956332776,"BiT 1100®H Power","4G6,0 RE","Bezhalogenowe, elektroenergetyczne kable o izolacji z polietylenu sieciowanego","BITNER","KMT",1,46969,"PLN",0.23,null,null,null,null,null,null,null,"n02C",null,"EC003251","27.32.13","8544 49 99","https://bitner.com.pl/data/t4_text/649x234_080916200522_1100%20h%20power.png","https://bitner.com.pl/data/t4txt_photos/080933200522_BiT%201100%C2%AEH%20Power.pdf"]
[229,null,"BEZPIECZNE","B65149",5902956332783,"BiT 1100®H Power","5G6,0 RE","Bezhalogenowe, elektroenergetyczne kable o izolacji z polietylenu sieciowanego","BITNER","KMT",1,57301,"PLN",0.23,null,null,null,null,null,null,null,"n02C",null,"EC003251","27.32.13","8544 49 99","https://bitner.com.pl/data/t4_text/649x234_080916200522_1100%20h%20power.png","https://bitner.com.pl/data/t4txt_photos/080933200522_BiT%201100%C2%AEH%20Power.pdf"]
[230,null,"BEZPIECZNE","B65150",5902956358936,"BiT 1100®H Power","3G10 RE","Bezhalogenowe, elektroenergetyczne kable o izolacji z polietylenu sieciowanego","BITNER","KMT",1,57171,"PLN",0.23,null,null,null,null,null,null,null,"n02C",null,"EC003251","27.32.13","8544 49 99","https://bitner.com.pl/data/t4_text/649x234_080916200522_1100%20h%20power.png","https://bitner.com.pl/data/t4txt_photos/080933200522_BiT%201100%C2%AEH%20Power.pdf"]
[231,null,"BEZPIECZNE","B65151",5902956332806,"BiT 1100®H Power","4G10 RE","Bezhalogenowe, elektroenergetyczne kable o izolacji z polietylenu sieciowanego","BITNER","KMT",1,74337,"PLN",0.23,null,null,null,null,null,null,null,"n02C",null,"EC003251","27.32.13","8544 49 99","https://bitner.com.pl/data/t4_text/649x234_080916200522_1100%20h%20power.png","https://bitner.com.pl/data/t4txt_photos/080933200522_BiT%201100%C2%AEH%20Power.pdf"]
[232,null,"BEZPIECZNE","B65152",5902956699930,"BiT 1100®H Power","5G10 RE","Bezhalogenowe, elektroenergetyczne kable o izolacji z polietylenu sieciowanego","BITNER","KMT",1,91356,"PLN",0.23,null,null,null,null,null,null,null,"n02C",null,"EC003251","27.32.13","8544 49 99","https://bitner.com.pl/data/t4_text/649x234_080916200522_1100%20h%20power.png","https://bitner.com.pl/data/t4txt_photos/080933200522_BiT%201100%C2%AEH%20Power.pdf"]
[233,null,"BEZPIECZNE","B65153",5902956332813,"BiT 1100®H Power","3G16 RE","Bezhalogenowe, elektroenergetyczne kable o izolacji z polietylenu sieciowanego","BITNER","KMT",1,91790,"PLN",0.23,null,null,null,null,null,null,null,"n02C",null,"EC003251","27.32.13","8544 49 99","https://bitner.com.pl/data/t4_text/649x234_080916200522_1100%20h%20power.png","https://bitner.com.pl/data/t4txt_photos/080933200522_BiT%201100%C2%AEH%20Power.pdf"]
[234,null,"BEZPIECZNE","B65154",5902956332820,"BiT 1100®H Power","4G16 RE","Bezhalogenowe, elektroenergetyczne kable o izolacji z polietylenu sieciowanego","BITNER","KMT",1,120050,"PLN",0.23,null,null,null,null,null,null,null,"n02C",null,"EC003251","27.32.13","8544 49 99","https://bitner.com.pl/data/t4_text/649x234_080916200522_1100%20h%20power.png","https://bitner.com.pl/data/t4txt_photos/080933200522_BiT%201100%C2%AEH%20Power.pdf"]
[235,null,"BEZPIECZNE","B65155",5902956332837,"BiT 1100®H Power","5G16 RE","Bezhalogenowe, elektroenergetyczne kable o izolacji z polietylenu sieciowanego","BITNER","KMT",1,148136,"PLN",0.23,null,null,null,null,null,null,null,"n02C",null,"EC003251","27.32.13","8544 49 99","https://bitner.com.pl/data/t4_text/649x234_080916200522_1100%20h%20power.png","https://bitner.com.pl/data/t4txt_photos/080933200522_BiT%201100%C2%AEH%20Power.pdf"]
[236,null,"BEZPIECZNE","B65156",5902956332844,"BiT 1100®H Power","3G25 RM","Bezhalogenowe, elektroenergetyczne kable o izolacji z polietylenu sieciowanego","BITNER","KMT",1,143536,"PLN",0.23,null,null,null,null,null,null,null,"n02C",null,"EC003251","27.32.13","8544 49 99","https://bitner.com.pl/data/t4_text/649x234_080916200522_1100%20h%20power.png","https://bitner.com.pl/data/t4txt_photos/080933200522_BiT%201100%C2%AEH%20Power.pdf"]
[237,null,"BEZPIECZNE","B65157",5902956332851,"BiT 1100®H Power","4G25 RM","Bezhalogenowe, elektroenergetyczne kable o izolacji z polietylenu sieciowanego","BITNER","KMT",1,184839,"PLN",0.23,null,null,null,null,null,null,null,"n02C",null,"EC003251","27.32.13","8544 49 99","https://bitner.com.pl/data/t4_text/649x234_080916200522_1100%20h%20power.png","https://bitner.com.pl/data/t4txt_photos/080933200522_BiT%201100%C2%AEH%20Power.pdf"]
[238,null,"BEZPIECZNE","B65158",5902956699947,"BiT 1100®H Power","5G25 RM","Bezhalogenowe, elektroenergetyczne kable o izolacji z polietylenu sieciowanego","BITNER","KMT",1,227726,"PLN",0.23,null,null,null,null,null,null,null,"n02C",null,"EC003251","27.32.13","8544 49 99","https://bitner.com.pl/data/t4_text/649x234_080916200522_1100%20h%20power.png","https://bitner.com.pl/data/t4txt_photos/080933200522_BiT%201100%C2%AEH%20Power.pdf"]
[239,null,"BEZPIECZNE","B65159",5902956332868,"BiT 1100®H Power","3G35 RM","Bezhalogenowe, elektroenergetyczne kable o izolacji z polietylenu sieciowanego","BITNER","KMT",1,183687,"PLN",0.23,null,null,null,null,null,null,null,"n02C",null,"EC003251","27.32.13","8544 49 99","https://bitner.com.pl/data/t4_text/649x234_080916200522_1100%20h%20power.png","https://bitner.com.pl/data/t4txt_photos/080933200522_BiT%201100%C2%AEH%20Power.pdf"]
[240,null,"BEZPIECZNE","B65160",5902956332875,"BiT 1100®H Power","4G35 RM","Bezhalogenowe, elektroenergetyczne kable o izolacji z polietylenu sieciowanego","BITNER","KMT",1,241831,"PLN",0.23,null,null,null,null,null,null,null,"n02C",null,"EC003251","27.32.13","8544 49 99","https://bitner.com.pl/data/t4_text/649x234_080916200522_1100%20h%20power.png","https://bitner.com.pl/data/t4txt_photos/080933200522_BiT%201100%C2%AEH%20Power.pdf"]
[241,null,"BEZPIECZNE","B65161",5902956332882,"BiT 1100®H Power","5G35 RM","Bezhalogenowe, elektroenergetyczne kable o izolacji z polietylenu sieciowanego","BITNER","KMT",1,311404,"PLN",0.23,null,null,null,null,null,null,null,"n02C",null,"EC003251","27.32.13","8544 49 99","https://bitner.com.pl/data/t4_text/649x234_080916200522_1100%20h%20power.png","https://bitner.com.pl/data/t4txt_photos/080933200522_BiT%201100%C2%AEH%20Power.pdf"]
[242,null,"BEZPIECZNE","B65162",5902956332899,"BiT 1100®H Power","3G50 RM","Bezhalogenowe, elektroenergetyczne kable o izolacji z polietylenu sieciowanego","BITNER","KMT",1,265217,"PLN",0.23,null,null,null,null,null,null,null,"n02C",null,"EC003251","27.32.13","8544 49 99","https://bitner.com.pl/data/t4_text/649x234_080916200522_1100%20h%20power.png","https://bitner.com.pl/data/t4txt_photos/080933200522_BiT%201100%C2%AEH%20Power.pdf"]
[243,null,"BEZPIECZNE","B65163",5902956332905,"BiT 1100®H Power","4G50 RM","Bezhalogenowe, elektroenergetyczne kable o izolacji z polietylenu sieciowanego","BITNER","KMT",1,349292,"PLN",0.23,null,null,null,null,null,null,null,"n02C",null,"EC003251","27.32.13","8544 49 99","https://bitner.com.pl/data/t4_text/649x234_080916200522_1100%20h%20power.png","https://bitner.com.pl/data/t4txt_photos/080933200522_BiT%201100%C2%AEH%20Power.pdf"]
[244,null,"BEZPIECZNE","B65164",5902956332912,"BiT 1100®H Power","5G50 RM","Bezhalogenowe, elektroenergetyczne kable o izolacji z polietylenu sieciowanego","BITNER","KMT",1,433030,"PLN",0.23,null,null,null,null,null,null,null,"n02C",null,"EC003251","27.32.13","8544 49 99","https://bitner.com.pl/data/t4_text/649x234_080916200522_1100%20h%20power.png","https://bitner.com.pl/data/t4txt_photos/080933200522_BiT%201100%C2%AEH%20Power.pdf"]
[245,null,"BEZPIECZNE","B65165",5902956332929,"BiT 1100®H Power","3G70 RM","Bezhalogenowe, elektroenergetyczne kable o izolacji z polietylenu sieciowanego","BITNER","KMT",1,355900,"PLN",0.23,null,null,null,null,null,null,null,"n02C",null,"EC003251","27.32.13","8544 49 99","https://bitner.com.pl/data/t4_text/649x234_080916200522_1100%20h%20power.png","https://bitner.com.pl/data/t4txt_photos/080933200522_BiT%201100%C2%AEH%20Power.pdf"]
[246,null,"BEZPIECZNE","B65166",5902956332936,"BiT 1100®H Power","4G70 RM","Bezhalogenowe, elektroenergetyczne kable o izolacji z polietylenu sieciowanego","BITNER","KMT",1,463740,"PLN",0.23,null,null,null,null,null,null,null,"n02C",null,"EC003251","27.32.13","8544 49 99","https://bitner.com.pl/data/t4_text/649x234_080916200522_1100%20h%20power.png","https://bitner.com.pl/data/t4txt_photos/080933200522_BiT%201100%C2%AEH%20Power.pdf"]
[247,null,"BEZPIECZNE","B65167",5902956333377,"BiT 1100®H Power","5G70 RM","Bezhalogenowe, elektroenergetyczne kable o izolacji z polietylenu sieciowanego","BITNER","KMT",1,597476,"PLN",0.23,null,null,null,null,null,null,null,"n02C",null,"EC003251","27.32.13","8544 49 99","https://bitner.com.pl/data/t4_text/649x234_080916200522_1100%20h%20power.png","https://bitner.com.pl/data/t4txt_photos/080933200522_BiT%201100%C2%AEH%20Power.pdf"]
[248,null,"BEZPIECZNE","B65168",5902956333384,"BiT 1100®H Power","3G95 RM","Bezhalogenowe, elektroenergetyczne kable o izolacji z polietylenu sieciowanego","BITNER","KMT",1,491730,"PLN",0.23,null,null,null,null,null,null,null,"n02C",null,"EC003251","27.32.13","8544 49 99","https://bitner.com.pl/data/t4_text/649x234_080916200522_1100%20h%20power.png","https://bitner.com.pl/data/t4txt_photos/080933200522_BiT%201100%C2%AEH%20Power.pdf"]
[249,null,"BEZPIECZNE","B65169",5902956701749,"BiT 1100®H Power","4G95 RM","Bezhalogenowe, elektroenergetyczne kable o izolacji z polietylenu sieciowanego","BITNER","KMT",1,667412,"PLN",0.23,null,null,null,null,null,null,null,"n02C",null,"EC003251","27.32.13","8544 49 99","https://bitner.com.pl/data/t4_text/649x234_080916200522_1100%20h%20power.png","https://bitner.com.pl/data/t4txt_photos/080933200522_BiT%201100%C2%AEH%20Power.pdf"]
[250,null,"BEZPIECZNE","B65170",5902956332059,"BiT 1100®H Power","5G95 RM","Bezhalogenowe, elektroenergetyczne kable o izolacji z polietylenu sieciowanego","BITNER","KMT",1,828758,"PLN",0.23,null,null,null,null,null,null,null,"n02C",null,"EC003251","27.32.13","8544 49 99","https://bitner.com.pl/data/t4_text/649x234_080916200522_1100%20h%20power.png","https://bitner.com.pl/data/t4txt_photos/080933200522_BiT%201100%C2%AEH%20Power.pdf"]
[251,null,"BEZPIECZNE","B65171",5902956332943,"BiT 1100®H Power","3G120 RM","Bezhalogenowe, elektroenergetyczne kable o izolacji z polietylenu sieciowanego","BITNER","KMT",1,637620,"PLN",0.23,null,null,null,null,null,null,null,"n02C",null,"EC003251","27.32.13","8544 49 99","https://bitner.com.pl/data/t4_text/649x234_080916200522_1100%20h%20power.png","https://bitner.com.pl/data/t4txt_photos/080933200522_BiT%201100%C2%AEH%20Power.pdf"]
[252,null,"BEZPIECZNE","B65172",5902956332950,"BiT 1100®H Power","4G120 RM","Bezhalogenowe, elektroenergetyczne kable o izolacji z polietylenu sieciowanego","BITNER","KMT",1,836935,"PLN",0.23,null,null,null,null,null,null,null,"n02C",null,"EC003251","27.32.13","8544 49 99","https://bitner.com.pl/data/t4_text/649x234_080916200522_1100%20h%20power.png","https://bitner.com.pl/data/t4txt_photos/080933200522_BiT%201100%C2%AEH%20Power.pdf"]
[253,null,"BEZPIECZNE","B65173",5902956332967,"BiT 1100®H Power","5G120 RM","Bezhalogenowe, elektroenergetyczne kable o izolacji z polietylenu sieciowanego","BITNER","KMT",1,1028925,"PLN",0.23,null,null,null,null,null,null,null,"n02C",null,"EC003251","27.32.13","8544 49 99","https://bitner.com.pl/data/t4_text/649x234_080916200522_1100%20h%20power.png","https://bitner.com.pl/data/t4txt_photos/080933200522_BiT%201100%C2%AEH%20Power.pdf"]
[254,null,"BEZPIECZNE","B65174",5902956332974,"BiT 1100®H Power","3G150 RM","Bezhalogenowe, elektroenergetyczne kable o izolacji z polietylenu sieciowanego","BITNER","KMT",1,770073,"PLN",0.23,null,null,null,null,null,null,null,"n02C",null,"EC003251","27.32.13","8544 49 99","https://bitner.com.pl/data/t4_text/649x234_080916200522_1100%20h%20power.png","https://bitner.com.pl/data/t4txt_photos/080933200522_BiT%201100%C2%AEH%20Power.pdf"]
[255,null,"BEZPIECZNE","B65175",5902956701732,"BiT 1100®H Power","4G150 RM","Bezhalogenowe, elektroenergetyczne kable o izolacji z polietylenu sieciowanego","BITNER","KMT",1,1058814,"PLN",0.23,null,null,null,null,null,null,null,"n02C",null,"EC003251","27.32.13","8544 49 99","https://bitner.com.pl/data/t4_text/649x234_080916200522_1100%20h%20power.png","https://bitner.com.pl/data/t4txt_photos/080933200522_BiT%201100%C2%AEH%20Power.pdf"]
[256,null,"BEZPIECZNE","B65176",5902956332981,"BiT 1100®H Power","5G150 RM","Bezhalogenowe, elektroenergetyczne kable o izolacji z polietylenu sieciowanego","BITNER","KMT",1,1300100,"PLN",0.23,null,null,null,null,null,null,null,"n02C",null,"EC003251","27.32.13","8544 49 99","https://bitner.com.pl/data/t4_text/649x234_080916200522_1100%20h%20power.png","https://bitner.com.pl/data/t4txt_photos/080933200522_BiT%201100%C2%AEH%20Power.pdf"]
[257,null,"BEZPIECZNE","B65177",5902956332998,"BiT 1100®H Power","3G185 RM","Bezhalogenowe, elektroenergetyczne kable o izolacji z polietylenu sieciowanego","BITNER","KMT",1,940763,"PLN",0.23,null,null,null,null,null,null,null,"n02C",null,"EC003251","27.32.13","8544 49 99","https://bitner.com.pl/data/t4_text/649x234_080916200522_1100%20h%20power.png","https://bitner.com.pl/data/t4txt_photos/080933200522_BiT%201100%C2%AEH%20Power.pdf"]
[258,null,"BEZPIECZNE","B65178",5902956333001,"BiT 1100®H Power","4G185 RM","Bezhalogenowe, elektroenergetyczne kable o izolacji z polietylenu sieciowanego","BITNER","KMT",1,1573721,"PLN",0.23,null,null,null,null,null,null,null,"n02C",null,"EC003251","27.32.13","8544 49 99","https://bitner.com.pl/data/t4_text/649x234_080916200522_1100%20h%20power.png","https://bitner.com.pl/data/t4txt_photos/080933200522_BiT%201100%C2%AEH%20Power.pdf"]
[259,null,"BEZPIECZNE","B65179",5902956333018,"BiT 1100®H Power","5G185 RM","Bezhalogenowe, elektroenergetyczne kable o izolacji z polietylenu sieciowanego","BITNER","KMT",1,1573721,"PLN",0.23,null,null,null,null,null,null,null,"n02C",null,"EC003251","27.32.13","8544 49 99","https://bitner.com.pl/data/t4_text/649x234_080916200522_1100%20h%20power.png","https://bitner.com.pl/data/t4txt_photos/080933200522_BiT%201100%C2%AEH%20Power.pdf"]
[260,null,"BEZPIECZNE","B65180",5902956333025,"BiT 1100®H Power","3G240 RM","Bezhalogenowe, elektroenergetyczne kable o izolacji z polietylenu sieciowanego","BITNER","KMT",1,1207713,"PLN",0.23,null,null,null,null,null,null,null,"n02C",null,"EC003251","27.32.13","8544 49 99","https://bitner.com.pl/data/t4_text/649x234_080916200522_1100%20h%20power.png","https://bitner.com.pl/data/t4txt_photos/080933200522_BiT%201100%C2%AEH%20Power.pdf"]
[261,null,"BEZPIECZNE","B65181",5902956333032,"BiT 1100®H Power","4G240 RM","Bezhalogenowe, elektroenergetyczne kable o izolacji z polietylenu sieciowanego","BITNER","KMT",1,1666349,"PLN",0.23,null,null,null,null,null,null,null,"n02C",null,"EC003251","27.32.13","8544 49 99","https://bitner.com.pl/data/t4_text/649x234_080916200522_1100%20h%20power.png","https://bitner.com.pl/data/t4txt_photos/080933200522_BiT%201100%C2%AEH%20Power.pdf"]
[262,null,"BEZPIECZNE","B65182",5902956333049,"BiT 1100®H Power","5G240 RM","Bezhalogenowe, elektroenergetyczne kable o izolacji z polietylenu sieciowanego","BITNER","KMT",1,1986726,"PLN",0.23,null,null,null,null,null,null,null,"n02C",null,"EC003251","27.32.13","8544 49 99","https://bitner.com.pl/data/t4_text/649x234_080916200522_1100%20h%20power.png","https://bitner.com.pl/data/t4txt_photos/080933200522_BiT%201100%C2%AEH%20Power.pdf"]
[263,null,"BEZPIECZNE","B65187",5902956333056,"BiT 1100®H Power","2x1,5 RE","Bezhalogenowe, elektroenergetyczne kable o izolacji z polietylenu sieciowanego","BITNER","KMT",1,9075,"PLN",0.23,null,null,null,null,null,null,null,"n02C",null,"EC003251","27.32.13","8544 49 99","https://bitner.com.pl/data/t4_text/649x234_080916200522_1100%20h%20power.png","https://bitner.com.pl/data/t4txt_photos/080933200522_BiT%201100%C2%AEH%20Power.pdf"]
[264,null,"BEZPIECZNE","B65188",5902956333063,"BiT 1100®H Power","3x1,5 RE","Bezhalogenowe, elektroenergetyczne kable o izolacji z polietylenu sieciowanego","BITNER","KMT",1,11958,"PLN",0.23,null,null,null,null,null,null,null,"n02C",null,"EC003251","27.32.13","8544 49 99","https://bitner.com.pl/data/t4_text/649x234_080916200522_1100%20h%20power.png","https://bitner.com.pl/data/t4txt_photos/080933200522_BiT%201100%C2%AEH%20Power.pdf"]
[265,null,"BEZPIECZNE","B65189",5902956333070,"BiT 1100®H Power","4x1,5 RE","Bezhalogenowe, elektroenergetyczne kable o izolacji z polietylenu sieciowanego","BITNER","KMT",1,15456,"PLN",0.23,null,null,null,null,null,null,null,"n02C",null,"EC003251","27.32.13","8544 49 99","https://bitner.com.pl/data/t4_text/649x234_080916200522_1100%20h%20power.png","https://bitner.com.pl/data/t4txt_photos/080933200522_BiT%201100%C2%AEH%20Power.pdf"]
[266,null,"BEZPIECZNE","B65190",5902956333087,"BiT 1100®H Power","5x1,5 RE","Bezhalogenowe, elektroenergetyczne kable o izolacji z polietylenu sieciowanego","BITNER","KMT",1,18082,"PLN",0.23,null,null,null,null,null,null,null,"n02C",null,"EC003251","27.32.13","8544 49 99","https://bitner.com.pl/data/t4_text/649x234_080916200522_1100%20h%20power.png","https://bitner.com.pl/data/t4txt_photos/080933200522_BiT%201100%C2%AEH%20Power.pdf"]
[267,null,"BEZPIECZNE","B65191",5902956333094,"BiT 1100®H Power","2x2,5 RE","Bezhalogenowe, elektroenergetyczne kable o izolacji z polietylenu sieciowanego","BITNER","KMT",1,11086,"PLN",0.23,null,null,null,null,null,null,null,"n02C",null,"EC003251","27.32.13","8544 49 99","https://bitner.com.pl/data/t4_text/649x234_080916200522_1100%20h%20power.png","https://bitner.com.pl/data/t4txt_photos/080933200522_BiT%201100%C2%AEH%20Power.pdf"]
[268,null,"BEZPIECZNE","B65192",5902956333100,"BiT 1100®H Power","3x2,5 RE","Bezhalogenowe, elektroenergetyczne kable o izolacji z polietylenu sieciowanego","BITNER","KMT",1,17314,"PLN",0.23,null,null,null,null,null,null,null,"n02C",null,"EC003251","27.32.13","8544 49 99","https://bitner.com.pl/data/t4_text/649x234_080916200522_1100%20h%20power.png","https://bitner.com.pl/data/t4txt_photos/080933200522_BiT%201100%C2%AEH%20Power.pdf"]
[269,null,"BEZPIECZNE","B65193",5902956333117,"BiT 1100®H Power","4x2,5 RE","Bezhalogenowe, elektroenergetyczne kable o izolacji z polietylenu sieciowanego","BITNER","KMT",1,22953,"PLN",0.23,null,null,null,null,null,null,null,"n02C",null,"EC003251","27.32.13","8544 49 99","https://bitner.com.pl/data/t4_text/649x234_080916200522_1100%20h%20power.png","https://bitner.com.pl/data/t4txt_photos/080933200522_BiT%201100%C2%AEH%20Power.pdf"]
[270,null,"BEZPIECZNE","B65194",5902956333124,"BiT 1100®H Power","5x2,5 RE","Bezhalogenowe, elektroenergetyczne kable o izolacji z polietylenu sieciowanego","BITNER","KMT",1,24362,"PLN",0.23,null,null,null,null,null,null,null,"n02C",null,"EC003251","27.32.13","8544 49 99","https://bitner.com.pl/data/t4_text/649x234_080916200522_1100%20h%20power.png","https://bitner.com.pl/data/t4txt_photos/080933200522_BiT%201100%C2%AEH%20Power.pdf"]
[271,null,"BEZPIECZNE","B65195",5902956333131,"BiT 1100®H Power","2x4,0 RE","Bezhalogenowe, elektroenergetyczne kable o izolacji z polietylenu sieciowanego","BITNER","KMT",1,16453,"PLN",0.23,null,null,null,null,null,null,null,"n02C",null,"EC003251","27.32.13","8544 49 99","https://bitner.com.pl/data/t4_text/649x234_080916200522_1100%20h%20power.png","https://bitner.com.pl/data/t4txt_photos/080933200522_BiT%201100%C2%AEH%20Power.pdf"]
[272,null,"BEZPIECZNE","B65196",5902956333148,"BiT 1100®H Power","3x4,0 RE","Bezhalogenowe, elektroenergetyczne kable o izolacji z polietylenu sieciowanego","BITNER","KMT",1,26788,"PLN",0.23,null,null,null,null,null,null,null,"n02C",null,"EC003251","27.32.13","8544 49 99","https://bitner.com.pl/data/t4_text/649x234_080916200522_1100%20h%20power.png","https://bitner.com.pl/data/t4txt_photos/080933200522_BiT%201100%C2%AEH%20Power.pdf"]
[273,null,"BEZPIECZNE","B65197",5902956333155,"BiT 1100®H Power","4x4,0 RE","Bezhalogenowe, elektroenergetyczne kable o izolacji z polietylenu sieciowanego","BITNER","KMT",1,33337,"PLN",0.23,null,null,null,null,null,null,null,"n02C",null,"EC003251","27.32.13","8544 49 99","https://bitner.com.pl/data/t4_text/649x234_080916200522_1100%20h%20power.png","https://bitner.com.pl/data/t4txt_photos/080933200522_BiT%201100%C2%AEH%20Power.pdf"]
[274,null,"BEZPIECZNE","B65198",5902956333162,"BiT 1100®H Power","5x4,0 RE","Bezhalogenowe, elektroenergetyczne kable o izolacji z polietylenu sieciowanego","BITNER","KMT",1,39767,"PLN",0.23,null,null,null,null,null,null,null,"n02C",null,"EC003251","27.32.13","8544 49 99","https://bitner.com.pl/data/t4_text/649x234_080916200522_1100%20h%20power.png","https://bitner.com.pl/data/t4txt_photos/080933200522_BiT%201100%C2%AEH%20Power.pdf"]
[275,null,"BEZPIECZNE","B65199",5902956333179,"BiT 1100®H Power","2x6,0 RE","Bezhalogenowe, elektroenergetyczne kable o izolacji z polietylenu sieciowanego","BITNER","KMT",1,23105,"PLN",0.23,null,null,null,null,null,null,null,"n02C",null,"EC003251","27.32.13","8544 49 99","https://bitner.com.pl/data/t4_text/649x234_080916200522_1100%20h%20power.png","https://bitner.com.pl/data/t4txt_photos/080933200522_BiT%201100%C2%AEH%20Power.pdf"]
[276,null,"BEZPIECZNE","B65200",5902956333186,"BiT 1100®H Power","3x6,0 RE","Bezhalogenowe, elektroenergetyczne kable o izolacji z polietylenu sieciowanego","BITNER","KMT",1,38446,"PLN",0.23,null,null,null,null,null,null,null,"n02C",null,"EC003251","27.32.13","8544 49 99","https://bitner.com.pl/data/t4_text/649x234_080916200522_1100%20h%20power.png","https://bitner.com.pl/data/t4txt_photos/080933200522_BiT%201100%C2%AEH%20Power.pdf"]
[277,null,"BEZPIECZNE","B65201",5902956333193,"BiT 1100®H Power","4x6,0 RE","Bezhalogenowe, elektroenergetyczne kable o izolacji z polietylenu sieciowanego","BITNER","KMT",1,46969,"PLN",0.23,null,null,null,null,null,null,null,"n02C",null,"EC003251","27.32.13","8544 49 99","https://bitner.com.pl/data/t4_text/649x234_080916200522_1100%20h%20power.png","https://bitner.com.pl/data/t4txt_photos/080933200522_BiT%201100%C2%AEH%20Power.pdf"]
[278,null,"BEZPIECZNE","B65202",5902956333209,"BiT 1100®H Power","5x6,0 RE","Bezhalogenowe, elektroenergetyczne kable o izolacji z polietylenu sieciowanego","BITNER","KMT",1,57301,"PLN",0.23,null,null,null,null,null,null,null,"n02C",null,"EC003251","27.32.13","8544 49 99","https://bitner.com.pl/data/t4_text/649x234_080916200522_1100%20h%20power.png","https://bitner.com.pl/data/t4txt_photos/080933200522_BiT%201100%C2%AEH%20Power.pdf"]
[279,null,"BEZPIECZNE","B65203",5902956333216,"BiT 1100®H Power","2x10 RE","Bezhalogenowe, elektroenergetyczne kable o izolacji z polietylenu sieciowanego","BITNER","KMT",1,36478,"PLN",0.23,null,null,null,null,null,null,null,"n02C",null,"EC003251","27.32.13","8544 49 99","https://bitner.com.pl/data/t4_text/649x234_080916200522_1100%20h%20power.png","https://bitner.com.pl/data/t4txt_photos/080933200522_BiT%201100%C2%AEH%20Power.pdf"]
[280,null,"BEZPIECZNE","B65204",5902956333223,"BiT 1100®H Power","3x10 RE","Bezhalogenowe, elektroenergetyczne kable o izolacji z polietylenu sieciowanego","BITNER","KMT",1,57171,"PLN",0.23,null,null,null,null,null,null,null,"n02C",null,"EC003251","27.32.13","8544 49 99","https://bitner.com.pl/data/t4_text/649x234_080916200522_1100%20h%20power.png","https://bitner.com.pl/data/t4txt_photos/080933200522_BiT%201100%C2%AEH%20Power.pdf"]
[281,null,"BEZPIECZNE","B65205",5902956333230,"BiT 1100®H Power","4x10 RE","Bezhalogenowe, elektroenergetyczne kable o izolacji z polietylenu sieciowanego","BITNER","KMT",1,74337,"PLN",0.23,null,null,null,null,null,null,null,"n02C",null,"EC003251","27.32.13","8544 49 99","https://bitner.com.pl/data/t4_text/649x234_080916200522_1100%20h%20power.png","https://bitner.com.pl/data/t4txt_photos/080933200522_BiT%201100%C2%AEH%20Power.pdf"]
[282,null,"BEZPIECZNE","B65206",5902956333247,"BiT 1100®H Power","5x10 RE","Bezhalogenowe, elektroenergetyczne kable o izolacji z polietylenu sieciowanego","BITNER","KMT",1,91356,"PLN",0.23,null,null,null,null,null,null,null,"n02C",null,"EC003251","27.32.13","8544 49 99","https://bitner.com.pl/data/t4_text/649x234_080916200522_1100%20h%20power.png","https://bitner.com.pl/data/t4txt_photos/080933200522_BiT%201100%C2%AEH%20Power.pdf"]
[283,null,"BEZPIECZNE","B65207",5902956333254,"BiT 1100®H Power","2x16 RE","Bezhalogenowe, elektroenergetyczne kable o izolacji z polietylenu sieciowanego","BITNER","KMT",1,62033,"PLN",0.23,null,null,null,null,null,null,null,"n02C",null,"EC003251","27.32.13","8544 49 99","https://bitner.com.pl/data/t4_text/649x234_080916200522_1100%20h%20power.png","https://bitner.com.pl/data/t4txt_photos/080933200522_BiT%201100%C2%AEH%20Power.pdf"]
[284,null,"BEZPIECZNE","B65208",5902956333261,"BiT 1100®H Power","3x16 RE","Bezhalogenowe, elektroenergetyczne kable o izolacji z polietylenu sieciowanego","BITNER","KMT",1,91790,"PLN",0.23,null,null,null,null,null,null,null,"n02C",null,"EC003251","27.32.13","8544 49 99","https://bitner.com.pl/data/t4_text/649x234_080916200522_1100%20h%20power.png","https://bitner.com.pl/data/t4txt_photos/080933200522_BiT%201100%C2%AEH%20Power.pdf"]
[285,null,"BEZPIECZNE","B65209",5902956333285,"BiT 1100®H Power","4x16 RE","Bezhalogenowe, elektroenergetyczne kable o izolacji z polietylenu sieciowanego","BITNER","KMT",1,120050,"PLN",0.23,null,null,null,null,null,null,null,"n02C",null,"EC003251","27.32.13","8544 49 99","https://bitner.com.pl/data/t4_text/649x234_080916200522_1100%20h%20power.png","https://bitner.com.pl/data/t4txt_photos/080933200522_BiT%201100%C2%AEH%20Power.pdf"]
[286,null,"BEZPIECZNE","B65210",5902956333292,"BiT 1100®H Power","5x16 RE","Bezhalogenowe, elektroenergetyczne kable o izolacji z polietylenu sieciowanego","BITNER","KMT",1,148136,"PLN",0.23,null,null,null,null,null,null,null,"n02C",null,"EC003251","27.32.13","8544 49 99","https://bitner.com.pl/data/t4_text/649x234_080916200522_1100%20h%20power.png","https://bitner.com.pl/data/t4txt_photos/080933200522_BiT%201100%C2%AEH%20Power.pdf"]
[287,null,"BEZPIECZNE","B65211",5902956333308,"BiT 1100®H Power","2x25 RM","Bezhalogenowe, elektroenergetyczne kable o izolacji z polietylenu sieciowanego","BITNER","KMT",1,94622,"PLN",0.23,null,null,null,null,null,null,null,"n02C",null,"EC003251","27.32.13","8544 49 99","https://bitner.com.pl/data/t4_text/649x234_080916200522_1100%20h%20power.png","https://bitner.com.pl/data/t4txt_photos/080933200522_BiT%201100%C2%AEH%20Power.pdf"]
[288,null,"BEZPIECZNE","B65212",5902956333315,"BiT 1100®H Power","3x25 RM","Bezhalogenowe, elektroenergetyczne kable o izolacji z polietylenu sieciowanego","BITNER","KMT",1,143536,"PLN",0.23,null,null,null,null,null,null,null,"n02C",null,"EC003251","27.32.13","8544 49 99","https://bitner.com.pl/data/t4_text/649x234_080916200522_1100%20h%20power.png","https://bitner.com.pl/data/t4txt_photos/080933200522_BiT%201100%C2%AEH%20Power.pdf"]
[289,null,"BEZPIECZNE","B65213",5902956333322,"BiT 1100®H Power","4x25 RM","Bezhalogenowe, elektroenergetyczne kable o izolacji z polietylenu sieciowanego","BITNER","KMT",1,184839,"PLN",0.23,null,null,null,null,null,null,null,"n02C",null,"EC003251","27.32.13","8544 49 99","https://bitner.com.pl/data/t4_text/649x234_080916200522_1100%20h%20power.png","https://bitner.com.pl/data/t4txt_photos/080933200522_BiT%201100%C2%AEH%20Power.pdf"]
[290,null,"BEZPIECZNE","B65214",5902956333339,"BiT 1100®H Power","5x25 RM","Bezhalogenowe, elektroenergetyczne kable o izolacji z polietylenu sieciowanego","BITNER","KMT",1,227726,"PLN",0.23,null,null,null,null,null,null,null,"n02C",null,"EC003251","27.32.13","8544 49 99","https://bitner.com.pl/data/t4_text/649x234_080916200522_1100%20h%20power.png","https://bitner.com.pl/data/t4txt_photos/080933200522_BiT%201100%C2%AEH%20Power.pdf"]
[291,null,"BEZPIECZNE","B65215",5902956333346,"BiT 1100®H Power","2x35 RM","Bezhalogenowe, elektroenergetyczne kable o izolacji z polietylenu sieciowanego","BITNER","KMT",1,127590,"PLN",0.23,null,null,null,null,null,null,null,"n02C",null,"EC003251","27.32.13","8544 49 99","https://bitner.com.pl/data/t4_text/649x234_080916200522_1100%20h%20power.png","https://bitner.com.pl/data/t4txt_photos/080933200522_BiT%201100%C2%AEH%20Power.pdf"]
[292,null,"BEZPIECZNE","B65216",5902956333353,"BiT 1100®H Power","3x35 RM","Bezhalogenowe, elektroenergetyczne kable o izolacji z polietylenu sieciowanego","BITNER","KMT",1,183687,"PLN",0.23,null,null,null,null,null,null,null,"n02C",null,"EC003251","27.32.13","8544 49 99","https://bitner.com.pl/data/t4_text/649x234_080916200522_1100%20h%20power.png","https://bitner.com.pl/data/t4txt_photos/080933200522_BiT%201100%C2%AEH%20Power.pdf"]
[293,null,"BEZPIECZNE","B65217",5902956333360,"BiT 1100®H Power","4x35 RM","Bezhalogenowe, elektroenergetyczne kable o izolacji z polietylenu sieciowanego","BITNER","KMT",1,241831,"PLN",0.23,null,null,null,null,null,null,null,"n02C",null,"EC003251","27.32.13","8544 49 99","https://bitner.com.pl/data/t4_text/649x234_080916200522_1100%20h%20power.png","https://bitner.com.pl/data/t4txt_photos/080933200522_BiT%201100%C2%AEH%20Power.pdf"]
[294,null,"BEZPIECZNE","B65218",5902956331618,"BiT 1100®H Power","5x35 RM","Bezhalogenowe, elektroenergetyczne kable o izolacji z polietylenu sieciowanego","BITNER","KMT",1,311404,"PLN",0.23,null,null,null,null,null,null,null,"n02C",null,"EC003251","27.32.13","8544 49 99","https://bitner.com.pl/data/t4_text/649x234_080916200522_1100%20h%20power.png","https://bitner.com.pl/data/t4txt_photos/080933200522_BiT%201100%C2%AEH%20Power.pdf"]
[295,null,"BEZPIECZNE","B65219",5902956331625,"BiT 1100®H Power","2x50 RM","Bezhalogenowe, elektroenergetyczne kable o izolacji z polietylenu sieciowanego","BITNER","KMT",1,175718,"PLN",0.23,null,null,null,null,null,null,null,"n02C",null,"EC003251","27.32.13","8544 49 99","https://bitner.com.pl/data/t4_text/649x234_080916200522_1100%20h%20power.png","https://bitner.com.pl/data/t4txt_photos/080933200522_BiT%201100%C2%AEH%20Power.pdf"]
[296,null,"BEZPIECZNE","B65220",5902956331632,"BiT 1100®H Power","3x50 RM","Bezhalogenowe, elektroenergetyczne kable o izolacji z polietylenu sieciowanego","BITNER","KMT",1,265217,"PLN",0.23,null,null,null,null,null,null,null,"n02C",null,"EC003251","27.32.13","8544 49 99","https://bitner.com.pl/data/t4_text/649x234_080916200522_1100%20h%20power.png","https://bitner.com.pl/data/t4txt_photos/080933200522_BiT%201100%C2%AEH%20Power.pdf"]
[297,null,"BEZPIECZNE","B65221",5902956331649,"BiT 1100®H Power","4x50 RM","Bezhalogenowe, elektroenergetyczne kable o izolacji z polietylenu sieciowanego","BITNER","KMT",1,349292,"PLN",0.23,null,null,null,null,null,null,null,"n02C",null,"EC003251","27.32.13","8544 49 99","https://bitner.com.pl/data/t4_text/649x234_080916200522_1100%20h%20power.png","https://bitner.com.pl/data/t4txt_photos/080933200522_BiT%201100%C2%AEH%20Power.pdf"]
[298,null,"BEZPIECZNE","B65222",5902956331656,"BiT 1100®H Power","5x50 RM","Bezhalogenowe, elektroenergetyczne kable o izolacji z polietylenu sieciowanego","BITNER","KMT",1,433030,"PLN",0.23,null,null,null,null,null,null,null,"n02C",null,"EC003251","27.32.13","8544 49 99","https://bitner.com.pl/data/t4_text/649x234_080916200522_1100%20h%20power.png","https://bitner.com.pl/data/t4txt_photos/080933200522_BiT%201100%C2%AEH%20Power.pdf"]
[299,null,"BEZPIECZNE","B65223",5902956331663,"BiT 1100®H Power","2x70 RM","Bezhalogenowe, elektroenergetyczne kable o izolacji z polietylenu sieciowanego","BITNER","KMT",1,241367,"PLN",0.23,null,null,null,null,null,null,null,"n02C",null,"EC003251","27.32.13","8544 49 99","https://bitner.com.pl/data/t4_text/649x234_080916200522_1100%20h%20power.png","https://bitner.com.pl/data/t4txt_photos/080933200522_BiT%201100%C2%AEH%20Power.pdf"]
[300,null,"BEZPIECZNE","B65224",5902956331670,"BiT 1100®H Power","3x70 RM","Bezhalogenowe, elektroenergetyczne kable o izolacji z polietylenu sieciowanego","BITNER","KMT",1,355900,"PLN",0.23,null,null,null,null,null,null,null,"n02C",null,"EC003251","27.32.13","8544 49 99","https://bitner.com.pl/data/t4_text/649x234_080916200522_1100%20h%20power.png","https://bitner.com.pl/data/t4txt_photos/080933200522_BiT%201100%C2%AEH%20Power.pdf"]
[301,null,"BEZPIECZNE","B65225",5902956331687,"BiT 1100®H Power","4x70 RM","Bezhalogenowe, elektroenergetyczne kable o izolacji z polietylenu sieciowanego","BITNER","KMT",1,463740,"PLN",0.23,null,null,null,null,null,null,null,"n02C",null,"EC003251","27.32.13","8544 49 99","https://bitner.com.pl/data/t4_text/649x234_080916200522_1100%20h%20power.png","https://bitner.com.pl/data/t4txt_photos/080933200522_BiT%201100%C2%AEH%20Power.pdf"]
[302,null,"BEZPIECZNE","B65226",5902956331694,"BiT 1100®H Power","5x70 RM","Bezhalogenowe, elektroenergetyczne kable o izolacji z polietylenu sieciowanego","BITNER","KMT",1,597476,"PLN",0.23,null,null,null,null,null,null,null,"n02C",null,"EC003251","27.32.13","8544 49 99","https://bitner.com.pl/data/t4_text/649x234_080916200522_1100%20h%20power.png","https://bitner.com.pl/data/t4txt_photos/080933200522_BiT%201100%C2%AEH%20Power.pdf"]
[303,null,"BEZPIECZNE","B65227",5902956331700,"BiT 1100®H Power","2x95 RM","Bezhalogenowe, elektroenergetyczne kable o izolacji z polietylenu sieciowanego","BITNER","KMT",1,333351,"PLN",0.23,null,null,null,null,null,null,null,"n02C",null,"EC003251","27.32.13","8544 49 99","https://bitner.com.pl/data/t4_text/649x234_080916200522_1100%20h%20power.png","https://bitner.com.pl/data/t4txt_photos/080933200522_BiT%201100%C2%AEH%20Power.pdf"]
[304,null,"BEZPIECZNE","B65228",5902956331717,"BiT 1100®H Power","3x95 RM","Bezhalogenowe, elektroenergetyczne kable o izolacji z polietylenu sieciowanego","BITNER","KMT",1,491730,"PLN",0.23,null,null,null,null,null,null,null,"n02C",null,"EC003251","27.32.13","8544 49 99","https://bitner.com.pl/data/t4_text/649x234_080916200522_1100%20h%20power.png","https://bitner.com.pl/data/t4txt_photos/080933200522_BiT%201100%C2%AEH%20Power.pdf"]
[305,null,"BEZPIECZNE","B65229",5902956331724,"BiT 1100®H Power","4x95 RM","Bezhalogenowe, elektroenergetyczne kable o izolacji z polietylenu sieciowanego","BITNER","KMT",1,667412,"PLN",0.23,null,null,null,null,null,null,null,"n02C",null,"EC003251","27.32.13","8544 49 99","https://bitner.com.pl/data/t4_text/649x234_080916200522_1100%20h%20power.png","https://bitner.com.pl/data/t4txt_photos/080933200522_BiT%201100%C2%AEH%20Power.pdf"]
[306,null,"BEZPIECZNE","B65230",5902956331731,"BiT 1100®H Power","5x95 RM","Bezhalogenowe, elektroenergetyczne kable o izolacji z polietylenu sieciowanego","BITNER","KMT",1,828758,"PLN",0.23,null,null,null,null,null,null,null,"n02C",null,"EC003251","27.32.13","8544 49 99","https://bitner.com.pl/data/t4_text/649x234_080916200522_1100%20h%20power.png","https://bitner.com.pl/data/t4txt_photos/080933200522_BiT%201100%C2%AEH%20Power.pdf"]
[307,null,"BEZPIECZNE","B65231",5902956331748,"BiT 1100®H Power","2x120 RM","Bezhalogenowe, elektroenergetyczne kable o izolacji z polietylenu sieciowanego","BITNER","KMT",1,417308,"PLN",0.23,null,null,null,null,null,null,null,"n02C",null,"EC003251","27.32.13","8544 49 99","https://bitner.com.pl/data/t4_text/649x234_080916200522_1100%20h%20power.png","https://bitner.com.pl/data/t4txt_photos/080933200522_BiT%201100%C2%AEH%20Power.pdf"]
[308,null,"BEZPIECZNE","B65232",5902956331755,"BiT 1100®H Power","3x120 RM","Bezhalogenowe, elektroenergetyczne kable o izolacji z polietylenu sieciowanego","BITNER","KMT",1,637620,"PLN",0.23,null,null,null,null,null,null,null,"n02C",null,"EC003251","27.32.13","8544 49 99","https://bitner.com.pl/data/t4_text/649x234_080916200522_1100%20h%20power.png","https://bitner.com.pl/data/t4txt_photos/080933200522_BiT%201100%C2%AEH%20Power.pdf"]
[309,null,"BEZPIECZNE","B65233",5902956331786,"BiT 1100®H Power","4x120 RM","Bezhalogenowe, elektroenergetyczne kable o izolacji z polietylenu sieciowanego","BITNER","KMT",1,836935,"PLN",0.23,null,null,null,null,null,null,null,"n02C",null,"EC003251","27.32.13","8544 49 99","https://bitner.com.pl/data/t4_text/649x234_080916200522_1100%20h%20power.png","https://bitner.com.pl/data/t4txt_photos/080933200522_BiT%201100%C2%AEH%20Power.pdf"]
[310,null,"BEZPIECZNE","B65234",5902956331793,"BiT 1100®H Power","5x120 RM","Bezhalogenowe, elektroenergetyczne kable o izolacji z polietylenu sieciowanego","BITNER","KMT",1,1028925,"PLN",0.23,null,null,null,null,null,null,null,"n02C",null,"EC003251","27.32.13","8544 49 99","https://bitner.com.pl/data/t4_text/649x234_080916200522_1100%20h%20power.png","https://bitner.com.pl/data/t4txt_photos/080933200522_BiT%201100%C2%AEH%20Power.pdf"]
[311,null,"BEZPIECZNE","B65235",5902956331854,"BiT 1100®H Power","2x150 RM","Bezhalogenowe, elektroenergetyczne kable o izolacji z polietylenu sieciowanego","BITNER","KMT",1,528697,"PLN",0.23,null,null,null,null,null,null,null,"n02C",null,"EC003251","27.32.13","8544 49 99","https://bitner.com.pl/data/t4_text/649x234_080916200522_1100%20h%20power.png","https://bitner.com.pl/data/t4txt_photos/080933200522_BiT%201100%C2%AEH%20Power.pdf"]
[312,null,"BEZPIECZNE","B65236",5902956331861,"BiT 1100®H Power","3x150 RM","Bezhalogenowe, elektroenergetyczne kable o izolacji z polietylenu sieciowanego","BITNER","KMT",1,770073,"PLN",0.23,null,null,null,null,null,null,null,"n02C",null,"EC003251","27.32.13","8544 49 99","https://bitner.com.pl/data/t4_text/649x234_080916200522_1100%20h%20power.png","https://bitner.com.pl/data/t4txt_photos/080933200522_BiT%201100%C2%AEH%20Power.pdf"]
[313,null,"BEZPIECZNE","B65237",5902956331878,"BiT 1100®H Power","4x150 RM","Bezhalogenowe, elektroenergetyczne kable o izolacji z polietylenu sieciowanego","BITNER","KMT",1,1058814,"PLN",0.23,null,null,null,null,null,null,null,"n02C",null,"EC003251","27.32.13","8544 49 99","https://bitner.com.pl/data/t4_text/649x234_080916200522_1100%20h%20power.png","https://bitner.com.pl/data/t4txt_photos/080933200522_BiT%201100%C2%AEH%20Power.pdf"]
[314,null,"BEZPIECZNE","B65238",5902956331885,"BiT 1100®H Power","5x150 RM","Bezhalogenowe, elektroenergetyczne kable o izolacji z polietylenu sieciowanego","BITNER","KMT",1,1300100,"PLN",0.23,null,null,null,null,null,null,null,"n02C",null,"EC003251","27.32.13","8544 49 99","https://bitner.com.pl/data/t4_text/649x234_080916200522_1100%20h%20power.png","https://bitner.com.pl/data/t4txt_photos/080933200522_BiT%201100%C2%AEH%20Power.pdf"]
[315,null,"BEZPIECZNE","B65239",5902956331892,"BiT 1100®H Power","2x185 RM","Bezhalogenowe, elektroenergetyczne kable o izolacji z polietylenu sieciowanego","BITNER","KMT",1,644805,"PLN",0.23,null,null,null,null,null,null,null,"n02C",null,"EC003251","27.32.13","8544 49 99","https://bitner.com.pl/data/t4_text/649x234_080916200522_1100%20h%20power.png","https://bitner.com.pl/data/t4txt_photos/080933200522_BiT%201100%C2%AEH%20Power.pdf"]
[316,null,"BEZPIECZNE","B65240",5902956331908,"BiT 1100®H Power","3x185 RM","Bezhalogenowe, elektroenergetyczne kable o izolacji z polietylenu sieciowanego","BITNER","KMT",1,940763,"PLN",0.23,null,null,null,null,null,null,null,"n02C",null,"EC003251","27.32.13","8544 49 99","https://bitner.com.pl/data/t4_text/649x234_080916200522_1100%20h%20power.png","https://bitner.com.pl/data/t4txt_photos/080933200522_BiT%201100%C2%AEH%20Power.pdf"]
[317,null,"BEZPIECZNE","B65241",5902956331915,"BiT 1100®H Power","4x185 RM","Bezhalogenowe, elektroenergetyczne kable o izolacji z polietylenu sieciowanego","BITNER","KMT",1,1573721,"PLN",0.23,null,null,null,null,null,null,null,"n02C",null,"EC003251","27.32.13","8544 49 99","https://bitner.com.pl/data/t4_text/649x234_080916200522_1100%20h%20power.png","https://bitner.com.pl/data/t4txt_photos/080933200522_BiT%201100%C2%AEH%20Power.pdf"]
[318,null,"BEZPIECZNE","B65242",5902956331922,"BiT 1100®H Power","5x185 RM","Bezhalogenowe, elektroenergetyczne kable o izolacji z polietylenu sieciowanego","BITNER","KMT",1,1573721,"PLN",0.23,null,null,null,null,null,null,null,"n02C",null,"EC003251","27.32.13","8544 49 99","https://bitner.com.pl/data/t4_text/649x234_080916200522_1100%20h%20power.png","https://bitner.com.pl/data/t4txt_photos/080933200522_BiT%201100%C2%AEH%20Power.pdf"]
[319,null,"BEZPIECZNE","B65243",5902956331939,"BiT 1100®H Power","2x240 RM","Bezhalogenowe, elektroenergetyczne kable o izolacji z polietylenu sieciowanego","BITNER","KMT",1,828166,"PLN",0.23,null,null,null,null,null,null,null,"n02C",null,"EC003251","27.32.13","8544 49 99","https://bitner.com.pl/data/t4_text/649x234_080916200522_1100%20h%20power.png","https://bitner.com.pl/data/t4txt_photos/080933200522_BiT%201100%C2%AEH%20Power.pdf"]
[320,null,"BEZPIECZNE","B65244",5902956331946,"BiT 1100®H Power","3x240 RM","Bezhalogenowe, elektroenergetyczne kable o izolacji z polietylenu sieciowanego","BITNER","KMT",1,1207713,"PLN",0.23,null,null,null,null,null,null,null,"n02C",null,"EC003251","27.32.13","8544 49 99","https://bitner.com.pl/data/t4_text/649x234_080916200522_1100%20h%20power.png","https://bitner.com.pl/data/t4txt_photos/080933200522_BiT%201100%C2%AEH%20Power.pdf"]
[321,null,"BEZPIECZNE","B65245",5902956331953,"BiT 1100®H Power","4x240 RM","Bezhalogenowe, elektroenergetyczne kable o izolacji z polietylenu sieciowanego","BITNER","KMT",1,1666349,"PLN",0.23,null,null,null,null,null,null,null,"n02C",null,"EC003251","27.32.13","8544 49 99","https://bitner.com.pl/data/t4_text/649x234_080916200522_1100%20h%20power.png","https://bitner.com.pl/data/t4txt_photos/080933200522_BiT%201100%C2%AEH%20Power.pdf"]
[322,null,"BEZPIECZNE","B65246",5902956331960,"BiT 1100®H Power","5x240 RM","Bezhalogenowe, elektroenergetyczne kable o izolacji z polietylenu sieciowanego","BITNER","KMT",1,1986726,"PLN",0.23,null,null,null,null,null,null,null,"n02C",null,"EC003251","27.32.13","8544 49 99","https://bitner.com.pl/data/t4_text/649x234_080916200522_1100%20h%20power.png","https://bitner.com.pl/data/t4txt_photos/080933200522_BiT%201100%C2%AEH%20Power.pdf"]
[323,null,"BEZPIECZNE","B65252",5902956642387,"BiT 1100®H Power","10G1,5 RE","Bezhalogenowe, elektroenergetyczne kable o izolacji z polietylenu sieciowanego","BITNER","KMT",1,33505,"PLN",0.23,null,null,null,null,null,null,null,"n02C",null,"EC003251","27.32.13","8544 49 99","https://bitner.com.pl/data/t4_text/649x234_080916200522_1100%20h%20power.png","https://bitner.com.pl/data/t4txt_photos/080933200522_BiT%201100%C2%AEH%20Power.pdf"]
[324,null,"BEZPIECZNE","B65253",5902956331984,"BiT 1100®H Power","14G1,5 RE","Bezhalogenowe, elektroenergetyczne kable o izolacji z polietylenu sieciowanego","BITNER","KMT",1,42301,"PLN",0.23,null,null,null,null,null,null,null,"n02C",null,"EC003251","27.32.13","8544 49 99","https://bitner.com.pl/data/t4_text/649x234_080916200522_1100%20h%20power.png","https://bitner.com.pl/data/t4txt_photos/080933200522_BiT%201100%C2%AEH%20Power.pdf"]
[325,null,"BEZPIECZNE","B65254",5902956642400,"BiT 1100®H Power","19G1,5 RE","Bezhalogenowe, elektroenergetyczne kable o izolacji z polietylenu sieciowanego","BITNER","KMT",1,57824,"PLN",0.23,null,null,null,null,null,null,null,"n02C",null,"EC003251","27.32.13","8544 49 99","https://bitner.com.pl/data/t4_text/649x234_080916200522_1100%20h%20power.png","https://bitner.com.pl/data/t4txt_photos/080933200522_BiT%201100%C2%AEH%20Power.pdf"]
[326,null,"BEZPIECZNE","B65255",5902956331991,"BiT 1100®H Power","24G1,5 RE","Bezhalogenowe, elektroenergetyczne kable o izolacji z polietylenu sieciowanego","BITNER","KMT",1,71857,"PLN",0.23,null,null,null,null,null,null,null,"n02C",null,"EC003251","27.32.13","8544 49 99","https://bitner.com.pl/data/t4_text/649x234_080916200522_1100%20h%20power.png","https://bitner.com.pl/data/t4txt_photos/080933200522_BiT%201100%C2%AEH%20Power.pdf"]
[327,null,"BEZPIECZNE","B65256",5902956332011,"BiT 1100®H Power","30G1,5 RE","Bezhalogenowe, elektroenergetyczne kable o izolacji z polietylenu sieciowanego","BITNER","KMT",1,87449,"PLN",0.23,null,null,null,null,null,null,null,"n02C",null,"EC003251","27.32.13","8544 49 99","https://bitner.com.pl/data/t4_text/649x234_080916200522_1100%20h%20power.png","https://bitner.com.pl/data/t4txt_photos/080933200522_BiT%201100%C2%AEH%20Power.pdf"]
[328,null,"BEZPIECZNE","B65257",5902956332028,"BiT 1100®H Power","37G1,5 RE","Bezhalogenowe, elektroenergetyczne kable o izolacji z polietylenu sieciowanego","BITNER","KMT",1,106031,"PLN",0.23,null,null,null,null,null,null,null,"n02C",null,"EC003251","27.32.13","8544 49 99","https://bitner.com.pl/data/t4_text/649x234_080916200522_1100%20h%20power.png","https://bitner.com.pl/data/t4txt_photos/080933200522_BiT%201100%C2%AEH%20Power.pdf"]
[329,null,"BEZPIECZNE","B65251",5902956642370,"BiT 1100®H Power","7G1,5 RE","Bezhalogenowe, elektroenergetyczne kable o izolacji z polietylenu sieciowanego","BITNER","KMT",1,23749,"PLN",0.23,null,null,null,null,null,null,null,"n02C",null,"EC003251","27.32.13","8544 49 99","https://bitner.com.pl/data/t4_text/649x234_080916200522_1100%20h%20power.png","https://bitner.com.pl/data/t4txt_photos/080933200522_BiT%201100%C2%AEH%20Power.pdf"]
[330,null,"BEZPIECZNE","B65262",5902956332035,"BiT 1100®H Power","7G2,5 RE","Bezhalogenowe, elektroenergetyczne kable o izolacji z polietylenu sieciowanego","BITNER","KMT",1,35474,"PLN",0.23,null,null,null,null,null,null,null,"n02C",null,"EC003251","27.32.13","8544 49 99","https://bitner.com.pl/data/t4_text/649x234_080916200522_1100%20h%20power.png","https://bitner.com.pl/data/t4txt_photos/080933200522_BiT%201100%C2%AEH%20Power.pdf"]
[331,null,"BEZPIECZNE","B65263",5902956642394,"BiT 1100®H Power","10G2,5 RE","Bezhalogenowe, elektroenergetyczne kable o izolacji z polietylenu sieciowanego","BITNER","KMT",1,50489,"PLN",0.23,null,null,null,null,null,null,null,"n02C",null,"EC003251","27.32.13","8544 49 99","https://bitner.com.pl/data/t4_text/649x234_080916200522_1100%20h%20power.png","https://bitner.com.pl/data/t4txt_photos/080933200522_BiT%201100%C2%AEH%20Power.pdf"]
[332,null,"BEZPIECZNE","B65264",5902956334503,"BiT 1100®H Power","14G2,5 RE","Bezhalogenowe, elektroenergetyczne kable o izolacji z polietylenu sieciowanego","BITNER","KMT",1,66625,"PLN",0.23,null,null,null,null,null,null,null,"n02C",null,"EC003251","27.32.13","8544 49 99","https://bitner.com.pl/data/t4_text/649x234_080916200522_1100%20h%20power.png","https://bitner.com.pl/data/t4txt_photos/080933200522_BiT%201100%C2%AEH%20Power.pdf"]
[333,null,"BEZPIECZNE","B65265",5902956700780,"BiT 1100®H Power","19G2,5 RE","Bezhalogenowe, elektroenergetyczne kable o izolacji z polietylenu sieciowanego","BITNER","KMT",1,87570,"PLN",0.23,null,null,null,null,null,null,null,"n02C",null,"EC003251","27.32.13","8544 49 99","https://bitner.com.pl/data/t4_text/649x234_080916200522_1100%20h%20power.png","https://bitner.com.pl/data/t4txt_photos/080933200522_BiT%201100%C2%AEH%20Power.pdf"]
[334,null,"BEZPIECZNE","B65266",5902956334510,"BiT 1100®H Power","24G2,5 RE","Bezhalogenowe, elektroenergetyczne kable o izolacji z polietylenu sieciowanego","BITNER","KMT",1,109782,"PLN",0.23,null,null,null,null,null,null,null,"n02C",null,"EC003251","27.32.13","8544 49 99","https://bitner.com.pl/data/t4_text/649x234_080916200522_1100%20h%20power.png","https://bitner.com.pl/data/t4txt_photos/080933200522_BiT%201100%C2%AEH%20Power.pdf"]
[335,null,"BEZPIECZNE","B65267",5902956334527,"BiT 1100®H Power","30G2,5 RE","Bezhalogenowe, elektroenergetyczne kable o izolacji z polietylenu sieciowanego","BITNER","KMT",1,134677,"PLN",0.23,null,null,null,null,null,null,null,"n02C",null,"EC003251","27.32.13","8544 49 99","https://bitner.com.pl/data/t4_text/649x234_080916200522_1100%20h%20power.png","https://bitner.com.pl/data/t4txt_photos/080933200522_BiT%201100%C2%AEH%20Power.pdf"]
[336,null,"BEZPIECZNE","B65268",5902956699527,"BiT 1100®H Power","37G2,5 RE","Bezhalogenowe, elektroenergetyczne kable o izolacji z polietylenu sieciowanego","BITNER","KMT",1,164059,"PLN",0.23,null,null,null,null,null,null,null,"n02C",null,"EC003251","27.32.13","8544 49 99","https://bitner.com.pl/data/t4_text/649x234_080916200522_1100%20h%20power.png","https://bitner.com.pl/data/t4txt_photos/080933200522_BiT%201100%C2%AEH%20Power.pdf"]
[337,null,"BEZPIECZNE","B63800",5902956357151,"BiTflame® 1000 FE180/PH120/E90","1x1,5 RE","Ognioodporne, bezhalogenowe, kable energetyczne i sygnalizacyjne 0,6/1kV","BITNER","KMT",1,5420,"PLN",0.23,null,null,null,null,null,null,null,"n01",null,"EC003251","27.32.13","8544 49 99","https://bitner.com.pl/data/t4_text/649x234_03160930117_BiTflame%201000.PNG","https://bitner.com.pl/data/t4txt_photos/103319270922_BiTflame%C2%AE1000%20%20FE180_PH120_E90.pdf"]
[338,null,"BEZPIECZNE","B63801",5902956357168,"BiTflame® 1000 FE180/PH120/E90","1x2,5 RE","Ognioodporne, bezhalogenowe, kable energetyczne i sygnalizacyjne 0,6/1kV","BITNER","KMT",1,7457,"PLN",0.23,null,null,null,null,null,null,null,"n01",null,"EC003251","27.32.13","8544 49 99","https://bitner.com.pl/data/t4_text/649x234_03160930117_BiTflame%201000.PNG","https://bitner.com.pl/data/t4txt_photos/103319270922_BiTflame%C2%AE1000%20%20FE180_PH120_E90.pdf"]
[339,null,"BEZPIECZNE","B63802",5902956357175,"BiTflame® 1000 FE180/PH120/E90","1x4,0 RE","Ognioodporne, bezhalogenowe, kable energetyczne i sygnalizacyjne 0,6/1kV","BITNER","KMT",1,10430,"PLN",0.23,null,null,null,null,null,null,null,"n01",null,"EC003251","27.32.13","8544 49 99","https://bitner.com.pl/data/t4_text/649x234_03160930117_BiTflame%201000.PNG","https://bitner.com.pl/data/t4txt_photos/103319270922_BiTflame%C2%AE1000%20%20FE180_PH120_E90.pdf"]
[340,null,"BEZPIECZNE","B63803",5902956357182,"BiTflame® 1000 FE180/PH120/E90","1x6,0 RE","Ognioodporne, bezhalogenowe, kable energetyczne i sygnalizacyjne 0,6/1kV","BITNER","KMT",1,14208,"PLN",0.23,null,null,null,null,null,null,null,"n01",null,"EC003251","27.32.13","8544 49 99","https://bitner.com.pl/data/t4_text/649x234_03160930117_BiTflame%201000.PNG","https://bitner.com.pl/data/t4txt_photos/103319270922_BiTflame%C2%AE1000%20%20FE180_PH120_E90.pdf"]
[341,null,"BEZPIECZNE","B63804",5902956357199,"BiTflame® 1000 FE180/PH120/E90","1x10 RE","Ognioodporne, bezhalogenowe, kable energetyczne i sygnalizacyjne 0,6/1kV","BITNER","KMT",1,20978,"PLN",0.23,null,null,null,null,null,null,null,"n01",null,"EC003251","27.32.13","8544 49 99","https://bitner.com.pl/data/t4_text/649x234_03160930117_BiTflame%201000.PNG","https://bitner.com.pl/data/t4txt_photos/103319270922_BiTflame%C2%AE1000%20%20FE180_PH120_E90.pdf"]
[342,null,"BEZPIECZNE","B63805",5902956357205,"BiTflame® 1000 FE180/PH120/E90","1x16 RE","Ognioodporne, bezhalogenowe, kable energetyczne i sygnalizacyjne 0,6/1kV","BITNER","KMT",1,32712,"PLN",0.23,null,null,null,null,null,null,null,"n01",null,"EC003251","27.32.13","8544 49 99","https://bitner.com.pl/data/t4_text/649x234_03160930117_BiTflame%201000.PNG","https://bitner.com.pl/data/t4txt_photos/103319270922_BiTflame%C2%AE1000%20%20FE180_PH120_E90.pdf"]
[343,null,"BEZPIECZNE","B63806",5902956357212,"BiTflame® 1000 FE180/PH120/E90","1x25 RM","Ognioodporne, bezhalogenowe, kable zasilające i sygnalizacyjne, 0,6/1kV","BITNER","KMT",1,51379,"PLN",0.23,null,null,null,null,null,null,null,"n01",null,"EC003251","27.32.13","8544 49 99","https://bitner.com.pl/data/t4_text/649x234_03160930117_BiTflame%201000.PNG","https://bitner.com.pl/data/t4txt_photos/103319270922_BiTflame%C2%AE1000%20%20FE180_PH120_E90.pdf"]
[344,null,"BEZPIECZNE","B63807",5902956357229,"BiTflame® 1000 FE180/PH120/E90","1x35 RM","Ognioodporne, bezhalogenowe, kable zasilające i sygnalizacyjne, 0,6/1kV","BITNER","KMT",1,67737,"PLN",0.23,null,null,null,null,null,null,null,"n01",null,"EC003251","27.32.13","8544 49 99","https://bitner.com.pl/data/t4_text/649x234_03160930117_BiTflame%201000.PNG","https://bitner.com.pl/data/t4txt_photos/103319270922_BiTflame%C2%AE1000%20%20FE180_PH120_E90.pdf"]
[345,null,"BEZPIECZNE","B63808",5902956357236,"BiTflame® 1000 FE180/PH120/E90","1x50 RM","Ognioodporne, bezhalogenowe, kable zasilające i sygnalizacyjne, 0,6/1kV","BITNER","KMT",1,95833,"PLN",0.23,null,null,null,null,null,null,null,"n01",null,"EC003251","27.32.13","8544 49 99","https://bitner.com.pl/data/t4_text/649x234_03160930117_BiTflame%201000.PNG","https://bitner.com.pl/data/t4txt_photos/103319270922_BiTflame%C2%AE1000%20%20FE180_PH120_E90.pdf"]
[346,null,"BEZPIECZNE","B63809",5902956357243,"BiTflame® 1000 FE180/PH120/E90","1x70 RM","Ognioodporne, bezhalogenowe, kable energetyczne i sygnalizacyjne 0,6/1kV","BITNER","KMT",1,129149,"PLN",0.23,null,null,null,null,null,null,null,"n01",null,"EC003251","27.32.13","8544 49 99","https://bitner.com.pl/data/t4_text/649x234_03160930117_BiTflame%201000.PNG","https://bitner.com.pl/data/t4txt_photos/103319270922_BiTflame%C2%AE1000%20%20FE180_PH120_E90.pdf"]
[347,null,"BEZPIECZNE","B63810",5902956357250,"BiTflame® 1000 FE180/PH120/E90","1x95 RM","Ognioodporne, bezhalogenowe, kable zasilające i sygnalizacyjne, 0,6/1kV","BITNER","KMT",1,178881,"PLN",0.23,null,null,null,null,null,null,null,"n01",null,"EC003251","27.32.13","8544 49 99","https://bitner.com.pl/data/t4_text/649x234_03160930117_BiTflame%201000.PNG","https://bitner.com.pl/data/t4txt_photos/103319270922_BiTflame%C2%AE1000%20%20FE180_PH120_E90.pdf"]
[348,null,"BEZPIECZNE","B63811",5902956357267,"BiTflame® 1000 FE180/PH120/E90","1x120 RM","Ognioodporne, bezhalogenowe, kable zasilające i sygnalizacyjne, 0,6/1kV","BITNER","KMT",1,217438,"PLN",0.23,null,null,null,null,null,null,null,"n01",null,"EC003251","27.32.13","8544 49 99","https://bitner.com.pl/data/t4_text/649x234_03160930117_BiTflame%201000.PNG","https://bitner.com.pl/data/t4txt_photos/103319270922_BiTflame%C2%AE1000%20%20FE180_PH120_E90.pdf"]
[349,null,"BEZPIECZNE","B63812",5902956357274,"BiTflame® 1000 FE180/PH120/E90","1x150 RM","Ognioodporne, bezhalogenowe, kable zasilające i sygnalizacyjne, 0,6/1kV","BITNER","KMT",1,278643,"PLN",0.23,null,null,null,null,null,null,null,"n01",null,"EC003251","27.32.13","8544 49 99","https://bitner.com.pl/data/t4_text/649x234_03160930117_BiTflame%201000.PNG","https://bitner.com.pl/data/t4txt_photos/103319270922_BiTflame%C2%AE1000%20%20FE180_PH120_E90.pdf"]
[350,null,"BEZPIECZNE","B63813",5902956357281,"BiTflame® 1000 FE180/PH120/E90","1x185 RM","Ognioodporne, bezhalogenowe, kable zasilające i sygnalizacyjne, 0,6/1kV","BITNER","KMT",1,338082,"PLN",0.23,null,null,null,null,null,null,null,"n01",null,"EC003251","27.32.13","8544 49 99","https://bitner.com.pl/data/t4_text/649x234_03160930117_BiTflame%201000.PNG","https://bitner.com.pl/data/t4txt_photos/103319270922_BiTflame%C2%AE1000%20%20FE180_PH120_E90.pdf"]
[351,null,"BEZPIECZNE","B63814",5902956357298,"BiTflame® 1000 FE180/PH120/E90","1x240 RM","Ognioodporne, bezhalogenowe, kable zasilające i sygnalizacyjne, 0,6/1kV","BITNER","KMT",1,432270,"PLN",0.23,null,null,null,null,null,null,null,"n01",null,"EC003251","27.32.13","8544 49 99","https://bitner.com.pl/data/t4_text/649x234_03160930117_BiTflame%201000.PNG","https://bitner.com.pl/data/t4txt_photos/103319270922_BiTflame%C2%AE1000%20%20FE180_PH120_E90.pdf"]
[352,null,"BEZPIECZNE","B63815",5902956357304,"BiTflame® 1000 FE180/PH120/E90","1x300 RM","Ognioodporne, bezhalogenowe, kable energetyczne i sygnalizacyjne 0,6/1kV","BITNER","KMT",1,526244,"PLN",0.23,null,null,null,null,null,null,null,"n01",null,"EC003251","27.32.13","8544 49 99","https://bitner.com.pl/data/t4_text/649x234_03160930117_BiTflame%201000.PNG","https://bitner.com.pl/data/t4txt_photos/103319270922_BiTflame%C2%AE1000%20%20FE180_PH120_E90.pdf"]
[353,null,"BEZPIECZNE","B63819",5902956357311,"BiTflame® 1000 FE180/PH120/E90","2x1,5 RE","Ognioodporne, bezhalogenowe, kable zasilające i sygnalizacyjne, 0,6/1kV","BITNER","KMT",1,12016,"PLN",0.23,null,null,null,null,null,null,null,"n01",null,"EC003251","27.32.13","8544 49 99","https://bitner.com.pl/data/t4_text/649x234_03160930117_BiTflame%201000.PNG","https://bitner.com.pl/data/t4txt_photos/103319270922_BiTflame%C2%AE1000%20%20FE180_PH120_E90.pdf"]
[354,null,"BEZPIECZNE","B63820",5902956357328,"BiTflame® 1000 FE180/PH120/E90","2x2,5 RE","Ognioodporne, bezhalogenowe, kable energetyczne i sygnalizacyjne 0,6/1kV","BITNER","KMT",1,16285,"PLN",0.23,null,null,null,null,null,null,null,"n01",null,"EC003251","27.32.13","8544 49 99","https://bitner.com.pl/data/t4_text/649x234_03160930117_BiTflame%201000.PNG","https://bitner.com.pl/data/t4txt_photos/103319270922_BiTflame%C2%AE1000%20%20FE180_PH120_E90.pdf"]
[355,null,"BEZPIECZNE","B63821",5902956357335,"BiTflame® 1000 FE180/PH120/E90","2x4,0 RE","Ognioodporne, bezhalogenowe, kable energetyczne i sygnalizacyjne 0,6/1kV","BITNER","KMT",1,22507,"PLN",0.23,null,null,null,null,null,null,null,"n01",null,"EC003251","27.32.13","8544 49 99","https://bitner.com.pl/data/t4_text/649x234_03160930117_BiTflame%201000.PNG","https://bitner.com.pl/data/t4txt_photos/103319270922_BiTflame%C2%AE1000%20%20FE180_PH120_E90.pdf"]
[356,null,"BEZPIECZNE","B63822",5902956357342,"BiTflame® 1000 FE180/PH120/E90","2x6,0 RE","Ognioodporne, bezhalogenowe, kable energetyczne i sygnalizacyjne 0,6/1kV","BITNER","KMT",1,30420,"PLN",0.23,null,null,null,null,null,null,null,"n01",null,"EC003251","27.32.13","8544 49 99","https://bitner.com.pl/data/t4_text/649x234_03160930117_BiTflame%201000.PNG","https://bitner.com.pl/data/t4txt_photos/103319270922_BiTflame%C2%AE1000%20%20FE180_PH120_E90.pdf"]
[357,null,"BEZPIECZNE","B63823",5902956357359,"BiTflame® 1000 FE180/PH120/E90","2x10 RE","Ognioodporne, bezhalogenowe, kable energetyczne i sygnalizacyjne 0,6/1kV","BITNER","KMT",1,44477,"PLN",0.23,null,null,null,null,null,null,null,"n01",null,"EC003251","27.32.13","8544 49 99","https://bitner.com.pl/data/t4_text/649x234_03160930117_BiTflame%201000.PNG","https://bitner.com.pl/data/t4txt_photos/103319270922_BiTflame%C2%AE1000%20%20FE180_PH120_E90.pdf"]
[358,null,"BEZPIECZNE","B63824",5902956357366,"BiTflame® 1000 FE180/PH120/E90","2x16 RE","Ognioodporne, bezhalogenowe, kable energetyczne i sygnalizacyjne 0,6/1kV","BITNER","KMT",1,68812,"PLN",0.23,null,null,null,null,null,null,null,"n01",null,"EC003251","27.32.13","8544 49 99","https://bitner.com.pl/data/t4_text/649x234_03160930117_BiTflame%201000.PNG","https://bitner.com.pl/data/t4txt_photos/103319270922_BiTflame%C2%AE1000%20%20FE180_PH120_E90.pdf"]
[359,null,"BEZPIECZNE","B63825",5902956357373,"BiTflame® 1000 FE180/PH120/E90","2x25 RM","Ognioodporne, bezhalogenowe, kable energetyczne i sygnalizacyjne 0,6/1kV","BITNER","KMT",1,107985,"PLN",0.23,null,null,null,null,null,null,null,"n01",null,"EC003251","27.32.13","8544 49 99","https://bitner.com.pl/data/t4_text/649x234_03160930117_BiTflame%201000.PNG","https://bitner.com.pl/data/t4txt_photos/103319270922_BiTflame%C2%AE1000%20%20FE180_PH120_E90.pdf"]
[360,null,"BEZPIECZNE","B63826",5902956357380,"BiTflame® 1000 FE180/PH120/E90","2x35 RM","Ognioodporne, bezhalogenowe, kable energetyczne i sygnalizacyjne 0,6/1kV","BITNER","KMT",1,141996,"PLN",0.23,null,null,null,null,null,null,null,"n01",null,"EC003251","27.32.13","8544 49 99","https://bitner.com.pl/data/t4_text/649x234_03160930117_BiTflame%201000.PNG","https://bitner.com.pl/data/t4txt_photos/103319270922_BiTflame%C2%AE1000%20%20FE180_PH120_E90.pdf"]
[361,null,"BEZPIECZNE","B63827",5902956357397,"BiTflame® 1000 FE180/PH120/E90","2x50 RM","Ognioodporne, bezhalogenowe, kable energetyczne i sygnalizacyjne 0,6/1kV","BITNER","KMT",1,200889,"PLN",0.23,null,null,null,null,null,null,null,"n01",null,"EC003251","27.32.13","8544 49 99","https://bitner.com.pl/data/t4_text/649x234_03160930117_BiTflame%201000.PNG","https://bitner.com.pl/data/t4txt_photos/103319270922_BiTflame%C2%AE1000%20%20FE180_PH120_E90.pdf"]
[362,null,"BEZPIECZNE","B63828",5902956357403,"BiTflame® 1000 FE180/PH120/E90","2x70 RM","Ognioodporne, bezhalogenowe, kable energetyczne i sygnalizacyjne 0,6/1kV","BITNER","KMT",1,269948,"PLN",0.23,null,null,null,null,null,null,null,"n01",null,"EC003251","27.32.13","8544 49 99","https://bitner.com.pl/data/t4_text/649x234_03160930117_BiTflame%201000.PNG","https://bitner.com.pl/data/t4txt_photos/103319270922_BiTflame%C2%AE1000%20%20FE180_PH120_E90.pdf"]
[363,null,"BEZPIECZNE","B63895",5902956358028,"BiTflame® 1000 FE180/PH120/E90","3G1,5 RE","Ognioodporne, bezhalogenowe, kable zasilające i sygnalizacyjne, 0,6/1kV","BITNER","KMT",1,15984,"PLN",0.23,null,null,null,null,null,null,null,"n01",null,"EC003251","27.32.13","8544 49 99","https://bitner.com.pl/data/t4_text/649x234_03160930117_BiTflame%201000.PNG","https://bitner.com.pl/data/t4txt_photos/103319270922_BiTflame%C2%AE1000%20%20FE180_PH120_E90.pdf"]
[364,null,"BEZPIECZNE","B63896",5902956358035,"BiTflame® 1000 FE180/PH120/E90","3G2,5 RE","Ognioodporne, bezhalogenowe, kable zasilające i sygnalizacyjne, 0,6/1kV","BITNER","KMT",1,22091,"PLN",0.23,null,null,null,null,null,null,null,"n01",null,"EC003251","27.32.13","8544 49 99","https://bitner.com.pl/data/t4_text/649x234_03160930117_BiTflame%201000.PNG","https://bitner.com.pl/data/t4txt_photos/103319270922_BiTflame%C2%AE1000%20%20FE180_PH120_E90.pdf"]
[365,null,"BEZPIECZNE","B63897",5902956358042,"BiTflame® 1000 FE180/PH120/E90","3G4,0 RE","Ognioodporne, bezhalogenowe, kable zasilające i sygnalizacyjne, 0,6/1kV","BITNER","KMT",1,31070,"PLN",0.23,null,null,null,null,null,null,null,"n01",null,"EC003251","27.32.13","8544 49 99","https://bitner.com.pl/data/t4_text/649x234_03160930117_BiTflame%201000.PNG","https://bitner.com.pl/data/t4txt_photos/103319270922_BiTflame%C2%AE1000%20%20FE180_PH120_E90.pdf"]
[366,null,"BEZPIECZNE","B63898",5902956358059,"BiTflame® 1000 FE180/PH120/E90","3G6,0 RE","Ognioodporne, bezhalogenowe, kable zasilające i sygnalizacyjne, 0,6/1kV","BITNER","KMT",1,43239,"PLN",0.23,null,null,null,null,null,null,null,"n01",null,"EC003251","27.32.13","8544 49 99","https://bitner.com.pl/data/t4_text/649x234_03160930117_BiTflame%201000.PNG","https://bitner.com.pl/data/t4txt_photos/103319270922_BiTflame%C2%AE1000%20%20FE180_PH120_E90.pdf"]
[367,null,"BEZPIECZNE","B63899",5902956358066,"BiTflame® 1000 FE180/PH120/E90","3G10 RE","Ognioodporne, bezhalogenowe, kable energetyczne i sygnalizacyjne 0,6/1kV","BITNER","KMT",1,63942,"PLN",0.23,null,null,null,null,null,null,null,"n01",null,"EC003251","27.32.13","8544 49 99","https://bitner.com.pl/data/t4_text/649x234_03160930117_BiTflame%201000.PNG","https://bitner.com.pl/data/t4txt_photos/103319270922_BiTflame%C2%AE1000%20%20FE180_PH120_E90.pdf"]
[368,null,"BEZPIECZNE","B63900",5902956358073,"BiTflame® 1000 FE180/PH120/E90","3G16 RE","Ognioodporne, bezhalogenowe, kable energetyczne i sygnalizacyjne 0,6/1kV","BITNER","KMT",1,99761,"PLN",0.23,null,null,null,null,null,null,null,"n01",null,"EC003251","27.32.13","8544 49 99","https://bitner.com.pl/data/t4_text/649x234_03160930117_BiTflame%201000.PNG","https://bitner.com.pl/data/t4txt_photos/103319270922_BiTflame%C2%AE1000%20%20FE180_PH120_E90.pdf"]
[369,null,"BEZPIECZNE","B63901",5902956358080,"BiTflame® 1000 FE180/PH120/E90","3G25 RM","Ognioodporne, bezhalogenowe, kable energetyczne i sygnalizacyjne 0,6/1kV","BITNER","KMT",1,157102,"PLN",0.23,null,null,null,null,null,null,null,"n01",null,"EC003251","27.32.13","8544 49 99","https://bitner.com.pl/data/t4_text/649x234_03160930117_BiTflame%201000.PNG","https://bitner.com.pl/data/t4txt_photos/103319270922_BiTflame%C2%AE1000%20%20FE180_PH120_E90.pdf"]
[370,null,"BEZPIECZNE","B63902",5902956358097,"BiTflame® 1000 FE180/PH120/E90","3G35 RM","Ognioodporne, bezhalogenowe, kable energetyczne i sygnalizacyjne 0,6/1kV","BITNER","KMT",1,207186,"PLN",0.23,null,null,null,null,null,null,null,"n01",null,"EC003251","27.32.13","8544 49 99","https://bitner.com.pl/data/t4_text/649x234_03160930117_BiTflame%201000.PNG","https://bitner.com.pl/data/t4txt_photos/103319270922_BiTflame%C2%AE1000%20%20FE180_PH120_E90.pdf"]
[371,null,"BEZPIECZNE","B63903",5902956358103,"BiTflame® 1000 FE180/PH120/E90","3G50 RM","Ognioodporne, bezhalogenowe, kable energetyczne i sygnalizacyjne 0,6/1kV","BITNER","KMT",1,293861,"PLN",0.23,null,null,null,null,null,null,null,"n01",null,"EC003251","27.32.13","8544 49 99","https://bitner.com.pl/data/t4_text/649x234_03160930117_BiTflame%201000.PNG","https://bitner.com.pl/data/t4txt_photos/103319270922_BiTflame%C2%AE1000%20%20FE180_PH120_E90.pdf"]
[372,null,"BEZPIECZNE","B63904",5902956358110,"BiTflame® 1000 FE180/PH120/E90","3G70 RM","Ognioodporne, bezhalogenowe, kable energetyczne i sygnalizacyjne 0,6/1kV","BITNER","KMT",1,395888,"PLN",0.23,null,null,null,null,null,null,null,"n01",null,"EC003251","27.32.13","8544 49 99","https://bitner.com.pl/data/t4_text/649x234_03160930117_BiTflame%201000.PNG","https://bitner.com.pl/data/t4txt_photos/103319270922_BiTflame%C2%AE1000%20%20FE180_PH120_E90.pdf"]
[373,null,"BEZPIECZNE","B63905",5902956358127,"BiTflame® 1000 FE180/PH120/E90","3G95 RM","Ognioodporne, bezhalogenowe, kable energetyczne i sygnalizacyjne 0,6/1kV","BITNER","KMT",1,548098,"PLN",0.23,null,null,null,null,null,null,null,"n01",null,"EC003251","27.32.13","8544 49 99","https://bitner.com.pl/data/t4_text/649x234_03160930117_BiTflame%201000.PNG","https://bitner.com.pl/data/t4txt_photos/103319270922_BiTflame%C2%AE1000%20%20FE180_PH120_E90.pdf"]
[374,null,"BEZPIECZNE","B63906",5902956358134,"BiTflame® 1000 FE180/PH120/E90","3G120 RM","Ognioodporne, bezhalogenowe, kable energetyczne i sygnalizacyjne 0,6/1kV","BITNER","KMT",1,666797,"PLN",0.23,null,null,null,null,null,null,null,"n01",null,"EC003251","27.32.13","8544 49 99","https://bitner.com.pl/data/t4_text/649x234_03160930117_BiTflame%201000.PNG","https://bitner.com.pl/data/t4txt_photos/103319270922_BiTflame%C2%AE1000%20%20FE180_PH120_E90.pdf"]
[375,null,"BEZPIECZNE","B63907",5902956358141,"BiTflame® 1000 FE180/PH120/E90","3G150 RM","Ognioodporne, bezhalogenowe, kable energetyczne i sygnalizacyjne 0,6/1kV","BITNER","KMT",1,855148,"PLN",0.23,null,null,null,null,null,null,null,"n01",null,"EC003251","27.32.13","8544 49 99","https://bitner.com.pl/data/t4_text/649x234_03160930117_BiTflame%201000.PNG","https://bitner.com.pl/data/t4txt_photos/103319270922_BiTflame%C2%AE1000%20%20FE180_PH120_E90.pdf"]
[376,null,"BEZPIECZNE","B63908",5902956358158,"BiTflame® 1000 FE180/PH120/E90","3G185 RM","Ognioodporne, bezhalogenowe, kable energetyczne i sygnalizacyjne 0,6/1kV","BITNER","KMT",1,1037713,"PLN",0.23,null,null,null,null,null,null,null,"n01",null,"EC003251","27.32.13","8544 49 99","https://bitner.com.pl/data/t4_text/649x234_03160930117_BiTflame%201000.PNG","https://bitner.com.pl/data/t4txt_photos/103319270922_BiTflame%C2%AE1000%20%20FE180_PH120_E90.pdf"]
[377,null,"BEZPIECZNE","B63909",5902956358165,"BiTflame® 1000 FE180/PH120/E90","3G240 RM","Ognioodporne, bezhalogenowe, kable energetyczne i sygnalizacyjne 0,6/1kV","BITNER","KMT",1,1328496,"PLN",0.23,null,null,null,null,null,null,null,"n01",null,"EC003251","27.32.13","8544 49 99","https://bitner.com.pl/data/t4_text/649x234_03160930117_BiTflame%201000.PNG","https://bitner.com.pl/data/t4txt_photos/103319270922_BiTflame%C2%AE1000%20%20FE180_PH120_E90.pdf"]
[378,null,"BEZPIECZNE","B63910",5902956358172,"BiTflame® 1000 FE180/PH120/E90","4G1,5 RE","Ognioodporne, bezhalogenowe, kable zasilające i sygnalizacyjne, 0,6/1kV","BITNER","KMT",1,20751,"PLN",0.23,null,null,null,null,null,null,null,"n01",null,"EC003251","27.32.13","8544 49 99","https://bitner.com.pl/data/t4_text/649x234_03160930117_BiTflame%201000.PNG","https://bitner.com.pl/data/t4txt_photos/103319270922_BiTflame%C2%AE1000%20%20FE180_PH120_E90.pdf"]
[379,null,"BEZPIECZNE","B63911",5902956358189,"BiTflame® 1000 FE180/PH120/E90","4G2,5 RE","Ognioodporne, bezhalogenowe, kable zasilające i sygnalizacyjne, 0,6/1kV","BITNER","KMT",1,28880,"PLN",0.23,null,null,null,null,null,null,null,"n01",null,"EC003251","27.32.13","8544 49 99","https://bitner.com.pl/data/t4_text/649x234_03160930117_BiTflame%201000.PNG","https://bitner.com.pl/data/t4txt_photos/103319270922_BiTflame%C2%AE1000%20%20FE180_PH120_E90.pdf"]
[380,null,"BEZPIECZNE","B63912",5902956358196,"BiTflame® 1000 FE180/PH120/E90","4G4,0 RE","Ognioodporne, bezhalogenowe, kable zasilające i sygnalizacyjne, 0,6/1kV","BITNER","KMT",1,40776,"PLN",0.23,null,null,null,null,null,null,null,"n01",null,"EC003251","27.32.13","8544 49 99","https://bitner.com.pl/data/t4_text/649x234_03160930117_BiTflame%201000.PNG","https://bitner.com.pl/data/t4txt_photos/103319270922_BiTflame%C2%AE1000%20%20FE180_PH120_E90.pdf"]
[381,null,"BEZPIECZNE","B63913",5902956358202,"BiTflame® 1000 FE180/PH120/E90","4G6,0 RE","Ognioodporne, bezhalogenowe, kable zasilające i sygnalizacyjne, 0,6/1kV","BITNER","KMT",1,56908,"PLN",0.23,null,null,null,null,null,null,null,"n01",null,"EC003251","27.32.13","8544 49 99","https://bitner.com.pl/data/t4_text/649x234_03160930117_BiTflame%201000.PNG","https://bitner.com.pl/data/t4txt_photos/103319270922_BiTflame%C2%AE1000%20%20FE180_PH120_E90.pdf"]
[382,null,"BEZPIECZNE","B63914",5902956358219,"BiTflame® 1000 FE180/PH120/E90","4G10 RE","Ognioodporne, bezhalogenowe, kable energetyczne i sygnalizacyjne 0,6/1kV","BITNER","KMT",1,84521,"PLN",0.23,null,null,null,null,null,null,null,"n01",null,"EC003251","27.32.13","8544 49 99","https://bitner.com.pl/data/t4_text/649x234_03160930117_BiTflame%201000.PNG","https://bitner.com.pl/data/t4txt_photos/103319270922_BiTflame%C2%AE1000%20%20FE180_PH120_E90.pdf"]
[383,null,"BEZPIECZNE","B63915",5902956358226,"BiTflame® 1000 FE180/PH120/E90","4G16 RE","Ognioodporne, bezhalogenowe, kable energetyczne i sygnalizacyjne 0,6/1kV","BITNER","KMT",1,132198,"PLN",0.23,null,null,null,null,null,null,null,"n01",null,"EC003251","27.32.13","8544 49 99","https://bitner.com.pl/data/t4_text/649x234_03160930117_BiTflame%201000.PNG","https://bitner.com.pl/data/t4txt_photos/103319270922_BiTflame%C2%AE1000%20%20FE180_PH120_E90.pdf"]
[384,null,"BEZPIECZNE","B63916",5902956358233,"BiTflame® 1000 FE180/PH120/E90","4G25 RM","Ognioodporne, bezhalogenowe, kable energetyczne i sygnalizacyjne 0,6/1kV","BITNER","KMT",1,208481,"PLN",0.23,null,null,null,null,null,null,null,"n01",null,"EC003251","27.32.13","8544 49 99","https://bitner.com.pl/data/t4_text/649x234_03160930117_BiTflame%201000.PNG","https://bitner.com.pl/data/t4txt_photos/103319270922_BiTflame%C2%AE1000%20%20FE180_PH120_E90.pdf"]
[385,null,"BEZPIECZNE","B63917",5902956358240,"BiTflame® 1000 FE180/PH120/E90","4G35 RM","Ognioodporne, bezhalogenowe, kable energetyczne i sygnalizacyjne 0,6/1kV","BITNER","KMT",1,275395,"PLN",0.23,null,null,null,null,null,null,null,"n01",null,"EC003251","27.32.13","8544 49 99","https://bitner.com.pl/data/t4_text/649x234_03160930117_BiTflame%201000.PNG","https://bitner.com.pl/data/t4txt_photos/103319270922_BiTflame%C2%AE1000%20%20FE180_PH120_E90.pdf"]
[386,null,"BEZPIECZNE","B63918",5902956358257,"BiTflame® 1000 FE180/PH120/E90","4G50 RM","Ognioodporne, bezhalogenowe, kable energetyczne i sygnalizacyjne 0,6/1kV","BITNER","KMT",1,391251,"PLN",0.23,null,null,null,null,null,null,null,"n01",null,"EC003251","27.32.13","8544 49 99","https://bitner.com.pl/data/t4_text/649x234_03160930117_BiTflame%201000.PNG","https://bitner.com.pl/data/t4txt_photos/103319270922_BiTflame%C2%AE1000%20%20FE180_PH120_E90.pdf"]
[387,null,"BEZPIECZNE","B63919",5902956358264,"BiTflame® 1000 FE180/PH120/E90","4G70 RM","Ognioodporne, bezhalogenowe, kable energetyczne i sygnalizacyjne 0,6/1kV","BITNER","KMT",1,527274,"PLN",0.23,null,null,null,null,null,null,null,"n01",null,"EC003251","27.32.13","8544 49 99","https://bitner.com.pl/data/t4_text/649x234_03160930117_BiTflame%201000.PNG","https://bitner.com.pl/data/t4txt_photos/103319270922_BiTflame%C2%AE1000%20%20FE180_PH120_E90.pdf"]
[388,null,"BEZPIECZNE","B63920",5902956358271,"BiTflame® 1000 FE180/PH120/E90","4G95 RM","Ognioodporne, bezhalogenowe, kable energetyczne i sygnalizacyjne 0,6/1kV","BITNER","KMT",1,730551,"PLN",0.23,null,null,null,null,null,null,null,"n01",null,"EC003251","27.32.13","8544 49 99","https://bitner.com.pl/data/t4_text/649x234_03160930117_BiTflame%201000.PNG","https://bitner.com.pl/data/t4txt_photos/103319270922_BiTflame%C2%AE1000%20%20FE180_PH120_E90.pdf"]
[389,null,"BEZPIECZNE","B63921",5902956358288,"BiTflame® 1000 FE180/PH120/E90","4G120 RM","Ognioodporne, bezhalogenowe, kable energetyczne i sygnalizacyjne 0,6/1kV","BITNER","KMT",1,888520,"PLN",0.23,null,null,null,null,null,null,null,"n01",null,"EC003251","27.32.13","8544 49 99","https://bitner.com.pl/data/t4_text/649x234_03160930117_BiTflame%201000.PNG","https://bitner.com.pl/data/t4txt_photos/103319270922_BiTflame%C2%AE1000%20%20FE180_PH120_E90.pdf"]
[390,null,"BEZPIECZNE","B63922",5902956358295,"BiTflame® 1000 FE180/PH120/E90","4G150 RM","Ognioodporne, bezhalogenowe, kable energetyczne i sygnalizacyjne 0,6/1kV","BITNER","KMT",1,1139740,"PLN",0.23,null,null,null,null,null,null,null,"n01",null,"EC003251","27.32.13","8544 49 99","https://bitner.com.pl/data/t4_text/649x234_03160930117_BiTflame%201000.PNG","https://bitner.com.pl/data/t4txt_photos/103319270922_BiTflame%C2%AE1000%20%20FE180_PH120_E90.pdf"]
[391,null,"BEZPIECZNE","B63923",5902956358301,"BiTflame® 1000 FE180/PH120/E90","4G185 RM","Ognioodporne, bezhalogenowe, kable energetyczne i sygnalizacyjne 0,6/1kV","BITNER","KMT",1,1394532,"PLN",0.23,null,null,null,null,null,null,null,"n01",null,"EC003251","27.32.13","8544 49 99","https://bitner.com.pl/data/t4_text/649x234_03160930117_BiTflame%201000.PNG","https://bitner.com.pl/data/t4txt_photos/103319270922_BiTflame%C2%AE1000%20%20FE180_PH120_E90.pdf"]
[392,null,"BEZPIECZNE","B63924",5902956358318,"BiTflame® 1000 FE180/PH120/E90","4G240 RM","Ognioodporne, bezhalogenowe, kable energetyczne i sygnalizacyjne 0,6/1kV","BITNER","KMT",1,1771039,"PLN",0.23,null,null,null,null,null,null,null,"n01",null,"EC003251","27.32.13","8544 49 99","https://bitner.com.pl/data/t4_text/649x234_03160930117_BiTflame%201000.PNG","https://bitner.com.pl/data/t4txt_photos/103319270922_BiTflame%C2%AE1000%20%20FE180_PH120_E90.pdf"]
[393,null,"BEZPIECZNE","B63925",5902956358325,"BiTflame® 1000 FE180/PH120/E90","5G1,5 RE","Ognioodporne, bezhalogenowe, kable zasilające i sygnalizacyjne, 0,6/1kV","BITNER","KMT",1,25611,"PLN",0.23,null,null,null,null,null,null,null,"n01",null,"EC003251","27.32.13","8544 49 99","https://bitner.com.pl/data/t4_text/649x234_03160930117_BiTflame%201000.PNG","https://bitner.com.pl/data/t4txt_photos/103319270922_BiTflame%C2%AE1000%20%20FE180_PH120_E90.pdf"]
[394,null,"BEZPIECZNE","B63926",5902956358332,"BiTflame® 1000 FE180/PH120/E90","5G2,5 RE","Ognioodporne, bezhalogenowe, kable zasilające i sygnalizacyjne, 0,6/1kV","BITNER","KMT",1,35745,"PLN",0.23,null,null,null,null,null,null,null,"n01",null,"EC003251","27.32.13","8544 49 99","https://bitner.com.pl/data/t4_text/649x234_03160930117_BiTflame%201000.PNG","https://bitner.com.pl/data/t4txt_photos/103319270922_BiTflame%C2%AE1000%20%20FE180_PH120_E90.pdf"]
[395,null,"BEZPIECZNE","B63927",5902956358349,"BiTflame® 1000 FE180/PH120/E90","5G4,0 RE","Ognioodporne, bezhalogenowe, kable zasilające i sygnalizacyjne, 0,6/1kV","BITNER","KMT",1,50677,"PLN",0.23,null,null,null,null,null,null,null,"n01",null,"EC003251","27.32.13","8544 49 99","https://bitner.com.pl/data/t4_text/649x234_03160930117_BiTflame%201000.PNG","https://bitner.com.pl/data/t4txt_photos/103319270922_BiTflame%C2%AE1000%20%20FE180_PH120_E90.pdf"]
[396,null,"BEZPIECZNE","B63928",5902956358356,"BiTflame® 1000 FE180/PH120/E90","5G6,0 RE","Ognioodporne, bezhalogenowe, kable zasilające i sygnalizacyjne, 0,6/1kV","BITNER","KMT",1,69729,"PLN",0.23,null,null,null,null,null,null,null,"n01",null,"EC003251","27.32.13","8544 49 99","https://bitner.com.pl/data/t4_text/649x234_03160930117_BiTflame%201000.PNG","https://bitner.com.pl/data/t4txt_photos/103319270922_BiTflame%C2%AE1000%20%20FE180_PH120_E90.pdf"]
[397,null,"BEZPIECZNE","B63929",5902956358363,"BiTflame® 1000 FE180/PH120/E90","5G10 RE","Ognioodporne, bezhalogenowe, kable zasilające i sygnalizacyjne, 0,6/1kV","BITNER","KMT",1,103913,"PLN",0.23,null,null,null,null,null,null,null,"n01",null,"EC003251","27.32.13","8544 49 99","https://bitner.com.pl/data/t4_text/649x234_03160930117_BiTflame%201000.PNG","https://bitner.com.pl/data/t4txt_photos/103319270922_BiTflame%C2%AE1000%20%20FE180_PH120_E90.pdf"]
[398,null,"BEZPIECZNE","B63930",5902956358370,"BiTflame® 1000 FE180/PH120/E90","5G16 RE","Ognioodporne, bezhalogenowe, kable zasilające i sygnalizacyjne, 0,6/1kV","BITNER","KMT",1,163032,"PLN",0.23,null,null,null,null,null,null,null,"n01",null,"EC003251","27.32.13","8544 49 99","https://bitner.com.pl/data/t4_text/649x234_03160930117_BiTflame%201000.PNG","https://bitner.com.pl/data/t4txt_photos/103319270922_BiTflame%C2%AE1000%20%20FE180_PH120_E90.pdf"]
[399,null,"BEZPIECZNE","B63931",5902956358387,"BiTflame® 1000 FE180/PH120/E90","5G25 RM","Ognioodporne, bezhalogenowe, kable zasilające i sygnalizacyjne, 0,6/1kV","BITNER","KMT",1,257317,"PLN",0.23,null,null,null,null,null,null,null,"n01",null,"EC003251","27.32.13","8544 49 99","https://bitner.com.pl/data/t4_text/649x234_03160930117_BiTflame%201000.PNG","https://bitner.com.pl/data/t4txt_photos/103319270922_BiTflame%C2%AE1000%20%20FE180_PH120_E90.pdf"]
[400,null,"BEZPIECZNE","B63932",5902956358394,"BiTflame® 1000 FE180/PH120/E90","5G35 RM","Ognioodporne, bezhalogenowe, kable zasilające i sygnalizacyjne, 0,6/1kV","BITNER","KMT",1,340584,"PLN",0.23,null,null,null,null,null,null,null,"n01",null,"EC003251","27.32.13","8544 49 99","https://bitner.com.pl/data/t4_text/649x234_03160930117_BiTflame%201000.PNG","https://bitner.com.pl/data/t4txt_photos/103319270922_BiTflame%C2%AE1000%20%20FE180_PH120_E90.pdf"]
[401,null,"BEZPIECZNE","B63933",5902956358400,"BiTflame® 1000 FE180/PH120/E90","5G50 RM","Ognioodporne, bezhalogenowe, kable energetyczne i sygnalizacyjne 0,6/1kV","BITNER","KMT",1,484829,"PLN",0.23,null,null,null,null,null,null,null,"n01",null,"EC003251","27.32.13","8544 49 99","https://bitner.com.pl/data/t4_text/649x234_03160930117_BiTflame%201000.PNG","https://bitner.com.pl/data/t4txt_photos/103319270922_BiTflame%C2%AE1000%20%20FE180_PH120_E90.pdf"]
[402,null,"BEZPIECZNE","B63934",5902956358417,"BiTflame® 1000 FE180/PH120/E90","5G70 RM","Ognioodporne, bezhalogenowe, kable energetyczne i sygnalizacyjne 0,6/1kV","BITNER","KMT",1,684697,"PLN",0.23,null,null,null,null,null,null,null,"n01",null,"EC003251","27.32.13","8544 49 99","https://bitner.com.pl/data/t4_text/649x234_03160930117_BiTflame%201000.PNG","https://bitner.com.pl/data/t4txt_photos/103319270922_BiTflame%C2%AE1000%20%20FE180_PH120_E90.pdf"]
[403,null,"BEZPIECZNE","B63935",5902956358424,"BiTflame® 1000 FE180/PH120/E90","5G95 RM","Ognioodporne, bezhalogenowe, kable energetyczne i sygnalizacyjne 0,6/1kV","BITNER","KMT",1,906563,"PLN",0.23,null,null,null,null,null,null,null,"n01",null,"EC003251","27.32.13","8544 49 99","https://bitner.com.pl/data/t4_text/649x234_03160930117_BiTflame%201000.PNG","https://bitner.com.pl/data/t4txt_photos/103319270922_BiTflame%C2%AE1000%20%20FE180_PH120_E90.pdf"]
[404,null,"BEZPIECZNE","B63936",5902956358431,"BiTflame® 1000 FE180/PH120/E90","5G120 RM","Ognioodporne, bezhalogenowe, kable energetyczne i sygnalizacyjne 0,6/1kV","BITNER","KMT",1,1102629,"PLN",0.23,null,null,null,null,null,null,null,"n01",null,"EC003251","27.32.13","8544 49 99","https://bitner.com.pl/data/t4_text/649x234_03160930117_BiTflame%201000.PNG","https://bitner.com.pl/data/t4txt_photos/103319270922_BiTflame%C2%AE1000%20%20FE180_PH120_E90.pdf"]
[405,null,"BEZPIECZNE","B63937",5902956358448,"BiTflame® 1000 FE180/PH120/E90","5G150 RM","Ognioodporne, bezhalogenowe, kable energetyczne i sygnalizacyjne 0,6/1kV","BITNER","KMT",1,1414427,"PLN",0.23,null,null,null,null,null,null,null,"n01",null,"EC003251","27.32.13","8544 49 99","https://bitner.com.pl/data/t4_text/649x234_03160930117_BiTflame%201000.PNG","https://bitner.com.pl/data/t4txt_photos/103319270922_BiTflame%C2%AE1000%20%20FE180_PH120_E90.pdf"]
[406,null,"BEZPIECZNE","B63938",5902956358455,"BiTflame® 1000 FE180/PH120/E90","5G185 RM","Ognioodporne, bezhalogenowe, kable energetyczne i sygnalizacyjne 0,6/1kV","BITNER","KMT",1,1716952,"PLN",0.23,null,null,null,null,null,null,null,"n01",null,"EC003251","27.32.13","8544 49 99","https://bitner.com.pl/data/t4_text/649x234_03160930117_BiTflame%201000.PNG","https://bitner.com.pl/data/t4txt_photos/103319270922_BiTflame%C2%AE1000%20%20FE180_PH120_E90.pdf"]
[407,null,"BEZPIECZNE","B63942",5902956358479,"BiTflame® 1000 FE180/PH120/E90","7G1,5 RE","Ognioodporne, bezhalogenowe, kable zasilające i sygnalizacyjne, 0,6/1kV","BITNER","KMT",1,34272,"PLN",0.23,null,null,null,null,null,null,null,"n01",null,"EC003251","27.32.13","8544 49 99","https://bitner.com.pl/data/t4_text/649x234_03160930117_BiTflame%201000.PNG","https://bitner.com.pl/data/t4txt_photos/103319270922_BiTflame%C2%AE1000%20%20FE180_PH120_E90.pdf"]
[408,null,"BEZPIECZNE","B63943",5902956358486,"BiTflame® 1000 FE180/PH120/E90","7G2,5 RE","Ognioodporne, bezhalogenowe, kable zasilające i sygnalizacyjne, 0,6/1kV","BITNER","KMT",1,48291,"PLN",0.23,null,null,null,null,null,null,null,"n01",null,"EC003251","27.32.13","8544 49 99","https://bitner.com.pl/data/t4_text/649x234_03160930117_BiTflame%201000.PNG","https://bitner.com.pl/data/t4txt_photos/103319270922_BiTflame%C2%AE1000%20%20FE180_PH120_E90.pdf"]
[409,null,"BEZPIECZNE","B63944",5902956358493,"BiTflame® 1000 FE180/PH120/E90","7G4,0 RE","Ognioodporne, bezhalogenowe, kable energetyczne i sygnalizacyjne 0,6/1kV","BITNER","KMT",1,68888,"PLN",0.23,null,null,null,null,null,null,null,"n01",null,"EC003251","27.32.13","8544 49 99","https://bitner.com.pl/data/t4_text/649x234_03160930117_BiTflame%201000.PNG","https://bitner.com.pl/data/t4txt_photos/103319270922_BiTflame%C2%AE1000%20%20FE180_PH120_E90.pdf"]
[410,null,"BEZPIECZNE","B63945",5902956358509,"BiTflame® 1000 FE180/PH120/E90","7G6,0 RE","Ognioodporne, bezhalogenowe, kable energetyczne i sygnalizacyjne 0,6/1kV","BITNER","KMT",1,95276,"PLN",0.23,null,null,null,null,null,null,null,"n01",null,"EC003251","27.32.13","8544 49 99","https://bitner.com.pl/data/t4_text/649x234_03160930117_BiTflame%201000.PNG","https://bitner.com.pl/data/t4txt_photos/103319270922_BiTflame%C2%AE1000%20%20FE180_PH120_E90.pdf"]
[411,null,"BEZPIECZNE","B63946",5902956358516,"BiTflame® 1000 FE180/PH120/E90","7G10 RE","Ognioodporne, bezhalogenowe, kable energetyczne i sygnalizacyjne 0,6/1kV","BITNER","KMT",1,142726,"PLN",0.23,null,null,null,null,null,null,null,"n01",null,"EC003251","27.32.13","8544 49 99","https://bitner.com.pl/data/t4_text/649x234_03160930117_BiTflame%201000.PNG","https://bitner.com.pl/data/t4txt_photos/103319270922_BiTflame%C2%AE1000%20%20FE180_PH120_E90.pdf"]
[412,null,"BEZPIECZNE","B63947",5902956358523,"BiTflame® 1000 FE180/PH120/E90","10G1,5 RE","Ognioodporne, bezhalogenowe, kable energetyczne i sygnalizacyjne 0,6/1kV","BITNER","KMT",1,48923,"PLN",0.23,null,null,null,null,null,null,null,"n01",null,"EC003251","27.32.13","8544 49 99","https://bitner.com.pl/data/t4_text/649x234_03160930117_BiTflame%201000.PNG","https://bitner.com.pl/data/t4txt_photos/103319270922_BiTflame%C2%AE1000%20%20FE180_PH120_E90.pdf"]
[413,null,"BEZPIECZNE","B63948",5902956358530,"BiTflame® 1000 FE180/PH120/E90","10G2,5 RE","Ognioodporne, bezhalogenowe, kable energetyczne i sygnalizacyjne 0,6/1kV","BITNER","KMT",1,68983,"PLN",0.23,null,null,null,null,null,null,null,"n01",null,"EC003251","27.32.13","8544 49 99","https://bitner.com.pl/data/t4_text/649x234_03160930117_BiTflame%201000.PNG","https://bitner.com.pl/data/t4txt_photos/103319270922_BiTflame%C2%AE1000%20%20FE180_PH120_E90.pdf"]
[414,null,"BEZPIECZNE","B63949",5902956358547,"BiTflame® 1000 FE180/PH120/E90","10G4,0 RE","Ognioodporne, bezhalogenowe, kable energetyczne i sygnalizacyjne 0,6/1kV","BITNER","KMT",1,98543,"PLN",0.23,null,null,null,null,null,null,null,"n01",null,"EC003251","27.32.13","8544 49 99","https://bitner.com.pl/data/t4_text/649x234_03160930117_BiTflame%201000.PNG","https://bitner.com.pl/data/t4txt_photos/103319270922_BiTflame%C2%AE1000%20%20FE180_PH120_E90.pdf"]
[415,null,"BEZPIECZNE","B63950",5902956358554,"BiTflame® 1000 FE180/PH120/E90","12G1,5 RE","Ognioodporne, bezhalogenowe, kable energetyczne i sygnalizacyjne 0,6/1kV","BITNER","KMT",1,57248,"PLN",0.23,null,null,null,null,null,null,null,"n01",null,"EC003251","27.32.13","8544 49 99","https://bitner.com.pl/data/t4_text/649x234_03160930117_BiTflame%201000.PNG","https://bitner.com.pl/data/t4txt_photos/103319270922_BiTflame%C2%AE1000%20%20FE180_PH120_E90.pdf"]
[416,null,"BEZPIECZNE","B63951",5902956358561,"BiTflame® 1000 FE180/PH120/E90","12G2,5 RE","Ognioodporne, bezhalogenowe, kable energetyczne i sygnalizacyjne 0,6/1kV","BITNER","KMT",1,81106,"PLN",0.23,null,null,null,null,null,null,null,"n01",null,"EC003251","27.32.13","8544 49 99","https://bitner.com.pl/data/t4_text/649x234_03160930117_BiTflame%201000.PNG","https://bitner.com.pl/data/t4txt_photos/103319270922_BiTflame%C2%AE1000%20%20FE180_PH120_E90.pdf"]
[417,null,"BEZPIECZNE","B63952",5902956358578,"BiTflame® 1000 FE180/PH120/E90","12G4,0 RE","Ognioodporne, bezhalogenowe, kable energetyczne i sygnalizacyjne 0,6/1kV","BITNER","KMT",1,116293,"PLN",0.23,null,null,null,null,null,null,null,"n01",null,"EC003251","27.32.13","8544 49 99","https://bitner.com.pl/data/t4_text/649x234_03160930117_BiTflame%201000.PNG","https://bitner.com.pl/data/t4txt_photos/103319270922_BiTflame%C2%AE1000%20%20FE180_PH120_E90.pdf"]
[418,null,"BEZPIECZNE","B63953",5902956358585,"BiTflame® 1000 FE180/PH120/E90","14G1,5 RE","Ognioodporne, bezhalogenowe, kable energetyczne i sygnalizacyjne 0,6/1kV","BITNER","KMT",1,67075,"PLN",0.23,null,null,null,null,null,null,null,"n01",null,"EC003251","27.32.13","8544 49 99","https://bitner.com.pl/data/t4_text/649x234_03160930117_BiTflame%201000.PNG","https://bitner.com.pl/data/t4txt_photos/103319270922_BiTflame%C2%AE1000%20%20FE180_PH120_E90.pdf"]
[419,null,"BEZPIECZNE","B63954",5902956358592,"BiTflame® 1000 FE180/PH120/E90","14G2,5 RE","Ognioodporne, bezhalogenowe, kable energetyczne i sygnalizacyjne 0,6/1kV","BITNER","KMT",1,94973,"PLN",0.23,null,null,null,null,null,null,null,"n01",null,"EC003251","27.32.13","8544 49 99","https://bitner.com.pl/data/t4_text/649x234_03160930117_BiTflame%201000.PNG","https://bitner.com.pl/data/t4txt_photos/103319270922_BiTflame%C2%AE1000%20%20FE180_PH120_E90.pdf"]
[420,null,"BEZPIECZNE","B63955",5902956358608,"BiTflame® 1000 FE180/PH120/E90","14G4,0 RE","Ognioodporne, bezhalogenowe, kable energetyczne i sygnalizacyjne 0,6/1kV","BITNER","KMT",1,136067,"PLN",0.23,null,null,null,null,null,null,null,"n01",null,"EC003251","27.32.13","8544 49 99","https://bitner.com.pl/data/t4_text/649x234_03160930117_BiTflame%201000.PNG","https://bitner.com.pl/data/t4txt_photos/103319270922_BiTflame%C2%AE1000%20%20FE180_PH120_E90.pdf"]
[421,null,"BEZPIECZNE","B63956",5902956358615,"BiTflame® 1000 FE180/PH120/E90","19G1,5 RE","Ognioodporne, bezhalogenowe, kable energetyczne i sygnalizacyjne 0,6/1kV","BITNER","KMT",1,89346,"PLN",0.23,null,null,null,null,null,null,null,"n01",null,"EC003251","27.32.13","8544 49 99","https://bitner.com.pl/data/t4_text/649x234_03160930117_BiTflame%201000.PNG","https://bitner.com.pl/data/t4txt_photos/103319270922_BiTflame%C2%AE1000%20%20FE180_PH120_E90.pdf"]
[422,null,"BEZPIECZNE","B63957",5902956358622,"BiTflame® 1000 FE180/PH120/E90","19G2,5 RE","Ognioodporne, bezhalogenowe, kable energetyczne i sygnalizacyjne 0,6/1kV","BITNER","KMT",1,126996,"PLN",0.23,null,null,null,null,null,null,null,"n01",null,"EC003251","27.32.13","8544 49 99","https://bitner.com.pl/data/t4_text/649x234_03160930117_BiTflame%201000.PNG","https://bitner.com.pl/data/t4txt_photos/103319270922_BiTflame%C2%AE1000%20%20FE180_PH120_E90.pdf"]
[423,null,"BEZPIECZNE","B63958",5902956358639,"BiTflame® 1000 FE180/PH120/E90","19G4,0 RE","Ognioodporne, bezhalogenowe, kable energetyczne i sygnalizacyjne 0,6/1kV","BITNER","KMT",1,182564,"PLN",0.23,null,null,null,null,null,null,null,"n01",null,"EC003251","27.32.13","8544 49 99","https://bitner.com.pl/data/t4_text/649x234_03160930117_BiTflame%201000.PNG","https://bitner.com.pl/data/t4txt_photos/103319270922_BiTflame%C2%AE1000%20%20FE180_PH120_E90.pdf"]
[424,null,"BEZPIECZNE","B63959",5902956358646,"BiTflame® 1000 FE180/PH120/E90","24G1,5 RE","Ognioodporne, bezhalogenowe, kable energetyczne i sygnalizacyjne 0,6/1kV","BITNER","KMT",1,112789,"PLN",0.23,null,null,null,null,null,null,null,"n01",null,"EC003251","27.32.13","8544 49 99","https://bitner.com.pl/data/t4_text/649x234_03160930117_BiTflame%201000.PNG","https://bitner.com.pl/data/t4txt_photos/103319270922_BiTflame%C2%AE1000%20%20FE180_PH120_E90.pdf"]
[425,null,"BEZPIECZNE","B63960",5902956358653,"BiTflame® 1000 FE180/PH120/E90","24G2,5 RE","Ognioodporne, bezhalogenowe, kable energetyczne i sygnalizacyjne 0,6/1kV","BITNER","KMT",1,160596,"PLN",0.23,null,null,null,null,null,null,null,"n01",null,"EC003251","27.32.13","8544 49 99","https://bitner.com.pl/data/t4_text/649x234_03160930117_BiTflame%201000.PNG","https://bitner.com.pl/data/t4txt_photos/103319270922_BiTflame%C2%AE1000%20%20FE180_PH120_E90.pdf"]
[426,null,"BEZPIECZNE","B63961",5902956358660,"BiTflame® 1000 FE180/PH120/E90","30G1,5 RE","Ognioodporne, bezhalogenowe, kable energetyczne i sygnalizacyjne 0,6/1kV","BITNER","KMT",1,138873,"PLN",0.23,null,null,null,null,null,null,null,"n01",null,"EC003251","27.32.13","8544 49 99","https://bitner.com.pl/data/t4_text/649x234_03160930117_BiTflame%201000.PNG","https://bitner.com.pl/data/t4txt_photos/103319270922_BiTflame%C2%AE1000%20%20FE180_PH120_E90.pdf"]
[427,null,"BEZPIECZNE","B63962",5902956358677,"BiTflame® 1000 FE180/PH120/E90","30G2,5 RE","Ognioodporne, bezhalogenowe, kable energetyczne i sygnalizacyjne 0,6/1kV","BITNER","KMT",1,198641,"PLN",0.23,null,null,null,null,null,null,null,"n01",null,"EC003251","27.32.13","8544 49 99","https://bitner.com.pl/data/t4_text/649x234_03160930117_BiTflame%201000.PNG","https://bitner.com.pl/data/t4txt_photos/103319270922_BiTflame%C2%AE1000%20%20FE180_PH120_E90.pdf"]
[428,null,"BEZPIECZNE","B63963",5902956358684,"BiTflame® 1000 FE180/PH120/E90","48G1,5 RE","Ognioodporne, bezhalogenowe, kable energetyczne i sygnalizacyjne 0,6/1kV","BITNER","KMT",1,220319,"PLN",0.23,null,null,null,null,null,null,null,"n01",null,"EC003251","27.32.13","8544 49 99","https://bitner.com.pl/data/t4_text/649x234_03160930117_BiTflame%201000.PNG","https://bitner.com.pl/data/t4txt_photos/103319270922_BiTflame%C2%AE1000%20%20FE180_PH120_E90.pdf"]
[429,null,"BEZPIECZNE","B63964",5902956358691,"BiTflame® 1000 FE180/PH120/E90","48G2,5 RE","Ognioodporne, bezhalogenowe, kable energetyczne i sygnalizacyjne 0,6/1kV","BITNER","KMT",1,315757,"PLN",0.23,null,null,null,null,null,null,null,"n01",null,"EC003251","27.32.13","8544 49 99","https://bitner.com.pl/data/t4_text/649x234_03160930117_BiTflame%201000.PNG","https://bitner.com.pl/data/t4txt_photos/103319270922_BiTflame%C2%AE1000%20%20FE180_PH120_E90.pdf"]
[430,null,"BEZPIECZNE","B63740",5902956353788,"BiTflame® 1000 C FE180/PH120/E90","2x1,5RE/1,5","Ognioodporne, bezhalogenowe, kable energetyczne i sygnalizacyjne z żyłą koncentryczną 0,6/1kV","BITNER","KMT",1,21836,"PLN",0.23,null,null,null,null,null,null,null,"n01",null,"EC003251","27.32.13","8544 49 99","https://bitner.com.pl/data/t4_text/649x234_03121830117_BiTflame%201000C.PNG","https://bitner.com.pl/data/t4txt_photos/104241270922_BiTflame%C2%AE1000C%20%20FE180_PH120_E90.pdf"]
[431,null,"BEZPIECZNE","B63741",5902956353795,"BiTflame® 1000 C FE180/PH120/E90","2x2,5RE/2,5","Ognioodporne, bezhalogenowe, kable energetyczne i sygnalizacyjne z żyłą koncentryczną 0,6/1kV","BITNER","KMT",1,28380,"PLN",0.23,null,null,null,null,null,null,null,"n01",null,"EC003251","27.32.13","8544 49 99","https://bitner.com.pl/data/t4_text/649x234_03121830117_BiTflame%201000C.PNG","https://bitner.com.pl/data/t4txt_photos/104241270922_BiTflame%C2%AE1000C%20%20FE180_PH120_E90.pdf"]
[432,null,"BEZPIECZNE","B63742",5902956353801,"BiTflame® 1000 C FE180/PH120/E90","2x4,0RE/4,0","Ognioodporne, bezhalogenowe, kable energetyczne i sygnalizacyjne z żyłą koncentryczną 0,6/1kV","BITNER","KMT",1,38718,"PLN",0.23,null,null,null,null,null,null,null,"n01",null,"EC003251","27.32.13","8544 49 99","https://bitner.com.pl/data/t4_text/649x234_03121830117_BiTflame%201000C.PNG","https://bitner.com.pl/data/t4txt_photos/104241270922_BiTflame%C2%AE1000C%20%20FE180_PH120_E90.pdf"]
[433,null,"BEZPIECZNE","B63743",5902956353818,"BiTflame® 1000 C FE180/PH120/E90","2x6,0RE/6,0","Ognioodporne, bezhalogenowe, kable energetyczne i sygnalizacyjne z żyłą koncentryczną 0,6/1kV","BITNER","KMT",1,51566,"PLN",0.23,null,null,null,null,null,null,null,"n01",null,"EC003251","27.32.13","8544 49 99","https://bitner.com.pl/data/t4_text/649x234_03121830117_BiTflame%201000C.PNG","https://bitner.com.pl/data/t4txt_photos/104241270922_BiTflame%C2%AE1000C%20%20FE180_PH120_E90.pdf"]
[434,null,"BEZPIECZNE","B63744",5902956353825,"BiTflame® 1000 C FE180/PH120/E90","2x10RE/10","Ognioodporne, bezhalogenowe, kable energetyczne i sygnalizacyjne z żyłą koncentryczną 0,6/1kV","BITNER","KMT",1,71786,"PLN",0.23,null,null,null,null,null,null,null,"n01",null,"EC003251","27.32.13","8544 49 99","https://bitner.com.pl/data/t4_text/649x234_03121830117_BiTflame%201000C.PNG","https://bitner.com.pl/data/t4txt_photos/104241270922_BiTflame%C2%AE1000C%20%20FE180_PH120_E90.pdf"]
[435,null,"BEZPIECZNE","B63745",5902956353832,"BiTflame® 1000 C FE180/PH120/E90","2x16RE/16","Ognioodporne, bezhalogenowe, kable energetyczne i sygnalizacyjne z żyłą koncentryczną 0,6/1kV","BITNER","KMT",1,110059,"PLN",0.23,null,null,null,null,null,null,null,"n01",null,"EC003251","27.32.13","8544 49 99","https://bitner.com.pl/data/t4_text/649x234_03121830117_BiTflame%201000C.PNG","https://bitner.com.pl/data/t4txt_photos/104241270922_BiTflame%C2%AE1000C%20%20FE180_PH120_E90.pdf"]
[436,null,"BEZPIECZNE","B63746",5902956353849,"BiTflame® 1000 C FE180/PH120/E90","2x25RM/16","Ognioodporne, bezhalogenowe, kable energetyczne i sygnalizacyjne z żyłą koncentryczną 0,6/1kV","BITNER","KMT",1,153696,"PLN",0.23,null,null,null,null,null,null,null,"n01",null,"EC003251","27.32.13","8544 49 99","https://bitner.com.pl/data/t4_text/649x234_03121830117_BiTflame%201000C.PNG","https://bitner.com.pl/data/t4txt_photos/104241270922_BiTflame%C2%AE1000C%20%20FE180_PH120_E90.pdf"]
[437,null,"BEZPIECZNE","B63747",5902956353856,"BiTflame® 1000 C FE180/PH120/E90","2x35RM/16","Ognioodporne, bezhalogenowe, kable energetyczne i sygnalizacyjne z żyłą koncentryczną 0,6/1kV","BITNER","KMT",1,191126,"PLN",0.23,null,null,null,null,null,null,null,"n01",null,"EC003251","27.32.13","8544 49 99","https://bitner.com.pl/data/t4_text/649x234_03121830117_BiTflame%201000C.PNG","https://bitner.com.pl/data/t4txt_photos/104241270922_BiTflame%C2%AE1000C%20%20FE180_PH120_E90.pdf"]
[438,null,"BEZPIECZNE","B63748",5902956353863,"BiTflame® 1000 C FE180/PH120/E90","2x50RM/25","Ognioodporne, bezhalogenowe, kable energetyczne i sygnalizacyjne z żyłą koncentryczną 0,6/1kV","BITNER","KMT",1,269672,"PLN",0.23,null,null,null,null,null,null,null,"n01",null,"EC003251","27.32.13","8544 49 99","https://bitner.com.pl/data/t4_text/649x234_03121830117_BiTflame%201000C.PNG","https://bitner.com.pl/data/t4txt_photos/104241270922_BiTflame%C2%AE1000C%20%20FE180_PH120_E90.pdf"]
[439,null,"BEZPIECZNE","B63749",5902956353870,"BiTflame® 1000 C FE180/PH120/E90","2x70RM/35","Ognioodporne, bezhalogenowe, kable energetyczne i sygnalizacyjne z żyłą koncentryczną 0,6/1kV","BITNER","KMT",1,364722,"PLN",0.23,null,null,null,null,null,null,null,"n01",null,"EC003251","27.32.13","8544 49 99","https://bitner.com.pl/data/t4_text/649x234_03121830117_BiTflame%201000C.PNG","https://bitner.com.pl/data/t4txt_photos/104241270922_BiTflame%C2%AE1000C%20%20FE180_PH120_E90.pdf"]
[440,null,"BEZPIECZNE","B63750",5902956353887,"BiTflame® 1000 C FE180/PH120/E90","3x1,5RE/1,5","Ognioodporne, bezhalogenowe, kable energetyczne i sygnalizacyjne z żyłą koncentryczną 0,6/1kV","BITNER","KMT",1,26246,"PLN",0.23,null,null,null,null,null,null,null,"n01",null,"EC003251","27.32.13","8544 49 99","https://bitner.com.pl/data/t4_text/649x234_03121830117_BiTflame%201000C.PNG","https://bitner.com.pl/data/t4txt_photos/104241270922_BiTflame%C2%AE1000C%20%20FE180_PH120_E90.pdf"]
[441,null,"BEZPIECZNE","B63751",5902956353894,"BiTflame® 1000 C FE180/PH120/E90","3x2,5RE/2,5","Ognioodporne, bezhalogenowe, kable energetyczne i sygnalizacyjne z żyłą koncentryczną 0,6/1kV","BITNER","KMT",1,34884,"PLN",0.23,null,null,null,null,null,null,null,"n01",null,"EC003251","27.32.13","8544 49 99","https://bitner.com.pl/data/t4_text/649x234_03121830117_BiTflame%201000C.PNG","https://bitner.com.pl/data/t4txt_photos/104241270922_BiTflame%C2%AE1000C%20%20FE180_PH120_E90.pdf"]
[442,null,"BEZPIECZNE","B63752",5902956353900,"BiTflame® 1000 C FE180/PH120/E90","3x4,0RE/4,0","Ognioodporne, bezhalogenowe, kable energetyczne i sygnalizacyjne z żyłą koncentryczną 0,6/1kV","BITNER","KMT",1,48270,"PLN",0.23,null,null,null,null,null,null,null,"n01",null,"EC003251","27.32.13","8544 49 99","https://bitner.com.pl/data/t4_text/649x234_03121830117_BiTflame%201000C.PNG","https://bitner.com.pl/data/t4txt_photos/104241270922_BiTflame%C2%AE1000C%20%20FE180_PH120_E90.pdf"]
[443,null,"BEZPIECZNE","B63753",5902956353917,"BiTflame® 1000 C FE180/PH120/E90","3x6,0RE/6,0","Ognioodporne, bezhalogenowe, kable energetyczne i sygnalizacyjne z żyłą koncentryczną 0,6/1kV","BITNER","KMT",1,65896,"PLN",0.23,null,null,null,null,null,null,null,"n01",null,"EC003251","27.32.13","8544 49 99","https://bitner.com.pl/data/t4_text/649x234_03121830117_BiTflame%201000C.PNG","https://bitner.com.pl/data/t4txt_photos/104241270922_BiTflame%C2%AE1000C%20%20FE180_PH120_E90.pdf"]
[444,null,"BEZPIECZNE","B63754",5902956353924,"BiTflame® 1000 C FE180/PH120/E90","3x10RE/10","Ognioodporne, bezhalogenowe, kable energetyczne i sygnalizacyjne z żyłą koncentryczną 0,6/1kV","BITNER","KMT",1,92880,"PLN",0.23,null,null,null,null,null,null,null,"n01",null,"EC003251","27.32.13","8544 49 99","https://bitner.com.pl/data/t4_text/649x234_03121830117_BiTflame%201000C.PNG","https://bitner.com.pl/data/t4txt_photos/104241270922_BiTflame%C2%AE1000C%20%20FE180_PH120_E90.pdf"]
[445,null,"BEZPIECZNE","B63755",5902956353931,"BiTflame® 1000 C FE180/PH120/E90","3x16RE/16","Ognioodporne, bezhalogenowe, kable energetyczne i sygnalizacyjne z żyłą koncentryczną 0,6/1kV","BITNER","KMT",1,143564,"PLN",0.23,null,null,null,null,null,null,null,"n01",null,"EC003251","27.32.13","8544 49 99","https://bitner.com.pl/data/t4_text/649x234_03121830117_BiTflame%201000C.PNG","https://bitner.com.pl/data/t4txt_photos/104241270922_BiTflame%C2%AE1000C%20%20FE180_PH120_E90.pdf"]
[446,null,"BEZPIECZNE","B63756",5902956353948,"BiTflame® 1000 C FE180/PH120/E90","3x25RM/16","Ognioodporne, bezhalogenowe, kable energetyczne i sygnalizacyjne z żyłą koncentryczną 0,6/1kV","BITNER","KMT",1,206856,"PLN",0.23,null,null,null,null,null,null,null,"n01",null,"EC003251","27.32.13","8544 49 99","https://bitner.com.pl/data/t4_text/649x234_03121830117_BiTflame%201000C.PNG","https://bitner.com.pl/data/t4txt_photos/104241270922_BiTflame%C2%AE1000C%20%20FE180_PH120_E90.pdf"]
[447,null,"BEZPIECZNE","B63757",5902956353955,"BiTflame® 1000 C FE180/PH120/E90","3x35RM/16","Ognioodporne, bezhalogenowe, kable energetyczne i sygnalizacyjne z żyłą koncentryczną 0,6/1kV","BITNER","KMT",1,261707,"PLN",0.23,null,null,null,null,null,null,null,"n01",null,"EC003251","27.32.13","8544 49 99","https://bitner.com.pl/data/t4_text/649x234_03121830117_BiTflame%201000C.PNG","https://bitner.com.pl/data/t4txt_photos/104241270922_BiTflame%C2%AE1000C%20%20FE180_PH120_E90.pdf"]
[448,null,"BEZPIECZNE","B63758",5902956353962,"BiTflame® 1000 C FE180/PH120/E90","3x50RM/25","Ognioodporne, bezhalogenowe, kable energetyczne i sygnalizacyjne z żyłą koncentryczną 0,6/1kV","BITNER","KMT",1,369132,"PLN",0.23,null,null,null,null,null,null,null,"n01",null,"EC003251","27.32.13","8544 49 99","https://bitner.com.pl/data/t4_text/649x234_03121830117_BiTflame%201000C.PNG","https://bitner.com.pl/data/t4txt_photos/104241270922_BiTflame%C2%AE1000C%20%20FE180_PH120_E90.pdf"]
[449,null,"BEZPIECZNE","B63759",5902956353979,"BiTflame® 1000 C FE180/PH120/E90","3x70RM/35","Ognioodporne, bezhalogenowe, kable energetyczne i sygnalizacyjne z żyłą koncentryczną 0,6/1kV","BITNER","KMT",1,499603,"PLN",0.23,null,null,null,null,null,null,null,"n01",null,"EC003251","27.32.13","8544 49 99","https://bitner.com.pl/data/t4_text/649x234_03121830117_BiTflame%201000C.PNG","https://bitner.com.pl/data/t4txt_photos/104241270922_BiTflame%C2%AE1000C%20%20FE180_PH120_E90.pdf"]
[450,null,"BEZPIECZNE","B63760",5902956353986,"BiTflame® 1000 C FE180/PH120/E90","3x95RM/50","Ognioodporne, bezhalogenowe, kable energetyczne i sygnalizacyjne z żyłą koncentryczną 0,6/1kV","BITNER","KMT",1,686037,"PLN",0.23,null,null,null,null,null,null,null,"n01",null,"EC003251","27.32.13","8544 49 99","https://bitner.com.pl/data/t4_text/649x234_03121830117_BiTflame%201000C.PNG","https://bitner.com.pl/data/t4txt_photos/104241270922_BiTflame%C2%AE1000C%20%20FE180_PH120_E90.pdf"]
[451,null,"BEZPIECZNE","B63761",5902956353993,"BiTflame® 1000 C FE180/PH120/E90","3x120RM/70","Ognioodporne, bezhalogenowe, kable energetyczne i sygnalizacyjne z żyłą koncentryczną 0,6/1kV","BITNER","KMT",1,853895,"PLN",0.23,null,null,null,null,null,null,null,"n01",null,"EC003251","27.32.13","8544 49 99","https://bitner.com.pl/data/t4_text/649x234_03121830117_BiTflame%201000C.PNG","https://bitner.com.pl/data/t4txt_photos/104241270922_BiTflame%C2%AE1000C%20%20FE180_PH120_E90.pdf"]
[452,null,"BEZPIECZNE","B63762",5902956354006,"BiTflame® 1000 C FE180/PH120/E90","3x150RM/70","Ognioodporne, bezhalogenowe, kable energetyczne i sygnalizacyjne z żyłą koncentryczną 0,6/1kV","BITNER","KMT",1,1058249,"PLN",0.23,null,null,null,null,null,null,null,"n01",null,"EC003251","27.32.13","8544 49 99","https://bitner.com.pl/data/t4_text/649x234_03121830117_BiTflame%201000C.PNG","https://bitner.com.pl/data/t4txt_photos/104241270922_BiTflame%C2%AE1000C%20%20FE180_PH120_E90.pdf"]
[453,null,"BEZPIECZNE","B63763",5902956354013,"BiTflame® 1000 C FE180/PH120/E90","3x185RM/95","Ognioodporne, bezhalogenowe, kable energetyczne i sygnalizacyjne z żyłą koncentryczną 0,6/1kV","BITNER","KMT",1,1305357,"PLN",0.23,null,null,null,null,null,null,null,"n01",null,"EC003251","27.32.13","8544 49 99","https://bitner.com.pl/data/t4_text/649x234_03121830117_BiTflame%201000C.PNG","https://bitner.com.pl/data/t4txt_photos/104241270922_BiTflame%C2%AE1000C%20%20FE180_PH120_E90.pdf"]
[454,null,"BEZPIECZNE","B63764",5902956354020,"BiTflame® 1000 C FE180/PH120/E90","3x240RM/120","Ognioodporne, bezhalogenowe, kable energetyczne i sygnalizacyjne z żyłą koncentryczną 0,6/1kV","BITNER","KMT",1,1664094,"PLN",0.23,null,null,null,null,null,null,null,"n01",null,"EC003251","27.32.13","8544 49 99","https://bitner.com.pl/data/t4_text/649x234_03121830117_BiTflame%201000C.PNG","https://bitner.com.pl/data/t4txt_photos/104241270922_BiTflame%C2%AE1000C%20%20FE180_PH120_E90.pdf"]
[455,null,"BEZPIECZNE","B63767",5902956354037,"BiTflame® 1000 C FE180/PH120/E90","4x1,5RE/1,5","Ognioodporne, bezhalogenowe, kable energetyczne i sygnalizacyjne z żyłą koncentryczną 0,6/1kV","BITNER","KMT",1,31967,"PLN",0.23,null,null,null,null,null,null,null,"n01",null,"EC003251","27.32.13","8544 49 99","https://bitner.com.pl/data/t4_text/649x234_03121830117_BiTflame%201000C.PNG","https://bitner.com.pl/data/t4txt_photos/104241270922_BiTflame%C2%AE1000C%20%20FE180_PH120_E90.pdf"]
[456,null,"BEZPIECZNE","B63768",5902956354044,"BiTflame® 1000 C FE180/PH120/E90","4x2,5RE/2,5","Ognioodporne, bezhalogenowe, kable energetyczne i sygnalizacyjne z żyłą koncentryczną 0,6/1kV","BITNER","KMT",1,43429,"PLN",0.23,null,null,null,null,null,null,null,"n01",null,"EC003251","27.32.13","8544 49 99","https://bitner.com.pl/data/t4_text/649x234_03121830117_BiTflame%201000C.PNG","https://bitner.com.pl/data/t4txt_photos/104241270922_BiTflame%C2%AE1000C%20%20FE180_PH120_E90.pdf"]
[457,null,"BEZPIECZNE","B63769",5902956354051,"BiTflame® 1000 C FE180/PH120/E90","4x4,0RE/4,0","Ognioodporne, bezhalogenowe, kable energetyczne i sygnalizacyjne z żyłą koncentryczną 0,6/1kV","BITNER","KMT",1,59599,"PLN",0.23,null,null,null,null,null,null,null,"n01",null,"EC003251","27.32.13","8544 49 99","https://bitner.com.pl/data/t4_text/649x234_03121830117_BiTflame%201000C.PNG","https://bitner.com.pl/data/t4txt_photos/104241270922_BiTflame%C2%AE1000C%20%20FE180_PH120_E90.pdf"]
[458,null,"BEZPIECZNE","B63770",5902956354068,"BiTflame® 1000 C FE180/PH120/E90","4x6,0RE/6,0","Ognioodporne, bezhalogenowe, kable energetyczne i sygnalizacyjne z żyłą koncentryczną 0,6/1kV","BITNER","KMT",1,81682,"PLN",0.23,null,null,null,null,null,null,null,"n01",null,"EC003251","27.32.13","8544 49 99","https://bitner.com.pl/data/t4_text/649x234_03121830117_BiTflame%201000C.PNG","https://bitner.com.pl/data/t4txt_photos/104241270922_BiTflame%C2%AE1000C%20%20FE180_PH120_E90.pdf"]
[459,null,"BEZPIECZNE","B63771",5902956354075,"BiTflame® 1000 C FE180/PH120/E90","4x10RE/10","Ognioodporne, bezhalogenowe, kable energetyczne i sygnalizacyjne z żyłą koncentryczną 0,6/1kV","BITNER","KMT",1,115649,"PLN",0.23,null,null,null,null,null,null,null,"n01",null,"EC003251","27.32.13","8544 49 99","https://bitner.com.pl/data/t4_text/649x234_03121830117_BiTflame%201000C.PNG","https://bitner.com.pl/data/t4txt_photos/104241270922_BiTflame%C2%AE1000C%20%20FE180_PH120_E90.pdf"]
[460,null,"BEZPIECZNE","B63772",5902956354082,"BiTflame® 1000 C FE180/PH120/E90","4x16RE/16","Ognioodporne, bezhalogenowe, kable energetyczne i sygnalizacyjne z żyłą koncentryczną 0,6/1kV","BITNER","KMT",1,179221,"PLN",0.23,null,null,null,null,null,null,null,"n01",null,"EC003251","27.32.13","8544 49 99","https://bitner.com.pl/data/t4_text/649x234_03121830117_BiTflame%201000C.PNG","https://bitner.com.pl/data/t4txt_photos/104241270922_BiTflame%C2%AE1000C%20%20FE180_PH120_E90.pdf"]
[461,null,"BEZPIECZNE","B63773",5902956357007,"BiTflame® 1000 C FE180/PH120/E90","4x25RM/16","Ognioodporne, bezhalogenowe, kable energetyczne i sygnalizacyjne z żyłą koncentryczną 0,6/1kV","BITNER","KMT",1,263076,"PLN",0.23,null,null,null,null,null,null,null,"n01",null,"EC003251","27.32.13","8544 49 99","https://bitner.com.pl/data/t4_text/649x234_03121830117_BiTflame%201000C.PNG","https://bitner.com.pl/data/t4txt_photos/104241270922_BiTflame%C2%AE1000C%20%20FE180_PH120_E90.pdf"]
[462,null,"BEZPIECZNE","B63774",5902956357014,"BiTflame® 1000 C FE180/PH120/E90","4x35RM/16","Ognioodporne, bezhalogenowe, kable energetyczne i sygnalizacyjne z żyłą koncentryczną 0,6/1kV","BITNER","KMT",1,336344,"PLN",0.23,null,null,null,null,null,null,null,"n01",null,"EC003251","27.32.13","8544 49 99","https://bitner.com.pl/data/t4_text/649x234_03121830117_BiTflame%201000C.PNG","https://bitner.com.pl/data/t4txt_photos/104241270922_BiTflame%C2%AE1000C%20%20FE180_PH120_E90.pdf"]
[463,null,"BEZPIECZNE","B63775",5902956357021,"BiTflame® 1000 C FE180/PH120/E90","4x50RM/25","Ognioodporne, bezhalogenowe, kable energetyczne i sygnalizacyjne z żyłą koncentryczną 0,6/1kV","BITNER","KMT",1,474206,"PLN",0.23,null,null,null,null,null,null,null,"n01",null,"EC003251","27.32.13","8544 49 99","https://bitner.com.pl/data/t4_text/649x234_03121830117_BiTflame%201000C.PNG","https://bitner.com.pl/data/t4txt_photos/104241270922_BiTflame%C2%AE1000C%20%20FE180_PH120_E90.pdf"]
[464,null,"BEZPIECZNE","B63776",5902956357038,"BiTflame® 1000 C FE180/PH120/E90","4x70RM/35","Ognioodporne, bezhalogenowe, kable energetyczne i sygnalizacyjne z żyłą koncentryczną 0,6/1kV","BITNER","KMT",1,641317,"PLN",0.23,null,null,null,null,null,null,null,"n01",null,"EC003251","27.32.13","8544 49 99","https://bitner.com.pl/data/t4_text/649x234_03121830117_BiTflame%201000C.PNG","https://bitner.com.pl/data/t4txt_photos/104241270922_BiTflame%C2%AE1000C%20%20FE180_PH120_E90.pdf"]
[465,null,"BEZPIECZNE","B63777",5902956357045,"BiTflame® 1000 C FE180/PH120/E90","4x95RM/50","Ognioodporne, bezhalogenowe, kable energetyczne i sygnalizacyjne z żyłą koncentryczną 0,6/1kV","BITNER","KMT",1,882328,"PLN",0.23,null,null,null,null,null,null,null,"n01",null,"EC003251","27.32.13","8544 49 99","https://bitner.com.pl/data/t4_text/649x234_03121830117_BiTflame%201000C.PNG","https://bitner.com.pl/data/t4txt_photos/104241270922_BiTflame%C2%AE1000C%20%20FE180_PH120_E90.pdf"]
[466,null,"BEZPIECZNE","B63778",5902956357052,"BiTflame® 1000 C FE180/PH120/E90","4x120RM/70","Ognioodporne, bezhalogenowe, kable energetyczne i sygnalizacyjne z żyłą koncentryczną 0,6/1kV","BITNER","KMT",1,1092724,"PLN",0.23,null,null,null,null,null,null,null,"n01",null,"EC003251","27.32.13","8544 49 99","https://bitner.com.pl/data/t4_text/649x234_03121830117_BiTflame%201000C.PNG","https://bitner.com.pl/data/t4txt_photos/104241270922_BiTflame%C2%AE1000C%20%20FE180_PH120_E90.pdf"]
[467,null,"BEZPIECZNE","B63779",5902956357069,"BiTflame® 1000 C FE180/PH120/E90","4x150RM/70","Ognioodporne, bezhalogenowe, kable energetyczne i sygnalizacyjne z żyłą koncentryczną 0,6/1kV","BITNER","KMT",1,1364823,"PLN",0.23,null,null,null,null,null,null,null,"n01",null,"EC003251","27.32.13","8544 49 99","https://bitner.com.pl/data/t4_text/649x234_03121830117_BiTflame%201000C.PNG","https://bitner.com.pl/data/t4txt_photos/104241270922_BiTflame%C2%AE1000C%20%20FE180_PH120_E90.pdf"]
[468,null,"BEZPIECZNE","B63780",5902956357076,"BiTflame® 1000 C FE180/PH120/E90","4x185RM/95","Ognioodporne, bezhalogenowe, kable energetyczne i sygnalizacyjne z żyłą koncentryczną 0,6/1kV","BITNER","KMT",1,1690519,"PLN",0.23,null,null,null,null,null,null,null,"n01",null,"EC003251","27.32.13","8544 49 99","https://bitner.com.pl/data/t4_text/649x234_03121830117_BiTflame%201000C.PNG","https://bitner.com.pl/data/t4txt_photos/104241270922_BiTflame%C2%AE1000C%20%20FE180_PH120_E90.pdf"]
[469,null,"BEZPIECZNE","B63781",5902956357083,"BiTflame® 1000 C FE180/PH120/E90","4x240RM/120","Ognioodporne, bezhalogenowe, kable energetyczne i sygnalizacyjne z żyłą koncentryczną 0,6/1kV","BITNER","KMT",1,2140982,"PLN",0.23,null,null,null,null,null,null,null,"n01",null,"EC003251","27.32.13","8544 49 99","https://bitner.com.pl/data/t4_text/649x234_03121830117_BiTflame%201000C.PNG","https://bitner.com.pl/data/t4txt_photos/104241270922_BiTflame%C2%AE1000C%20%20FE180_PH120_E90.pdf"]
[470,null,"BEZPIECZNE","B63782",5902956357090,"BiTflame® 1000 C FE180/PH120/E90","7x1,5RE/2,5","Ognioodporne, bezhalogenowe, kable energetyczne i sygnalizacyjne z żyłą koncentryczną 0,6/1kV","BITNER","KMT",1,49856,"PLN",0.23,null,null,null,null,null,null,null,"n01",null,"EC003251","27.32.13","8544 49 99","https://bitner.com.pl/data/t4_text/649x234_03121830117_BiTflame%201000C.PNG","https://bitner.com.pl/data/t4txt_photos/104241270922_BiTflame%C2%AE1000C%20%20FE180_PH120_E90.pdf"]
[471,null,"BEZPIECZNE","B63783",5902956357106,"BiTflame® 1000 C FE180/PH120/E90","7x2,5RE/2,5","Ognioodporne, bezhalogenowe, kable energetyczne i sygnalizacyjne z żyłą koncentryczną 0,6/1kV","BITNER","KMT",1,66369,"PLN",0.23,null,null,null,null,null,null,null,"n01",null,"EC003251","27.32.13","8544 49 99","https://bitner.com.pl/data/t4_text/649x234_03121830117_BiTflame%201000C.PNG","https://bitner.com.pl/data/t4txt_photos/104241270922_BiTflame%C2%AE1000C%20%20FE180_PH120_E90.pdf"]
[472,null,"BEZPIECZNE","B63784",5902956357113,"BiTflame® 1000 C FE180/PH120/E90","7x4,0RE/4,0","Ognioodporne, bezhalogenowe, kable energetyczne i sygnalizacyjne z żyłą koncentryczną 0,6/1kV","BITNER","KMT",1,91945,"PLN",0.23,null,null,null,null,null,null,null,"n01",null,"EC003251","27.32.13","8544 49 99","https://bitner.com.pl/data/t4_text/649x234_03121830117_BiTflame%201000C.PNG","https://bitner.com.pl/data/t4txt_photos/104241270922_BiTflame%C2%AE1000C%20%20FE180_PH120_E90.pdf"]
[473,null,"BEZPIECZNE","B63785",5902956357120,"BiTflame® 1000 C FE180/PH120/E90","7x6,0RE/6,0","Ognioodporne, bezhalogenowe, kable energetyczne i sygnalizacyjne z żyłą koncentryczną 0,6/1kV","BITNER","KMT",1,125185,"PLN",0.23,null,null,null,null,null,null,null,"n01",null,"EC003251","27.32.13","8544 49 99","https://bitner.com.pl/data/t4_text/649x234_03121830117_BiTflame%201000C.PNG","https://bitner.com.pl/data/t4txt_photos/104241270922_BiTflame%C2%AE1000C%20%20FE180_PH120_E90.pdf"]
[474,null,"BEZPIECZNE","B63786",5902956357137,"BiTflame® 1000 C FE180/PH120/E90","10x1,5RE/2,5","Ognioodporne, bezhalogenowe, kable energetyczne i sygnalizacyjne z żyłą koncentryczną 0,6/1kV","BITNER","KMT",1,67058,"PLN",0.23,null,null,null,null,null,null,null,"n01",null,"EC003251","27.32.13","8544 49 99","https://bitner.com.pl/data/t4_text/649x234_03121830117_BiTflame%201000C.PNG","https://bitner.com.pl/data/t4txt_photos/104241270922_BiTflame%C2%AE1000C%20%20FE180_PH120_E90.pdf"]
[475,null,"BEZPIECZNE","B63787",5902956357144,"BiTflame® 1000 C FE180/PH120/E90","12x1,5RE/2,5","Ognioodporne, bezhalogenowe, kable energetyczne i sygnalizacyjne z żyłą koncentryczną 0,6/1kV","BITNER","KMT",1,76536,"PLN",0.23,null,null,null,null,null,null,null,"n01",null,"EC003251","27.32.13","8544 49 99","https://bitner.com.pl/data/t4_text/649x234_03121830117_BiTflame%201000C.PNG","https://bitner.com.pl/data/t4txt_photos/104241270922_BiTflame%C2%AE1000C%20%20FE180_PH120_E90.pdf"]
[476,null,"BEZPIECZNE","B52000",5902956320582,"HDGs FE180/PH120/E90 300/500 V","2x1,0","Ognioodporny, bezhalogenowy przewód elektroenergetyczny, 300/500V","BITNER","KMT",1,5966,"PLN",0.23,null,null,null,null,null,null,null,"n05",null,"EC003248","27.32.13","8544 49 95","https://bitner.com.pl/data/t4_text/649x234_09234470621_HDGs-HDGs%C5%BCo-FE180-PH120-E90.jpg","https://bitner.com.pl/data/t4txt_photos/09215870621_HDGs%20HDGs%C5%BCo%20FE180%20PH120%20E90.pdf"]
[477,null,"BEZPIECZNE","B52001",5902956320599,"HDGs FE180/PH120/E90 300/500 V","2x1,5","Ognioodporny, bezhalogenowy przewód elektroenergetyczny, 300/500V","BITNER","KMT",1,8047,"PLN",0.23,null,null,null,null,null,null,null,"n05",null,"EC003248","27.32.13","8544 49 95","https://bitner.com.pl/data/t4_text/649x234_09234470621_HDGs-HDGs%C5%BCo-FE180-PH120-E90.jpg","https://bitner.com.pl/data/t4txt_photos/09215870621_HDGs%20HDGs%C5%BCo%20FE180%20PH120%20E90.pdf"]
[478,null,"BEZPIECZNE","B52002",5902956320551,"HDGs FE180/PH120/E90 300/500 V","2x2,5","Ognioodporny, bezhalogenowy przewód elektroenergetyczny, 300/500V","BITNER","KMT",1,12598,"PLN",0.23,null,null,null,null,null,null,null,"n05",null,"EC003248","27.32.13","8544 49 95","https://bitner.com.pl/data/t4_text/649x234_09234470621_HDGs-HDGs%C5%BCo-FE180-PH120-E90.jpg","https://bitner.com.pl/data/t4txt_photos/09215870621_HDGs%20HDGs%C5%BCo%20FE180%20PH120%20E90.pdf"]
[479,null,"BEZPIECZNE","B52003",5902956320643,"HDGs FE180/PH120/E90 300/500 V","2x4,0","Ognioodporny, bezhalogenowy przewód elektroenergetyczny, 300/500V","BITNER","KMT",1,19768,"PLN",0.23,null,null,null,null,null,null,null,"n05c",null,"EC003248","27.32.13","8544 49 95","https://bitner.com.pl/data/t4_text/649x234_09234470621_HDGs-HDGs%C5%BCo-FE180-PH120-E90.jpg","https://bitner.com.pl/data/t4txt_photos/09261170621_HDGsekwf%20HDGsekwf%C5%BCo%20FE180%20PH120%20E90.pdf"]
[480,null,"BEZPIECZNE","B52200",5902956322272,"HDGsekwf FE180/PH120/E90 300/500 V","2x1,0","Ognioodporny, bezhalogenowy przewód elektroenergetyczny, 300/500V","BITNER","KMT",1,7567,"PLN",0.23,null,null,null,null,null,null,null,"n05c",null,"EC003248","27.32.13","8544 49 95","https://bitner.com.pl/data/t4_text/649x234_09263270621_HDGsekwf-HDGsekwf%C5%BCo-FE180-PH120-E90.jpg","https://bitner.com.pl/data/t4txt_photos/09261170621_HDGsekwf%20HDGsekwf%C5%BCo%20FE180%20PH120%20E90.pdf"]
[481,null,"BEZPIECZNE","B52201",5902956320650,"HDGsekwf FE180/PH120/E90 300/500 V","2x1,5","Ognioodporny, bezhalogenowy przewód elektroenergetyczny, 300/500V","BITNER","KMT",1,9680,"PLN",0.23,null,null,null,null,null,null,null,"n05c",null,"EC003248","27.32.13","8544 49 95","https://bitner.com.pl/data/t4_text/649x234_09263270621_HDGsekwf-HDGsekwf%C5%BCo-FE180-PH120-E90.jpg","https://bitner.com.pl/data/t4txt_photos/09261170621_HDGsekwf%20HDGsekwf%C5%BCo%20FE180%20PH120%20E90.pdf"]
[482,null,"BEZPIECZNE","B52202",5902956643049,"HDGsekwf FE180/PH120/E90 300/500 V","2x2,5","Ognioodporny, bezhalogenowy przewód elektroenergetyczny, 300/500V","BITNER","KMT",1,14326,"PLN",0.23,null,null,null,null,null,null,null,"n05c",null,"EC003248","27.32.13","8544 49 95","https://bitner.com.pl/data/t4_text/649x234_09263270621_HDGsekwf-HDGsekwf%C5%BCo-FE180-PH120-E90.jpg","https://bitner.com.pl/data/t4txt_photos/09261170621_HDGsekwf%20HDGsekwf%C5%BCo%20FE180%20PH120%20E90.pdf"]
[483,null,"BEZPIECZNE","B52203",5902956643056,"HDGsekwf FE180/PH120/E90 300/500 V","2x4,0","Ognioodporny, bezhalogenowy przewód elektroenergetyczny, 300/500V","BITNER","KMT",1,19991,"PLN",0.23,null,null,null,null,null,null,null,"n05c",null,"EC003248","27.32.13","8544 49 95","https://bitner.com.pl/data/t4_text/649x234_09263270621_HDGsekwf-HDGsekwf%C5%BCo-FE180-PH120-E90.jpg","https://bitner.com.pl/data/t4txt_photos/09261170621_HDGsekwf%20HDGsekwf%C5%BCo%20FE180%20PH120%20E90.pdf"]
[484,null,"BEZPIECZNE","B52250",5902956643087,"HDGsekwfżo FE180/PH120/E90 300/500 V","3x1,0","Ognioodporny, bezhalogenowy przewód elektroenergetyczny, 300/500V","BITNER","KMT",1,9994,"PLN",0.23,null,null,null,null,null,null,null,"n05c",null,"EC003248","27.32.13","8544 49 95","https://bitner.com.pl/data/t4_text/649x234_09263270621_HDGsekwf-HDGsekwf%C5%BCo-FE180-PH120-E90.jpg","https://bitner.com.pl/data/t4txt_photos/09261170621_HDGsekwf%20HDGsekwf%C5%BCo%20FE180%20PH120%20E90.pdf"]
[485,null,"BEZPIECZNE","B52251",5902956643094,"HDGsekwfżo FE180/PH120/E90 300/500 V","3x1,5","Ognioodporny, bezhalogenowy przewód elektroenergetyczny, 300/500V","BITNER","KMT",1,13101,"PLN",0.23,null,null,null,null,null,null,null,"n05c",null,"EC003248","27.32.13","8544 49 95","https://bitner.com.pl/data/t4_text/649x234_09263270621_HDGsekwf-HDGsekwf%C5%BCo-FE180-PH120-E90.jpg","https://bitner.com.pl/data/t4txt_photos/09261170621_HDGsekwf%20HDGsekwf%C5%BCo%20FE180%20PH120%20E90.pdf"]
[486,null,"BEZPIECZNE","B52252",5902956643100,"HDGsekwfżo FE180/PH120/E90 300/500 V","3x2,5","Ognioodporny, bezhalogenowy przewód elektroenergetyczny, 300/500V","BITNER","KMT",1,19731,"PLN",0.23,null,null,null,null,null,null,null,"n05c",null,"EC003248","27.32.13","8544 49 95","https://bitner.com.pl/data/t4_text/649x234_09263270621_HDGsekwf-HDGsekwf%C5%BCo-FE180-PH120-E90.jpg","https://bitner.com.pl/data/t4txt_photos/09261170621_HDGsekwf%20HDGsekwf%C5%BCo%20FE180%20PH120%20E90.pdf"]
[487,null,"BEZPIECZNE","B52253",5902956643117,"HDGsekwfżo FE180/PH120/E90 300/500 V","3x4,0","Ognioodporny, bezhalogenowy przewód elektroenergetyczny, 300/500V","BITNER","KMT",1,28328,"PLN",0.23,null,null,null,null,null,null,null,"n05c",null,"EC003248","27.32.13","8544 49 95","https://bitner.com.pl/data/t4_text/649x234_09263270621_HDGsekwf-HDGsekwf%C5%BCo-FE180-PH120-E90.jpg","https://bitner.com.pl/data/t4txt_photos/09261170621_HDGsekwf%20HDGsekwf%C5%BCo%20FE180%20PH120%20E90.pdf"]
[488,null,"BEZPIECZNE","B52256",5902956643148,"HDGsekwfżo FE180/PH120/E90 300/500 V","4x1,0","Ognioodporny, bezhalogenowy przewód elektroenergetyczny, 300/500V","BITNER","KMT",1,12724,"PLN",0.23,null,null,null,null,null,null,null,"n05c",null,"EC003248","27.32.13","8544 49 95","https://bitner.com.pl/data/t4_text/649x234_09263270621_HDGsekwf-HDGsekwf%C5%BCo-FE180-PH120-E90.jpg","https://bitner.com.pl/data/t4txt_photos/09261170621_HDGsekwf%20HDGsekwf%C5%BCo%20FE180%20PH120%20E90.pdf"]
[489,null,"BEZPIECZNE","B52257",5902956643155,"HDGsekwfżo FE180/PH120/E90 300/500 V","4x1,5","Ognioodporny, bezhalogenowy przewód elektroenergetyczny, 300/500V","BITNER","KMT",1,17073,"PLN",0.23,null,null,null,null,null,null,null,"n05c",null,"EC003248","27.32.13","8544 49 95","https://bitner.com.pl/data/t4_text/649x234_09263270621_HDGsekwf-HDGsekwf%C5%BCo-FE180-PH120-E90.jpg","https://bitner.com.pl/data/t4txt_photos/09261170621_HDGsekwf%20HDGsekwf%C5%BCo%20FE180%20PH120%20E90.pdf"]
[490,null,"BEZPIECZNE","B52258",5902956643162,"HDGsekwfżo FE180/PH120/E90 300/500 V","4x2,5","Ognioodporny, bezhalogenowy przewód elektroenergetyczny, 300/500V","BITNER","KMT",1,25542,"PLN",0.23,null,null,null,null,null,null,null,"n05c",null,"EC003248","27.32.13","8544 49 95","https://bitner.com.pl/data/t4_text/649x234_09263270621_HDGsekwf-HDGsekwf%C5%BCo-FE180-PH120-E90.jpg","https://bitner.com.pl/data/t4txt_photos/09261170621_HDGsekwf%20HDGsekwf%C5%BCo%20FE180%20PH120%20E90.pdf"]
[491,null,"BEZPIECZNE","B52259",5902956643223,"HDGsekwfżo FE180/PH120/E90 300/500 V","4x4,0","Ognioodporny, bezhalogenowy przewód elektroenergetyczny, 300/500V","BITNER","KMT",1,36633,"PLN",0.23,null,null,null,null,null,null,null,"n05c",null,"EC003248","27.32.13","8544 49 95","https://bitner.com.pl/data/t4_text/649x234_09263270621_HDGsekwf-HDGsekwf%C5%BCo-FE180-PH120-E90.jpg","https://bitner.com.pl/data/t4txt_photos/09261170621_HDGsekwf%20HDGsekwf%C5%BCo%20FE180%20PH120%20E90.pdf"]
[492,null,"BEZPIECZNE","B52262",5902956643308,"HDGsekwfżo FE180/PH120/E90 300/500 V","5x1,0","Ognioodporny, bezhalogenowy przewód elektroenergetyczny, 300/500V","BITNER","KMT",1,15566,"PLN",0.23,null,null,null,null,null,null,null,"n05c",null,"EC003248","27.32.13","8544 49 95","https://bitner.com.pl/data/t4_text/649x234_09263270621_HDGsekwf-HDGsekwf%C5%BCo-FE180-PH120-E90.jpg","https://bitner.com.pl/data/t4txt_photos/09261170621_HDGsekwf%20HDGsekwf%C5%BCo%20FE180%20PH120%20E90.pdf"]
[493,null,"BEZPIECZNE","B52263",5902956643315,"HDGsekwfżo FE180/PH120/E90 300/500 V","5x1,5","Ognioodporny, bezhalogenowy przewód elektroenergetyczny, 300/500V","BITNER","KMT",1,21572,"PLN",0.23,null,null,null,null,null,null,null,"n05c",null,"EC003248","27.32.13","8544 49 95","https://bitner.com.pl/data/t4_text/649x234_09263270621_HDGsekwf-HDGsekwf%C5%BCo-FE180-PH120-E90.jpg","https://bitner.com.pl/data/t4txt_photos/09261170621_HDGsekwf%20HDGsekwf%C5%BCo%20FE180%20PH120%20E90.pdf"]
[494,null,"BEZPIECZNE","B52264",5902956643322,"HDGsekwfżo FE180/PH120/E90 300/500 V","5x2,5","Ognioodporny, bezhalogenowy przewód elektroenergetyczny, 300/500V","BITNER","KMT",1,31373,"PLN",0.23,null,null,null,null,null,null,null,"n05c",null,"EC003248","27.32.13","8544 49 95","https://bitner.com.pl/data/t4_text/649x234_09263270621_HDGsekwf-HDGsekwf%C5%BCo-FE180-PH120-E90.jpg","https://bitner.com.pl/data/t4txt_photos/09261170621_HDGsekwf%20HDGsekwf%C5%BCo%20FE180%20PH120%20E90.pdf"]
[495,null,"BEZPIECZNE","B52265",5902956643339,"HDGsekwfżo FE180/PH120/E90 300/500 V","5x4,0","Ognioodporny, bezhalogenowy przewód elektroenergetyczny, 300/500V","BITNER","KMT",1,45210,"PLN",0.23,null,null,null,null,null,null,null,"n05c",null,"EC003248","27.32.13","8544 49 95","https://bitner.com.pl/data/t4_text/649x234_09263270621_HDGsekwf-HDGsekwf%C5%BCo-FE180-PH120-E90.jpg","https://bitner.com.pl/data/t4txt_photos/09261170621_HDGsekwf%20HDGsekwf%C5%BCo%20FE180%20PH120%20E90.pdf"]
[496,null,"BEZPIECZNE","B52268",5902956643360,"HDGsekwfżo FE180/PH120/E90 300/500 V","7x1,0","Ognioodporny, bezhalogenowy przewód elektroenergetyczny, 300/500V","BITNER","KMT",1,20411,"PLN",0.23,null,null,null,null,null,null,null,"n05c",null,"EC003248","27.32.13","8544 49 95","https://bitner.com.pl/data/t4_text/649x234_09263270621_HDGsekwf-HDGsekwf%C5%BCo-FE180-PH120-E90.jpg","https://bitner.com.pl/data/t4txt_photos/09261170621_HDGsekwf%20HDGsekwf%C5%BCo%20FE180%20PH120%20E90.pdf"]
[497,null,"BEZPIECZNE","B52269",5902956643377,"HDGsekwfżo FE180/PH120/E90 300/500 V","7x1,5","Ognioodporny, bezhalogenowy przewód elektroenergetyczny, 300/500V","BITNER","KMT",1,27713,"PLN",0.23,null,null,null,null,null,null,null,"n05c",null,"EC003248","27.32.13","8544 49 95","https://bitner.com.pl/data/t4_text/649x234_09263270621_HDGsekwf-HDGsekwf%C5%BCo-FE180-PH120-E90.jpg","https://bitner.com.pl/data/t4txt_photos/09261170621_HDGsekwf%20HDGsekwf%C5%BCo%20FE180%20PH120%20E90.pdf"]
[498,null,"BEZPIECZNE","B52270",5902956643384,"HDGsekwfżo FE180/PH120/E90 300/500 V","7x2,5","Ognioodporny, bezhalogenowy przewód elektroenergetyczny, 300/500V","BITNER","KMT",1,41947,"PLN",0.23,null,null,null,null,null,null,null,"n05c",null,"EC003248","27.32.13","8544 49 95","https://bitner.com.pl/data/t4_text/649x234_09263270621_HDGsekwf-HDGsekwf%C5%BCo-FE180-PH120-E90.jpg","https://bitner.com.pl/data/t4txt_photos/09261170621_HDGsekwf%20HDGsekwf%C5%BCo%20FE180%20PH120%20E90.pdf"]
[499,null,"BEZPIECZNE","B52271",5902956643391,"HDGsekwfżo FE180/PH120/E90 300/500 V","10x1,0","Ognioodporny, bezhalogenowy przewód elektroenergetyczny, 300/500V","BITNER","KMT",1,29606,"PLN",0.23,null,null,null,null,null,null,null,"n05c",null,"EC003248","27.32.13","8544 49 95","https://bitner.com.pl/data/t4_text/649x234_09263270621_HDGsekwf-HDGsekwf%C5%BCo-FE180-PH120-E90.jpg","https://bitner.com.pl/data/t4txt_photos/09261170621_HDGsekwf%20HDGsekwf%C5%BCo%20FE180%20PH120%20E90.pdf"]
[500,null,"BEZPIECZNE","B52272",5902956643407,"HDGsekwfżo FE180/PH120/E90 300/500 V","10x1,5","Ognioodporny, bezhalogenowy przewód elektroenergetyczny, 300/500V","BITNER","KMT",1,40071,"PLN",0.23,null,null,null,null,null,null,null,"n05c",null,"EC003248","27.32.13","8544 49 95","https://bitner.com.pl/data/t4_text/649x234_09263270621_HDGsekwf-HDGsekwf%C5%BCo-FE180-PH120-E90.jpg","https://bitner.com.pl/data/t4txt_photos/09261170621_HDGsekwf%20HDGsekwf%C5%BCo%20FE180%20PH120%20E90.pdf"]
[501,null,"BEZPIECZNE","B52273",5902956643414,"HDGsekwfżo FE180/PH120/E90 300/500 V","10x2,5","Ognioodporny, bezhalogenowy przewód elektroenergetyczny, 300/500V","BITNER","KMT",1,60013,"PLN",0.23,null,null,null,null,null,null,null,"n05c",null,"EC003248","27.32.13","8544 49 95","https://bitner.com.pl/data/t4_text/649x234_09263270621_HDGsekwf-HDGsekwf%C5%BCo-FE180-PH120-E90.jpg","https://bitner.com.pl/data/t4txt_photos/09261170621_HDGsekwf%20HDGsekwf%C5%BCo%20FE180%20PH120%20E90.pdf"]
[502,null,"BEZPIECZNE","B52274",5902956643421,"HDGsekwfżo FE180/PH120/E90 300/500 V","12x1,0","Ognioodporny, bezhalogenowy przewód elektroenergetyczny, 300/500V","BITNER","KMT",1,37762,"PLN",0.23,null,null,null,null,null,null,null,"n05c",null,"EC003248","27.32.13","8544 49 95","https://bitner.com.pl/data/t4_text/649x234_09263270621_HDGsekwf-HDGsekwf%C5%BCo-FE180-PH120-E90.jpg","https://bitner.com.pl/data/t4txt_photos/09261170621_HDGsekwf%20HDGsekwf%C5%BCo%20FE180%20PH120%20E90.pdf"]
[503,null,"BEZPIECZNE","B52275",5902956643438,"HDGsekwfżo FE180/PH120/E90 300/500 V","12x1,5","Ognioodporny, bezhalogenowy przewód elektroenergetyczny, 300/500V","BITNER","KMT",1,45302,"PLN",0.23,null,null,null,null,null,null,null,"n05c",null,"EC003248","27.32.13","8544 49 95","https://bitner.com.pl/data/t4_text/649x234_09263270621_HDGsekwf-HDGsekwf%C5%BCo-FE180-PH120-E90.jpg","https://bitner.com.pl/data/t4txt_photos/09261170621_HDGsekwf%20HDGsekwf%C5%BCo%20FE180%20PH120%20E90.pdf"]
[504,null,"BEZPIECZNE","B52276",5902956643445,"HDGsekwfżo FE180/PH120/E90 300/500 V","12x2,5","Ognioodporny, bezhalogenowy przewód elektroenergetyczny, 300/500V","BITNER","KMT",1,70697,"PLN",0.23,null,null,null,null,null,null,null,"n05c",null,"EC003248","27.32.13","8544 49 95","https://bitner.com.pl/data/t4_text/649x234_09263270621_HDGsekwf-HDGsekwf%C5%BCo-FE180-PH120-E90.jpg","https://bitner.com.pl/data/t4txt_photos/09261170621_HDGsekwf%20HDGsekwf%C5%BCo%20FE180%20PH120%20E90.pdf"]
[505,null,"BEZPIECZNE","B52050",5902956326287,"HDGsżo FE180/PH120/E90 300/500 V","3x1,0","Ognioodporny, bezhalogenowy przewód elektroenergetyczny, 300/500V","BITNER","KMT",1,8395,"PLN",0.23,null,null,null,null,null,null,null,"n05",null,"EC003248","27.32.13","8544 49 95","https://bitner.com.pl/data/t4_text/649x234_09234470621_HDGs-HDGs%C5%BCo-FE180-PH120-E90.jpg","https://bitner.com.pl/data/t4txt_photos/09215870621_HDGs%20HDGs%C5%BCo%20FE180%20PH120%20E90.pdf"]
[506,null,"BEZPIECZNE","B52051",5902956320568,"HDGsżo FE180/PH120/E90 300/500 V","3x1,5","Ognioodporny, bezhalogenowy przewód elektroenergetyczny, 300/500V","BITNER","KMT",1,11448,"PLN",0.23,null,null,null,null,null,null,null,"n05",null,"EC003248","27.32.13","8544 49 95","https://bitner.com.pl/data/t4_text/649x234_09234470621_HDGs-HDGs%C5%BCo-FE180-PH120-E90.jpg","https://bitner.com.pl/data/t4txt_photos/09215870621_HDGs%20HDGs%C5%BCo%20FE180%20PH120%20E90.pdf"]
[507,null,"BEZPIECZNE","B52052",5902956320544,"HDGsżo FE180/PH120/E90 300/500 V","3x2,5","Ognioodporny, bezhalogenowy przewód elektroenergetyczny, 300/500V","BITNER","KMT",1,17986,"PLN",0.23,null,null,null,null,null,null,null,"n05",null,"EC003248","27.32.13","8544 49 95","https://bitner.com.pl/data/t4_text/649x234_09234470621_HDGs-HDGs%C5%BCo-FE180-PH120-E90.jpg","https://bitner.com.pl/data/t4txt_photos/09215870621_HDGs%20HDGs%C5%BCo%20FE180%20PH120%20E90.pdf"]
[508,null,"BEZPIECZNE","B52053",5902956322081,"HDGsżo FE180/PH120/E90 300/500 V","3x4,0","Ognioodporny, bezhalogenowy przewód elektroenergetyczny, 300/500V","BITNER","KMT",1,28842,"PLN",0.23,null,null,null,null,null,null,null,"n05c",null,"EC003248","27.32.13","8544 49 95","https://bitner.com.pl/data/t4_text/649x234_09234470621_HDGs-HDGs%C5%BCo-FE180-PH120-E90.jpg","https://bitner.com.pl/data/t4txt_photos/09215870621_HDGs%20HDGs%C5%BCo%20FE180%20PH120%20E90.pdf"]
[509,null,"BEZPIECZNE","B52056",5902956320612,"HDGsżo FE180/PH120/E90 300/500 V","4x1,0","Ognioodporny, bezhalogenowy przewód elektroenergetyczny, 300/500V","BITNER","KMT",1,11070,"PLN",0.23,null,null,null,null,null,null,null,"n05c",null,"EC003248","27.32.13","8544 49 95","https://bitner.com.pl/data/t4_text/649x234_09234470621_HDGs-HDGs%C5%BCo-FE180-PH120-E90.jpg","https://bitner.com.pl/data/t4txt_photos/09215870621_HDGs%20HDGs%C5%BCo%20FE180%20PH120%20E90.pdf"]
[510,null,"BEZPIECZNE","B52057",5902956320629,"HDGsżo FE180/PH120/E90 300/500 V","4x1,5","Ognioodporny, bezhalogenowy przewód elektroenergetyczny, 300/500V","BITNER","KMT",1,15345,"PLN",0.23,null,null,null,null,null,null,null,"n05c",null,"EC003248","27.32.13","8544 49 95","https://bitner.com.pl/data/t4_text/649x234_09234470621_HDGs-HDGs%C5%BCo-FE180-PH120-E90.jpg","https://bitner.com.pl/data/t4txt_photos/09215870621_HDGs%20HDGs%C5%BCo%20FE180%20PH120%20E90.pdf"]
[511,null,"BEZPIECZNE","B52058",5902956320636,"HDGsżo FE180/PH120/E90 300/500 V","4x2,5","Ognioodporny, bezhalogenowy przewód elektroenergetyczny, 300/500V","BITNER","KMT",1,23742,"PLN",0.23,null,null,null,null,null,null,null,"n05c",null,"EC003248","27.32.13","8544 49 95","https://bitner.com.pl/data/t4_text/649x234_09234470621_HDGs-HDGs%C5%BCo-FE180-PH120-E90.jpg","https://bitner.com.pl/data/t4txt_photos/09215870621_HDGs%20HDGs%C5%BCo%20FE180%20PH120%20E90.pdf"]
[512,null,"BEZPIECZNE","B52059",5902956643476,"HDGsżo FE180/PH120/E90 300/500 V","4x4,0","Ognioodporny, bezhalogenowy przewód elektroenergetyczny, 300/500V","BITNER","KMT",1,37872,"PLN",0.23,null,null,null,null,null,null,null,"n05c",null,"EC003248","27.32.13","8544 49 95","https://bitner.com.pl/data/t4_text/649x234_09234470621_HDGs-HDGs%C5%BCo-FE180-PH120-E90.jpg","https://bitner.com.pl/data/t4txt_photos/09215870621_HDGs%20HDGs%C5%BCo%20FE180%20PH120%20E90.pdf"]
[513,null,"BEZPIECZNE","B52062",5902956643506,"HDGsżo FE180/PH120/E90 300/500 V","5x1,0","Ognioodporny, bezhalogenowy przewód elektroenergetyczny, 300/500V","BITNER","KMT",1,14444,"PLN",0.23,null,null,null,null,null,null,null,"n05c",null,"EC003248","27.32.13","8544 49 95","https://bitner.com.pl/data/t4_text/649x234_09234470621_HDGs-HDGs%C5%BCo-FE180-PH120-E90.jpg","https://bitner.com.pl/data/t4txt_photos/09215870621_HDGs%20HDGs%C5%BCo%20FE180%20PH120%20E90.pdf"]
[514,null,"BEZPIECZNE","B52063",5902956326270,"HDGsżo FE180/PH120/E90 300/500 V","5x1,5","Ognioodporny, bezhalogenowy przewód elektroenergetyczny, 300/500V","BITNER","KMT",1,18988,"PLN",0.23,null,null,null,null,null,null,null,"n05c",null,"EC003248","27.32.13","8544 49 95","https://bitner.com.pl/data/t4_text/649x234_09234470621_HDGs-HDGs%C5%BCo-FE180-PH120-E90.jpg","https://bitner.com.pl/data/t4txt_photos/09215870621_HDGs%20HDGs%C5%BCo%20FE180%20PH120%20E90.pdf"]
[515,null,"BEZPIECZNE","B52064",5902956325976,"HDGsżo FE180/PH120/E90 300/500 V","5x2,5","Ognioodporny, bezhalogenowy przewód elektroenergetyczny, 300/500V","BITNER","KMT",1,29480,"PLN",0.23,null,null,null,null,null,null,null,"n05c",null,"EC003248","27.32.13","8544 49 95","https://bitner.com.pl/data/t4_text/649x234_09234470621_HDGs-HDGs%C5%BCo-FE180-PH120-E90.jpg","https://bitner.com.pl/data/t4txt_photos/09215870621_HDGs%20HDGs%C5%BCo%20FE180%20PH120%20E90.pdf"]
[516,null,"BEZPIECZNE","B52065",5902956325297,"HDGsżo FE180/PH120/E90 300/500 V","5x4,0","Ognioodporny, bezhalogenowy przewód elektroenergetyczny, 300/500V","BITNER","KMT",1,43281,"PLN",0.23,null,null,null,null,null,null,null,"n05c",null,"EC003248","27.32.13","8544 49 95","https://bitner.com.pl/data/t4_text/649x234_09234470621_HDGs-HDGs%C5%BCo-FE180-PH120-E90.jpg","https://bitner.com.pl/data/t4txt_photos/09215870621_HDGs%20HDGs%C5%BCo%20FE180%20PH120%20E90.pdf"]
[517,null,"BEZPIECZNE","B52068",5902956325259,"HDGsżo FE180/PH120/E90 300/500 V","7x1,0","Ognioodporny, bezhalogenowy przewód elektroenergetyczny, 300/500V","BITNER","KMT",1,18675,"PLN",0.23,null,null,null,null,null,null,null,"n05c",null,"EC003248","27.32.13","8544 49 95","https://bitner.com.pl/data/t4_text/649x234_09234470621_HDGs-HDGs%C5%BCo-FE180-PH120-E90.jpg","https://bitner.com.pl/data/t4txt_photos/09215870621_HDGs%20HDGs%C5%BCo%20FE180%20PH120%20E90.pdf"]
[518,null,"BEZPIECZNE","B52069",5902956325419,"HDGsżo FE180/PH120/E90 300/500 V","7x1,5","Ognioodporny, bezhalogenowy przewód elektroenergetyczny, 300/500V","BITNER","KMT",1,25892,"PLN",0.23,null,null,null,null,null,null,null,"n05c",null,"EC003248","27.32.13","8544 49 95","https://bitner.com.pl/data/t4_text/649x234_09234470621_HDGs-HDGs%C5%BCo-FE180-PH120-E90.jpg","https://bitner.com.pl/data/t4txt_photos/09215870621_HDGs%20HDGs%C5%BCo%20FE180%20PH120%20E90.pdf"]
[519,null,"BEZPIECZNE","B52070",5902956643537,"HDGsżo FE180/PH120/E90 300/500 V","7x2,5","Ognioodporny, bezhalogenowy przewód elektroenergetyczny, 300/500V","BITNER","KMT",1,40006,"PLN",0.23,null,null,null,null,null,null,null,"n05c",null,"EC003248","27.32.13","8544 49 95","https://bitner.com.pl/data/t4_text/649x234_09234470621_HDGs-HDGs%C5%BCo-FE180-PH120-E90.jpg","https://bitner.com.pl/data/t4txt_photos/09215870621_HDGs%20HDGs%C5%BCo%20FE180%20PH120%20E90.pdf"]
[520,null,"BEZPIECZNE","B52071",5902956643544,"HDGsżo FE180/PH120/E90 300/500 V","10x1,0","Ognioodporny, bezhalogenowy przewód elektroenergetyczny, 300/500V","BITNER","KMT",1,27676,"PLN",0.23,null,null,null,null,null,null,null,"n05c",null,"EC003248","27.32.13","8544 49 95","https://bitner.com.pl/data/t4_text/649x234_09234470621_HDGs-HDGs%C5%BCo-FE180-PH120-E90.jpg","https://bitner.com.pl/data/t4txt_photos/09215870621_HDGs%20HDGs%C5%BCo%20FE180%20PH120%20E90.pdf"]
[521,null,"BEZPIECZNE","B52072",5902956643551,"HDGsżo FE180/PH120/E90 300/500 V","10x1,5","Ognioodporny, bezhalogenowy przewód elektroenergetyczny, 300/500V","BITNER","KMT",1,38037,"PLN",0.23,null,null,null,null,null,null,null,"n05c",null,"EC003248","27.32.13","8544 49 95","https://bitner.com.pl/data/t4_text/649x234_09234470621_HDGs-HDGs%C5%BCo-FE180-PH120-E90.jpg","https://bitner.com.pl/data/t4txt_photos/09215870621_HDGs%20HDGs%C5%BCo%20FE180%20PH120%20E90.pdf"]
[522,null,"BEZPIECZNE","B52073",5902956643568,"HDGsżo FE180/PH120/E90 300/500 V","10x2,5","Ognioodporny, bezhalogenowy przewód elektroenergetyczny, 300/500V","BITNER","KMT",1,57860,"PLN",0.23,null,null,null,null,null,null,null,"n05c",null,"EC003248","27.32.13","8544 49 95","https://bitner.com.pl/data/t4_text/649x234_09234470621_HDGs-HDGs%C5%BCo-FE180-PH120-E90.jpg","https://bitner.com.pl/data/t4txt_photos/09215870621_HDGs%20HDGs%C5%BCo%20FE180%20PH120%20E90.pdf"]
[523,null,"BEZPIECZNE","B52074",5902956643575,"HDGsżo FE180/PH120/E90 300/500 V","12x1,0","Ognioodporny, bezhalogenowy przewód elektroenergetyczny, 300/500V","BITNER","KMT",1,32678,"PLN",0.23,null,null,null,null,null,null,null,"n05c",null,"EC003248","27.32.13","8544 49 95","https://bitner.com.pl/data/t4_text/649x234_09234470621_HDGs-HDGs%C5%BCo-FE180-PH120-E90.jpg","https://bitner.com.pl/data/t4txt_photos/09215870621_HDGs%20HDGs%C5%BCo%20FE180%20PH120%20E90.pdf"]
[524,null,"BEZPIECZNE","B52075",5902956643582,"HDGsżo FE180/PH120/E90 300/500 V","12x1,5","Ognioodporny, bezhalogenowy przewód elektroenergetyczny, 300/500V","BITNER","KMT",1,43333,"PLN",0.23,null,null,null,null,null,null,null,"n05c",null,"EC003248","27.32.13","8544 49 95","https://bitner.com.pl/data/t4_text/649x234_09234470621_HDGs-HDGs%C5%BCo-FE180-PH120-E90.jpg","https://bitner.com.pl/data/t4txt_photos/09215870621_HDGs%20HDGs%C5%BCo%20FE180%20PH120%20E90.pdf"]
[525,null,"BEZPIECZNE","B52076",5902956643599,"HDGsżo FE180/PH120/E90 300/500 V","12x2,5","Ognioodporny, bezhalogenowy przewód elektroenergetyczny, 300/500V","BITNER","KMT",1,68517,"PLN",0.23,null,null,null,null,null,null,null,"n05c",null,"EC003248","27.32.13","8544 49 95","https://bitner.com.pl/data/t4_text/649x234_09234470621_HDGs-HDGs%C5%BCo-FE180-PH120-E90.jpg","https://bitner.com.pl/data/t4txt_photos/09215870621_HDGs%20HDGs%C5%BCo%20FE180%20PH120%20E90.pdf"]
[526,null,"BEZPIECZNE","B50900",5902956335685,"BiTinstal®H(p) 450/750V","3G1,5","Bezhalogenowy kabel instalacyjny płaski, do zastosowań wnętrzowych","BITNER","KMT",1,14223,"PLN",0.23,null,null,null,null,null,null,null,"n03",null,"EC003248","27.32.13","8544 49 95","https://bitner.com.pl/data/t4_text/649x234_032702100720_na%20karte.png","https://bitner.com.pl/data/t4txt_photos/021027140122_BiTinstal%C2%AEH(p)%20450_750V.pdf"]
[527,null,"BEZPIECZNE","B50901",5902956335692,"BiTinstal®H(p) 450/750V","3G2,5","Bezhalogenowy kabel instalacyjny płaski, do zastosowań wnętrzowych","BITNER","KMT",1,20914,"PLN",0.23,null,null,null,null,null,null,null,"n03",null,"EC003248","27.32.13","8544 49 95","https://bitner.com.pl/data/t4_text/649x234_032702100720_na%20karte.png","https://bitner.com.pl/data/t4txt_photos/021027140122_BiTinstal%C2%AEH(p)%20450_750V.pdf"]
[528,null,"BEZPIECZNE","B50902",5902956650023,"BiTinstal®H(p) 450/750V","4G1,5","Bezhalogenowy kabel instalacyjny płaski, do zastosowań wnętrzowych","BITNER","KMT",1,18524,"PLN",0.23,null,null,null,null,null,null,null,"n03",null,"EC003248","27.32.13","8544 49 95","https://bitner.com.pl/data/t4_text/649x234_021853140122_BiTinstal%C2%AEH(p)%20450_750%20rgb.jpg","https://bitner.com.pl/data/t4txt_photos/021027140122_BiTinstal%C2%AEH(p)%20450_750V.pdf"]
[529,null,"BEZPIECZNE","B50903",5902956650009,"BiTinstal®H(p) 450/750V","4G2,5","Bezhalogenowy kabel instalacyjny płaski, do zastosowań wnętrzowych","BITNER","KMT",1,28580,"PLN",0.23,null,null,null,null,null,null,null,"n03",null,"EC003248","27.32.13","8544 49 95","https://bitner.com.pl/data/t4_text/649x234_021853140122_BiTinstal%C2%AEH(p)%20450_750%20rgb.jpg","https://bitner.com.pl/data/t4txt_photos/021027140122_BiTinstal%C2%AEH(p)%20450_750V.pdf"]
[530,null,"BEZPIECZNE","B50904",5902956650016,"BiTinstal®H(p) 450/750V","5G1,5","Bezhalogenowy kabel instalacyjny płaski, do zastosowań wnętrzowych","BITNER","KMT",1,24101,"PLN",0.23,null,null,null,null,null,null,null,"n03",null,"EC003248","27.32.13","8544 49 95","https://bitner.com.pl/data/t4_text/649x234_021853140122_BiTinstal%C2%AEH(p)%20450_750%20rgb.jpg","https://bitner.com.pl/data/t4txt_photos/021027140122_BiTinstal%C2%AEH(p)%20450_750V.pdf"]
[531,null,"BEZPIECZNE","B50905",5902956699404,"BiTinstal®H(p) 450/750V","5G2,5","Bezhalogenowy kabel instalacyjny płaski, do zastosowań wnętrzowych","BITNER","KMT",1,34253,"PLN",0.23,null,null,null,null,null,null,null,"n03",null,"EC003248","27.32.13","8544 49 95","https://bitner.com.pl/data/t4_text/649x234_021853140122_BiTinstal%C2%AEH(p)%20450_750%20rgb.jpg","https://bitner.com.pl/data/t4txt_photos/021027140122_BiTinstal%C2%AEH(p)%20450_750V.pdf"]
[532,null,"BEZPIECZNE","B64000",5902956699176,"BiTinstal® H 0,6/1 kV","1x16RE ","Bezhalogenowy kabel energetyczny, do zastosowań wnętrzowych, 0,6/1kV","BITNER","KMT",1,39298,"PLN",0.23,null,null,null,null,null,null,null,"n03",null,"EC003251","27.32.13","8544 49 95","https://bitner.com.pl/data/t4_text/649x234_020653130721_bitinstal%20h%200,6_1.jpg","https://bitner.com.pl/data/t4txt_photos/020721130721_BiTinstal%20H%2006-1%20kV.pdf"]
[533,null,"BEZPIECZNE","B64001",5902956699244,"BiTinstal® H 0,6/1 kV","1x25RM ","Bezhalogenowy kabel energetyczny, do zastosowań wnętrzowych, 0,6/1kV","BITNER","KMT",1,60180,"PLN",0.23,null,null,null,null,null,null,null,"n03",null,"EC003251","27.32.13","8544 49 95","https://bitner.com.pl/data/t4_text/649x234_020653130721_bitinstal%20h%200,6_1.jpg","https://bitner.com.pl/data/t4txt_photos/020721130721_BiTinstal%20H%2006-1%20kV.pdf"]
[534,null,"BEZPIECZNE","B64002",5902956699152,"BiTinstal® H 0,6/1 kV","1x35RM ","Bezhalogenowy kabel energetyczny, do zastosowań wnętrzowych, 0,6/1kV","BITNER","KMT",1,81631,"PLN",0.23,null,null,null,null,null,null,null,"n03",null,"EC003251","27.32.13","8544 49 95","https://bitner.com.pl/data/t4_text/649x234_020653130721_bitinstal%20h%200,6_1.jpg","https://bitner.com.pl/data/t4txt_photos/020721130721_BiTinstal%20H%2006-1%20kV.pdf"]
[535,null,"BEZPIECZNE","B64003",5902956699220,"BiTinstal® H 0,6/1 kV","1x50RM ","Bezhalogenowy kabel energetyczny, do zastosowań wnętrzowych, 0,6/1kV","BITNER","KMT",1,113015,"PLN",0.23,null,null,null,null,null,null,null,"n03",null,"EC003251","27.32.13","8544 49 95","https://bitner.com.pl/data/t4_text/649x234_020653130721_bitinstal%20h%200,6_1.jpg","https://bitner.com.pl/data/t4txt_photos/020721130721_BiTinstal%20H%2006-1%20kV.pdf"]
[536,null,"BEZPIECZNE","B64004",5902956699183,"BiTinstal® H 0,6/1 kV","1x70RM ","Bezhalogenowy kabel energetyczny, do zastosowań wnętrzowych, 0,6/1kV","BITNER","KMT",1,155635,"PLN",0.23,null,null,null,null,null,null,null,"n03",null,"EC003251","27.32.13","8544 49 95","https://bitner.com.pl/data/t4_text/649x234_020653130721_bitinstal%20h%200,6_1.jpg","https://bitner.com.pl/data/t4txt_photos/020721130721_BiTinstal%20H%2006-1%20kV.pdf"]
[537,null,"BEZPIECZNE","B64005",5902956699237,"BiTinstal® H 0,6/1 kV","1x95RM ","Bezhalogenowy kabel energetyczny, do zastosowań wnętrzowych, 0,6/1kV","BITNER","KMT",1,215672,"PLN",0.23,null,null,null,null,null,null,null,"n03",null,"EC003251","27.32.13","8544 49 95","https://bitner.com.pl/data/t4_text/649x234_020653130721_bitinstal%20h%200,6_1.jpg","https://bitner.com.pl/data/t4txt_photos/020721130721_BiTinstal%20H%2006-1%20kV.pdf"]
[538,null,"BEZPIECZNE","B64006",5902956699190,"BiTinstal® H 0,6/1 kV","1x120RM","Bezhalogenowy kabel energetyczny, do zastosowań wnętrzowych, 0,6/1kV","BITNER","KMT",1,266206,"PLN",0.23,null,null,null,null,null,null,null,"n03",null,"EC003251","27.32.13","8544 49 95","https://bitner.com.pl/data/t4_text/649x234_020653130721_bitinstal%20h%200,6_1.jpg","https://bitner.com.pl/data/t4txt_photos/020721130721_BiTinstal%20H%2006-1%20kV.pdf"]
[539,null,"BEZPIECZNE","B64007",5902956699206,"BiTinstal® H 0,6/1 kV","1x150RM","Bezhalogenowy kabel energetyczny, do zastosowań wnętrzowych, 0,6/1kV","BITNER","KMT",1,341141,"PLN",0.23,null,null,null,null,null,null,null,"n03",null,"EC003251","27.32.13","8544 49 95","https://bitner.com.pl/data/t4_text/649x234_020653130721_bitinstal%20h%200,6_1.jpg","https://bitner.com.pl/data/t4txt_photos/020721130721_BiTinstal%20H%2006-1%20kV.pdf"]
[540,null,"BEZPIECZNE","B64008",5902956699213,"BiTinstal® H 0,6/1 kV","1x185RM","Bezhalogenowy kabel energetyczny, do zastosowań wnętrzowych, 0,6/1kV","BITNER","KMT",1,418458,"PLN",0.23,null,null,null,null,null,null,null,"n03",null,"EC003251","27.32.13","8544 49 95","https://bitner.com.pl/data/t4_text/649x234_020653130721_bitinstal%20h%200,6_1.jpg","https://bitner.com.pl/data/t4txt_photos/020721130721_BiTinstal%20H%2006-1%20kV.pdf"]
[541,null,"BEZPIECZNE","B64009",5902956699251,"BiTinstal® H 0,6/1 kV","1x240RM","Bezhalogenowy kabel energetyczny, do zastosowań wnętrzowych, 0,6/1kV","BITNER","KMT",1,543785,"PLN",0.23,null,null,null,null,null,null,null,"n03",null,"EC003251","27.32.13","8544 49 95","https://bitner.com.pl/data/t4_text/649x234_020653130721_bitinstal%20h%200,6_1.jpg","https://bitner.com.pl/data/t4txt_photos/020721130721_BiTinstal%20H%2006-1%20kV.pdf"]
[542,null,"BEZPIECZNE","B64010",5902956699343,"BiTinstal® H 0,6/1 kV","1x300RM","Bezhalogenowy kabel energetyczny, do zastosowań wnętrzowych, 0,6/1kV","BITNER","KMT",1,670560,"PLN",0.23,null,null,null,null,null,null,null,"n03",null,"EC003251","27.32.13","8544 49 95","https://bitner.com.pl/data/t4_text/649x234_020653130721_bitinstal%20h%200,6_1.jpg","https://bitner.com.pl/data/t4txt_photos/020721130721_BiTinstal%20H%2006-1%20kV.pdf"]
[543,null,"BEZPIECZNE","B64050",5902956699008,"BiTinstal® H 0,6/1 kV","3G1,5RE","Bezhalogenowy kabel energetyczny, do zastosowań wnętrzowych, 0,6/1kV","BITNER","KMT",1,16639,"PLN",0.23,null,null,null,null,null,null,null,"n03",null,"EC003251","27.32.13","8544 49 99","https://bitner.com.pl/data/t4_text/649x234_020653130721_bitinstal%20h%200,6_1.jpg","https://bitner.com.pl/data/t4txt_photos/020721130721_BiTinstal%20H%2006-1%20kV.pdf"]
[544,null,"BEZPIECZNE","B64051",5902956699015,"BiTinstal® H 0,6/1 kV","3G2,5RE","Bezhalogenowy kabel energetyczny, do zastosowań wnętrzowych, 0,6/1kV","BITNER","KMT",1,23784,"PLN",0.23,null,null,null,null,null,null,null,"n03",null,"EC003251","27.32.13","8544 49 99","https://bitner.com.pl/data/t4_text/649x234_020653130721_bitinstal%20h%200,6_1.jpg","https://bitner.com.pl/data/t4txt_photos/020721130721_BiTinstal%20H%2006-1%20kV.pdf"]
[545,null,"BEZPIECZNE","B64052",5902956699060,"BiTinstal® H 0,6/1 kV","3G4,0RE","Bezhalogenowy kabel energetyczny, do zastosowań wnętrzowych, 0,6/1kV","BITNER","KMT",1,34330,"PLN",0.23,null,null,null,null,null,null,null,"n03",null,"EC003251","27.32.13","8544 49 99","https://bitner.com.pl/data/t4_text/649x234_020653130721_bitinstal%20h%200,6_1.jpg","https://bitner.com.pl/data/t4txt_photos/020721130721_BiTinstal%20H%2006-1%20kV.pdf"]
[546,null,"BEZPIECZNE","B64056",5902956699022,"BiTinstal® H 0,6/1 kV","4G1,5RE","Bezhalogenowy kabel energetyczny, do zastosowań wnętrzowych, 0,6/1kV","BITNER","KMT",1,21223,"PLN",0.23,null,null,null,null,null,null,null,"n03",null,"EC003251","27.32.13","8544 49 99","https://bitner.com.pl/data/t4_text/649x234_020653130721_bitinstal%20h%200,6_1.jpg","https://bitner.com.pl/data/t4txt_photos/020721130721_BiTinstal%20H%2006-1%20kV.pdf"]
[547,null,"BEZPIECZNE","B64057",5902956699114,"BiTinstal® H 0,6/1 kV","4G2,5RE","Bezhalogenowy kabel energetyczny, do zastosowań wnętrzowych, 0,6/1kV","BITNER","KMT",1,30757,"PLN",0.23,null,null,null,null,null,null,null,"n03",null,"EC003251","27.32.13","8544 49 99","https://bitner.com.pl/data/t4_text/649x234_020653130721_bitinstal%20h%200,6_1.jpg","https://bitner.com.pl/data/t4txt_photos/020721130721_BiTinstal%20H%2006-1%20kV.pdf"]
[548,null,"BEZPIECZNE","B64058",5902956699138,"BiTinstal® H 0,6/1 kV","4G4,0RE","Bezhalogenowy kabel energetyczny, do zastosowań wnętrzowych, 0,6/1kV","BITNER","KMT",1,44721,"PLN",0.23,null,null,null,null,null,null,null,"n03",null,"EC003251","27.32.13","8544 49 95","https://bitner.com.pl/data/t4_text/649x234_020653130721_bitinstal%20h%200,6_1.jpg","https://bitner.com.pl/data/t4txt_photos/020721130721_BiTinstal%20H%2006-1%20kV.pdf"]
[549,null,"BEZPIECZNE","B64060",5902956643209,"BiTinstal® H 0,6/1 kV","4G10RE","Bezhalogenowy kabel energetyczny, do zastosowań wnętrzowych, 0,6/1kV","BITNER","KMT",1,100055,"PLN",0.23,null,null,null,null,null,null,null,"n03",null,"EC003251","27.32.13","8544 49 99","https://bitner.com.pl/data/t4_text/649x234_020653130721_bitinstal%20h%200,6_1.jpg","https://bitner.com.pl/data/t4txt_photos/020721130721_BiTinstal%20H%2006-1%20kV.pdf"]
[550,null,"BEZPIECZNE","B64061",5902956643216,"BiTinstal® H 0,6/1 kV","4G16RE","Bezhalogenowy kabel energetyczny, do zastosowań wnętrzowych, 0,6/1kV","BITNER","KMT",1,160788,"PLN",0.23,null,null,null,null,null,null,null,"n03",null,"EC003251","27.32.13","8544 49 99","https://bitner.com.pl/data/t4_text/649x234_020653130721_bitinstal%20h%200,6_1.jpg","https://bitner.com.pl/data/t4txt_photos/020721130721_BiTinstal%20H%2006-1%20kV.pdf"]
[551,null,"BEZPIECZNE","B64062",5902956699039,"BiTinstal® H 0,6/1 kV","5G1,5RE","Bezhalogenowy kabel energetyczny, do zastosowań wnętrzowych, 0,6/1kV","BITNER","KMT",1,25901,"PLN",0.23,null,null,null,null,null,null,null,"n03",null,"EC003251","27.32.13","8544 49 99","https://bitner.com.pl/data/t4_text/649x234_020653130721_bitinstal%20h%200,6_1.jpg","https://bitner.com.pl/data/t4txt_photos/020721130721_BiTinstal%20H%2006-1%20kV.pdf"]
[552,null,"BEZPIECZNE","B64063",5902956699046,"BiTinstal® H 0,6/1 kV","5G2,5RE","Bezhalogenowy kabel energetyczny, do zastosowań wnętrzowych, 0,6/1kV","BITNER","KMT",1,37630,"PLN",0.23,null,null,null,null,null,null,null,"n03",null,"EC003251","27.32.13","8544 49 99","https://bitner.com.pl/data/t4_text/649x234_020653130721_bitinstal%20h%200,6_1.jpg","https://bitner.com.pl/data/t4txt_photos/020721130721_BiTinstal%20H%2006-1%20kV.pdf"]
[553,null,"BEZPIECZNE","B64064",5902956699091,"BiTinstal® H 0,6/1 kV","5G4,0RE","Bezhalogenowy kabel energetyczny, do zastosowań wnętrzowych, 0,6/1kV","BITNER","KMT",1,55019,"PLN",0.23,null,null,null,null,null,null,null,"n03",null,"EC003251","27.32.13","8544 49 99","https://bitner.com.pl/data/t4_text/649x234_020653130721_bitinstal%20h%200,6_1.jpg","https://bitner.com.pl/data/t4txt_photos/020721130721_BiTinstal%20H%2006-1%20kV.pdf"]
[554,null,"BEZPIECZNE","B64065",5902956699084,"BiTinstal® H 0,6/1 kV","5G6,0RE","Bezhalogenowy kabel energetyczny, do zastosowań wnętrzowych, 0,6/1kV","BITNER","KMT",1,77806,"PLN",0.23,null,null,null,null,null,null,null,"n03",null,"EC003251","27.32.13","8544 49 99","https://bitner.com.pl/data/t4_text/649x234_020653130721_bitinstal%20h%200,6_1.jpg","https://bitner.com.pl/data/t4txt_photos/020721130721_BiTinstal%20H%2006-1%20kV.pdf"]
[555,null,"BEZPIECZNE","B64066",5902956699053,"BiTinstal® H 0,6/1 kV","5G10RE","Bezhalogenowy kabel energetyczny, do zastosowań wnętrzowych, 0,6/1kV","BITNER","KMT",1,123851,"PLN",0.23,null,null,null,null,null,null,null,"n03",null,"EC003251","27.32.13","8544 49 99","https://bitner.com.pl/data/t4_text/649x234_020653130721_bitinstal%20h%200,6_1.jpg","https://bitner.com.pl/data/t4txt_photos/020721130721_BiTinstal%20H%2006-1%20kV.pdf"]
[556,null,"BEZPIECZNE","B64067",5902956699077,"BiTinstal® H 0,6/1 kV","5G16RE","Bezhalogenowy kabel energetyczny, do zastosowań wnętrzowych, 0,6/1kV","BITNER","KMT",1,199641,"PLN",0.23,null,null,null,null,null,null,null,"n03",null,"EC003251","27.32.13","8544 49 99","https://bitner.com.pl/data/t4_text/649x234_020653130721_bitinstal%20h%200,6_1.jpg","https://bitner.com.pl/data/t4txt_photos/020721130721_BiTinstal%20H%2006-1%20kV.pdf"]
[557,null,"BEZPIECZNE","B64068",5902956699121,"BiTinstal® H 0,6/1 kV","5G25RM ","Bezhalogenowy kabel energetyczny, do zastosowań wnętrzowych, 0,6/1kV","BITNER","KMT",1,315814,"PLN",0.23,null,null,null,null,null,null,null,"n03",null,"EC003251","27.32.13","8544 49 99","https://bitner.com.pl/data/t4_text/649x234_020653130721_bitinstal%20h%200,6_1.jpg","https://bitner.com.pl/data/t4txt_photos/020721130721_BiTinstal%20H%2006-1%20kV.pdf"]
[558,null,"BEZPIECZNE","B64069",5902956699169,"BiTinstal® H 0,6/1 kV","5G35RM ","Bezhalogenowy kabel energetyczny, do zastosowań wnętrzowych, 0,6/1kV","BITNER","KMT",1,426881,"PLN",0.23,null,null,null,null,null,null,null,"n03",null,"EC003251","27.32.13","8544 49 99","https://bitner.com.pl/data/t4_text/649x234_020653130721_bitinstal%20h%200,6_1.jpg","https://bitner.com.pl/data/t4txt_photos/020721130721_BiTinstal%20H%2006-1%20kV.pdf"]
[559,null,"BEZPIECZNE","B64080",5902956699107,"BiTinstal® H 0,6/1 kV","2x1,5RE","Bezhalogenowy kabel energetyczny, do zastosowań wnętrzowych, 0,6/1kV","BITNER","KMT",1,12614,"PLN",0.23,null,null,null,null,null,null,null,"n03",null,"EC003251","27.32.13","8544 49 99","https://bitner.com.pl/data/t4_text/649x234_020653130721_bitinstal%20h%200,6_1.jpg","https://bitner.com.pl/data/t4txt_photos/020721130721_BiTinstal%20H%2006-1%20kV.pdf"]
[560,null,"BEZPIECZNE","B64085",5902956699350,"BiTinstal® H 0,6/1 kV","2x16RE","Bezhalogenowy kabel energetyczny, do zastosowań wnętrzowych, 0,6/1kV","BITNER","KMT",1,86497,"PLN",0.23,null,null,null,null,null,null,null,"n03",null,"EC003251","27.32.13","8544 49 95","https://bitner.com.pl/data/t4_text/649x234_020653130721_bitinstal%20h%200,6_1.jpg","https://bitner.com.pl/data/t4txt_photos/020721130721_BiTinstal%20H%2006-1%20kV.pdf"]
[561,null,"BEZPIECZNE","B10001",5902956185433,"HTKSH FE180/PH90/E90","1x2x0,8","Ognioodporny, bezhalogenowy kabel telekomunikacyjny","BITNER","KMT",1,3628,"PLN",0.23,null,null,null,null,null,null,null,"n04",null,"EC003249","27.32.13","8544 49 95","https://bitner.com.pl/data/t4_text/649x234_12170380420_HTKSH%20FE180_PH90%20E90.jpg","https://bitner.com.pl/data/t4txt_photos/01375680420_HTKSH%20FE180_PH90%20E90.pdf"]
[562,null,"BEZPIECZNE","B10002",5902956185457,"HTKSH FE180/PH90/E90","2x2x0,8","Ognioodporny, bezhalogenowy kabel telekomunikacyjny","BITNER","KMT",1,7233,"PLN",0.23,null,null,null,null,null,null,null,"n04",null,"EC003249","27.32.13","8544 49 95","https://bitner.com.pl/data/t4_text/649x234_12170380420_HTKSH%20FE180_PH90%20E90.jpg","https://bitner.com.pl/data/t4txt_photos/01375680420_HTKSH%20FE180_PH90%20E90.pdf"]
[563,null,"BEZPIECZNE","B10003",5902956185464,"HTKSH FE180/PH90/E90","3x2x0,8","Ognioodporny, bezhalogenowy kabel telekomunikacyjny","BITNER","KMT",1,9737,"PLN",0.23,null,null,null,null,null,null,null,"n04A",null,"EC003249","27.32.13","8544 49 95","https://bitner.com.pl/data/t4_text/649x234_12170380420_HTKSH%20FE180_PH90%20E90.jpg","https://bitner.com.pl/data/t4txt_photos/01375680420_HTKSH%20FE180_PH90%20E90.pdf"]
[564,null,"BEZPIECZNE","B10004",5902956185471,"HTKSH FE180/PH90/E90","4x2x0,8","Ognioodporny, bezhalogenowy kabel telekomunikacyjny","BITNER","KMT",1,12754,"PLN",0.23,null,null,null,null,null,null,null,"n04A",null,"EC003249","27.32.13","8544 49 95","https://bitner.com.pl/data/t4_text/649x234_12170380420_HTKSH%20FE180_PH90%20E90.jpg","https://bitner.com.pl/data/t4txt_photos/01375680420_HTKSH%20FE180_PH90%20E90.pdf"]
[565,null,"BEZPIECZNE","B10005",5902956185525,"HTKSH FE180/PH90/E90","1x2x1,0","Ognioodporny, bezhalogenowy kabel telekomunikacyjny","BITNER","KMT",1,4992,"PLN",0.23,null,null,null,null,null,null,null,"n04",null,"EC003249","27.32.13","8544 49 95","https://bitner.com.pl/data/t4_text/649x234_12170380420_HTKSH%20FE180_PH90%20E90.jpg","https://bitner.com.pl/data/t4txt_photos/01375680420_HTKSH%20FE180_PH90%20E90.pdf"]
[566,null,"BEZPIECZNE","B10006",5902956185549,"HTKSH FE180/PH90/E90","2x2x1,0","Ognioodporny, bezhalogenowy kabel telekomunikacyjny","BITNER","KMT",1,10085,"PLN",0.23,null,null,null,null,null,null,null,"n04",null,"EC003249","27.32.13","8544 49 95","https://bitner.com.pl/data/t4_text/649x234_12170380420_HTKSH%20FE180_PH90%20E90.jpg","https://bitner.com.pl/data/t4txt_photos/01375680420_HTKSH%20FE180_PH90%20E90.pdf"]
[567,null,"BEZPIECZNE","B10007",5902956185556,"HTKSH FE180/PH90/E90","3x2x1,0","Ognioodporny, bezhalogenowy kabel telekomunikacyjny","BITNER","KMT",1,13693,"PLN",0.23,null,null,null,null,null,null,null,"n04A",null,"EC003249","27.32.13","8544 49 95","https://bitner.com.pl/data/t4_text/649x234_12170380420_HTKSH%20FE180_PH90%20E90.jpg","https://bitner.com.pl/data/t4txt_photos/01375680420_HTKSH%20FE180_PH90%20E90.pdf"]
[568,null,"BEZPIECZNE","B10008",5902956185563,"HTKSH FE180/PH90/E90","4x2x1,0","Ognioodporny, bezhalogenowy kabel telekomunikacyjny","BITNER","KMT",1,17983,"PLN",0.23,null,null,null,null,null,null,null,"n04A",null,"EC003249","27.32.13","8544 49 95","https://bitner.com.pl/data/t4_text/649x234_12170380420_HTKSH%20FE180_PH90%20E90.jpg","https://bitner.com.pl/data/t4txt_photos/01375680420_HTKSH%20FE180_PH90%20E90.pdf"]
[569,null,"BEZPIECZNE","B10009",5902956185600,"HTKSH FE180/PH90/E90","1x2x1,4","Ognioodporny, bezhalogenowy kabel telekomunikacyjny","BITNER","KMT",1,8171,"PLN",0.23,null,null,null,null,null,null,null,"n04",null,"EC003249","27.32.13","8544 49 95","https://bitner.com.pl/data/t4_text/649x234_12170380420_HTKSH%20FE180_PH90%20E90.jpg","https://bitner.com.pl/data/t4txt_photos/01375680420_HTKSH%20FE180_PH90%20E90.pdf"]
[570,null,"BEZPIECZNE","B10010",5902956185624,"HTKSH FE180/PH90/E90","2x2x1,4","Ognioodporny, bezhalogenowy kabel telekomunikacyjny","BITNER","KMT",1,16734,"PLN",0.23,null,null,null,null,null,null,null,"n04A",null,"EC003249","27.32.13","8544 49 95","https://bitner.com.pl/data/t4_text/649x234_12170380420_HTKSH%20FE180_PH90%20E90.jpg","https://bitner.com.pl/data/t4txt_photos/01375680420_HTKSH%20FE180_PH90%20E90.pdf"]
[571,null,"BEZPIECZNE","B10011",5902956185686,"HTKSH FE180/PH90/E90","1x2x1,8","Ognioodporny, bezhalogenowy kabel telekomunikacyjny","BITNER","KMT",1,12754,"PLN",0.23,null,null,null,null,null,null,null,"n04A",null,"EC003249","27.32.13","8544 49 95","https://bitner.com.pl/data/t4_text/649x234_12170380420_HTKSH%20FE180_PH90%20E90.jpg","https://bitner.com.pl/data/t4txt_photos/01375680420_HTKSH%20FE180_PH90%20E90.pdf"]
[572,null,"BEZPIECZNE","B10012",5902956185709,"HTKSH FE180/PH90/E90","2x2x1,8","Ognioodporny, bezhalogenowy kabel telekomunikacyjny","BITNER","KMT",1,26572,"PLN",0.23,null,null,null,null,null,null,null,"n04A",null,"EC003249","27.32.13","8544 49 95","https://bitner.com.pl/data/t4_text/649x234_12170380420_HTKSH%20FE180_PH90%20E90.jpg","https://bitner.com.pl/data/t4txt_photos/01375680420_HTKSH%20FE180_PH90%20E90.pdf"]
[573,null,"BEZPIECZNE","B10013",5902956185761,"HTKSH FE180/PH90/E90","1x2x2,3","Ognioodporny, bezhalogenowy kabel telekomunikacyjny","BITNER","KMT",1,19231,"PLN",0.23,null,null,null,null,null,null,null,"n04A",null,"EC003249","27.32.13","8544 49 95","https://bitner.com.pl/data/t4_text/649x234_12170380420_HTKSH%20FE180_PH90%20E90.jpg","https://bitner.com.pl/data/t4txt_photos/01375680420_HTKSH%20FE180_PH90%20E90.pdf"]
[574,null,"BEZPIECZNE","B10014",5902956185785,"HTKSH FE180/PH90/E90","2x2x2,3","Ognioodporny, bezhalogenowy kabel telekomunikacyjny","BITNER","KMT",1,40066,"PLN",0.23,null,null,null,null,null,null,null,"n04A",null,"EC003249","27.32.13","8544 49 95","https://bitner.com.pl/data/t4_text/649x234_12170380420_HTKSH%20FE180_PH90%20E90.jpg","https://bitner.com.pl/data/t4txt_photos/01375680420_HTKSH%20FE180_PH90%20E90.pdf"]
[575,null,"BEZPIECZNE","B10015",5902956307514,"HTKSH FE180/PH90/E90","1x2x2,8","Ognioodporny, bezhalogenowy kabel telekomunikacyjny","BITNER","KMT",1,27310,"PLN",0.23,null,null,null,null,null,null,null,"n04",null,"EC003249","27.32.13","8544 49 95","https://bitner.com.pl/data/t4_text/649x234_12170380420_HTKSH%20FE180_PH90%20E90.jpg","https://bitner.com.pl/data/t4txt_photos/01375680420_HTKSH%20FE180_PH90%20E90.pdf"]
[576,null,"BEZPIECZNE","B10052",5902956185860,"HTKSH FE180/PH90/E90","2x2x2,8","Ognioodporny, bezhalogenowy kabel telekomunikacyjny","BITNER","KMT",1,56844,"PLN",0.23,null,null,null,null,null,null,null,"n04",null,"EC003249","27.32.13","8544 49 95","https://bitner.com.pl/data/t4_text/649x234_12170380420_HTKSH%20FE180_PH90%20E90.jpg","https://bitner.com.pl/data/t4txt_photos/01375680420_HTKSH%20FE180_PH90%20E90.pdf"]
[577,null,"BEZPIECZNE","B10017",5902956185631,"HTKSH FE180/PH90/E90","3x2x1,4","Ognioodporny, bezhalogenowy kabel telekomunikacyjny","BITNER","KMT",1,23074,"PLN",0.23,null,null,null,null,null,null,null,"n04A",null,"EC003249","27.32.13","8544 49 95","https://bitner.com.pl/data/t4_text/649x234_12170380420_HTKSH%20FE180_PH90%20E90.jpg","https://bitner.com.pl/data/t4txt_photos/01375680420_HTKSH%20FE180_PH90%20E90.pdf"]
[578,null,"BEZPIECZNE","B10018",5902956185655,"HTKSH FE180/PH90/E90","5x2x1,4","Ognioodporny, bezhalogenowy kabel telekomunikacyjny","BITNER","KMT",1,38406,"PLN",0.23,null,null,null,null,null,null,null,"n04A",null,"EC003249","27.32.13","8544 49 95","https://bitner.com.pl/data/t4_text/649x234_12170380420_HTKSH%20FE180_PH90%20E90.jpg","https://bitner.com.pl/data/t4txt_photos/01375680420_HTKSH%20FE180_PH90%20E90.pdf"]
[579,null,"BEZPIECZNE","B10020",5902956185440,"HTKSH FE180/PH90/E90","1x4x0,8","Ognioodporny, bezhalogenowy kabel telekomunikacyjny","BITNER","KMT",1,6514,"PLN",0.23,null,null,null,null,null,null,null,"n04",null,"EC003249","27.32.13","8544 49 95","https://bitner.com.pl/data/t4_text/649x234_12170380420_HTKSH%20FE180_PH90%20E90.jpg","https://bitner.com.pl/data/t4txt_photos/01375680420_HTKSH%20FE180_PH90%20E90.pdf"]
[580,null,"BEZPIECZNE","B10021",5902956185488,"HTKSH FE180/PH90/E90","5x2x0,8","Ognioodporny, bezhalogenowy kabel telekomunikacyjny","BITNER","KMT",1,15696,"PLN",0.23,null,null,null,null,null,null,null,"n04A",null,"EC003249","27.32.13","8544 49 95","https://bitner.com.pl/data/t4_text/649x234_12170380420_HTKSH%20FE180_PH90%20E90.jpg","https://bitner.com.pl/data/t4txt_photos/01375680420_HTKSH%20FE180_PH90%20E90.pdf"]
[581,null,"BEZPIECZNE","B10022",5902956185532,"HTKSH FE180/PH90/E90","1x4x1,0","Ognioodporny, bezhalogenowy kabel telekomunikacyjny","BITNER","KMT",1,9165,"PLN",0.23,null,null,null,null,null,null,null,"n04",null,"EC003249","27.32.13","8544 49 95","https://bitner.com.pl/data/t4_text/649x234_12170380420_HTKSH%20FE180_PH90%20E90.jpg","https://bitner.com.pl/data/t4txt_photos/01375680420_HTKSH%20FE180_PH90%20E90.pdf"]
[582,null,"BEZPIECZNE","B10023",5902956185570,"HTKSH FE180/PH90/E90","5x2x1,0","Ognioodporny, bezhalogenowy kabel telekomunikacyjny","BITNER","KMT",1,22801,"PLN",0.23,null,null,null,null,null,null,null,"n04",null,"EC003249","27.32.13","8544 49 95","https://bitner.com.pl/data/t4_text/649x234_12170380420_HTKSH%20FE180_PH90%20E90.jpg","https://bitner.com.pl/data/t4txt_photos/01375680420_HTKSH%20FE180_PH90%20E90.pdf"]
[583,null,"BEZPIECZNE","B10024",5902956185587,"HTKSH FE180/PH90/E90","7x2x1,0","Ognioodporny, bezhalogenowy kabel telekomunikacyjny","BITNER","KMT",1,31118,"PLN",0.23,null,null,null,null,null,null,null,"n04",null,"EC003249","27.32.13","8544 49 95","https://bitner.com.pl/data/t4_text/649x234_12170380420_HTKSH%20FE180_PH90%20E90.jpg","https://bitner.com.pl/data/t4txt_photos/01375680420_HTKSH%20FE180_PH90%20E90.pdf"]
[584,null,"BEZPIECZNE","B10025",5902956185594,"HTKSH FE180/PH90/E90","10x2x1,0","Ognioodporny, bezhalogenowy kabel telekomunikacyjny","BITNER","KMT",1,43710,"PLN",0.23,null,null,null,null,null,null,null,"n04",null,"EC003249","27.32.13","8544 49 95","https://bitner.com.pl/data/t4_text/649x234_12170380420_HTKSH%20FE180_PH90%20E90.jpg","https://bitner.com.pl/data/t4txt_photos/01375680420_HTKSH%20FE180_PH90%20E90.pdf"]
[585,null,"BEZPIECZNE","B10026",5902956282033,"HTKSH FE180/PH90/E90","8x2x1,0","Ognioodporny, bezhalogenowy kabel telekomunikacyjny","BITNER","KMT",1,35264,"PLN",0.23,null,null,null,null,null,null,null,"n04",null,"EC003249","27.32.13","8544 49 95","https://bitner.com.pl/data/t4_text/649x234_12170380420_HTKSH%20FE180_PH90%20E90.jpg","https://bitner.com.pl/data/t4txt_photos/01375680420_HTKSH%20FE180_PH90%20E90.pdf"]
[586,null,"BEZPIECZNE","B10027",5902956185617,"HTKSH FE180/PH90/E90","1x4x1,4","Ognioodporny, bezhalogenowy kabel telekomunikacyjny","BITNER","KMT",1,15405,"PLN",0.23,null,null,null,null,null,null,null,"n04",null,"EC003249","27.32.13","8544 49 95","https://bitner.com.pl/data/t4_text/649x234_12170380420_HTKSH%20FE180_PH90%20E90.jpg","https://bitner.com.pl/data/t4txt_photos/01375680420_HTKSH%20FE180_PH90%20E90.pdf"]
[587,null,"BEZPIECZNE","B10028",5902956185495,"HTKSH FE180/PH90/E90","7x2x0,8","Ognioodporny, bezhalogenowy kabel telekomunikacyjny","BITNER","KMT",1,21407,"PLN",0.23,null,null,null,null,null,null,null,"n04A",null,"EC003249","27.32.13","8544 49 95","https://bitner.com.pl/data/t4_text/649x234_12170380420_HTKSH%20FE180_PH90%20E90.jpg","https://bitner.com.pl/data/t4txt_photos/01375680420_HTKSH%20FE180_PH90%20E90.pdf"]
[588,null,"BEZPIECZNE","B10029",5902956185648,"HTKSH FE180/PH90/E90","4x2x1,4","Ognioodporny, bezhalogenowy kabel telekomunikacyjny","BITNER","KMT",1,31101,"PLN",0.23,null,null,null,null,null,null,null,"n04A",null,"EC003249","27.32.13","8544 49 95","https://bitner.com.pl/data/t4_text/649x234_12170380420_HTKSH%20FE180_PH90%20E90.jpg","https://bitner.com.pl/data/t4txt_photos/01375680420_HTKSH%20FE180_PH90%20E90.pdf"]
[589,null,"BEZPIECZNE","B10030",5902956185501,"HTKSH FE180/PH90/E90","10x2x0,8","Ognioodporny, bezhalogenowy kabel telekomunikacyjny","BITNER","KMT",1,30737,"PLN",0.23,null,null,null,null,null,null,null,"n04",null,"EC003249","27.32.13","8544 49 95","https://bitner.com.pl/data/t4_text/649x234_12170380420_HTKSH%20FE180_PH90%20E90.jpg","https://bitner.com.pl/data/t4txt_photos/01375680420_HTKSH%20FE180_PH90%20E90.pdf"]
[590,null,"BEZPIECZNE","B10031",5902956185662,"HTKSH FE180/PH90/E90","7x2x1,4","Ognioodporny, bezhalogenowy kabel telekomunikacyjny","BITNER","KMT",1,52798,"PLN",0.23,null,null,null,null,null,null,null,"n04",null,"EC003249","27.32.13","8544 49 95","https://bitner.com.pl/data/t4_text/649x234_12170380420_HTKSH%20FE180_PH90%20E90.jpg","https://bitner.com.pl/data/t4txt_photos/01375680420_HTKSH%20FE180_PH90%20E90.pdf"]
[591,null,"BEZPIECZNE","B10032",5902956185679,"HTKSH FE180/PH90/E90","10x2x1,4","Ognioodporny, bezhalogenowy kabel telekomunikacyjny","BITNER","KMT",1,75481,"PLN",0.23,null,null,null,null,null,null,null,"n04",null,"EC003249","27.32.13","8544 49 95","https://bitner.com.pl/data/t4_text/649x234_12170380420_HTKSH%20FE180_PH90%20E90.jpg","https://bitner.com.pl/data/t4txt_photos/01375680420_HTKSH%20FE180_PH90%20E90.pdf"]
[592,null,"BEZPIECZNE","B10019",5902956307521,"HTKSH FE180/PH90/E90","8x2x1,4","Ognioodporny, bezhalogenowy kabel telekomunikacyjny","BITNER","KMT",1,60861,"PLN",0.23,null,null,null,null,null,null,null,"n04",null,"EC003249","27.32.13","8544 49 95","https://bitner.com.pl/data/t4_text/649x234_12170380420_HTKSH%20FE180_PH90%20E90.jpg","https://bitner.com.pl/data/t4txt_photos/01375680420_HTKSH%20FE180_PH90%20E90.pdf"]
[593,null,"BEZPIECZNE","B10034",5902956185693,"HTKSH FE180/PH90/E90","1x4x1,8","Ognioodporny, bezhalogenowy kabel telekomunikacyjny","BITNER","KMT",1,23995,"PLN",0.23,null,null,null,null,null,null,null,"n04",null,"EC003249","27.32.13","8544 49 95","https://bitner.com.pl/data/t4_text/649x234_12170380420_HTKSH%20FE180_PH90%20E90.jpg","https://bitner.com.pl/data/t4txt_photos/01375680420_HTKSH%20FE180_PH90%20E90.pdf"]
[594,null,"BEZPIECZNE","B10035",5902956185716,"HTKSH FE180/PH90/E90","3x2x1,8","Ognioodporny, bezhalogenowy kabel telekomunikacyjny","BITNER","KMT",1,36620,"PLN",0.23,null,null,null,null,null,null,null,"n04",null,"EC003249","27.32.13","8544 49 95","https://bitner.com.pl/data/t4_text/649x234_12170380420_HTKSH%20FE180_PH90%20E90.jpg","https://bitner.com.pl/data/t4txt_photos/01375680420_HTKSH%20FE180_PH90%20E90.pdf"]
[595,null,"BEZPIECZNE","B10036",5902956185723,"HTKSH FE180/PH90/E90","4x2x1,8","Ognioodporny, bezhalogenowy kabel telekomunikacyjny","BITNER","KMT",1,48214,"PLN",0.23,null,null,null,null,null,null,null,"n04",null,"EC003249","27.32.13","8544 49 95","https://bitner.com.pl/data/t4_text/649x234_12170380420_HTKSH%20FE180_PH90%20E90.jpg","https://bitner.com.pl/data/t4txt_photos/01375680420_HTKSH%20FE180_PH90%20E90.pdf"]
[596,null,"BEZPIECZNE","B10037",5902956185730,"HTKSH FE180/PH90/E90","5x2x1,8","Ognioodporny, bezhalogenowy kabel telekomunikacyjny","BITNER","KMT",1,60506,"PLN",0.23,null,null,null,null,null,null,null,"n04",null,"EC003249","27.32.13","8544 49 95","https://bitner.com.pl/data/t4_text/649x234_12170380420_HTKSH%20FE180_PH90%20E90.jpg","https://bitner.com.pl/data/t4txt_photos/01375680420_HTKSH%20FE180_PH90%20E90.pdf"]
[597,null,"BEZPIECZNE","B10038",5902956185747,"HTKSH FE180/PH90/E90","7x2x1,8","Ognioodporny, bezhalogenowy kabel telekomunikacyjny","BITNER","KMT",1,83035,"PLN",0.23,null,null,null,null,null,null,null,"n04",null,"EC003249","27.32.13","8544 49 95","https://bitner.com.pl/data/t4_text/649x234_12170380420_HTKSH%20FE180_PH90%20E90.jpg","https://bitner.com.pl/data/t4txt_photos/01375680420_HTKSH%20FE180_PH90%20E90.pdf"]
[598,null,"BEZPIECZNE","B10039",5902956185754,"HTKSH FE180/PH90/E90","10x2x1,8","Ognioodporny, bezhalogenowy kabel telekomunikacyjny","BITNER","KMT",1,117640,"PLN",0.23,null,null,null,null,null,null,null,"n04",null,"EC003249","27.32.13","8544 49 95","https://bitner.com.pl/data/t4_text/649x234_12170380420_HTKSH%20FE180_PH90%20E90.jpg","https://bitner.com.pl/data/t4txt_photos/01375680420_HTKSH%20FE180_PH90%20E90.pdf"]
[599,null,"BEZPIECZNE","B10040",5902956282057,"HTKSH FE180/PH90/E90","8x2x1,8","Ognioodporny, bezhalogenowy kabel telekomunikacyjny","BITNER","KMT",1,94311,"PLN",0.23,null,null,null,null,null,null,null,"n04",null,"EC003249","27.32.13","8544 49 95","https://bitner.com.pl/data/t4_text/649x234_12170380420_HTKSH%20FE180_PH90%20E90.jpg","https://bitner.com.pl/data/t4txt_photos/01375680420_HTKSH%20FE180_PH90%20E90.pdf"]
[600,null,"BEZPIECZNE","B10041",5902956185778,"HTKSH FE180/PH90/E90","1x4x2,3","Ognioodporny, bezhalogenowy kabel telekomunikacyjny","BITNER","KMT",1,36785,"PLN",0.23,null,null,null,null,null,null,null,"n04",null,"EC003249","27.32.13","8544 49 95","https://bitner.com.pl/data/t4_text/649x234_12170380420_HTKSH%20FE180_PH90%20E90.jpg","https://bitner.com.pl/data/t4txt_photos/01375680420_HTKSH%20FE180_PH90%20E90.pdf"]
[601,null,"BEZPIECZNE","B10042",5902956185792,"HTKSH FE180/PH90/E90","3x2x2,3","Ognioodporny, bezhalogenowy kabel telekomunikacyjny","BITNER","KMT",1,55868,"PLN",0.23,null,null,null,null,null,null,null,"n04",null,"EC003249","27.32.13","8544 49 95","https://bitner.com.pl/data/t4_text/649x234_12170380420_HTKSH%20FE180_PH90%20E90.jpg","https://bitner.com.pl/data/t4txt_photos/01375680420_HTKSH%20FE180_PH90%20E90.pdf"]
[602,null,"BEZPIECZNE","B10043",5902956185808,"HTKSH FE180/PH90/E90","4x2x2,3","Ognioodporny, bezhalogenowy kabel telekomunikacyjny","BITNER","KMT",1,74734,"PLN",0.23,null,null,null,null,null,null,null,"n04",null,"EC003249","27.32.13","8544 49 95","https://bitner.com.pl/data/t4_text/649x234_12170380420_HTKSH%20FE180_PH90%20E90.jpg","https://bitner.com.pl/data/t4txt_photos/01375680420_HTKSH%20FE180_PH90%20E90.pdf"]
[603,null,"BEZPIECZNE","B10044",5902956185815,"HTKSH FE180/PH90/E90","5x2x2,3","Ognioodporny, bezhalogenowy kabel telekomunikacyjny","BITNER","KMT",1,92543,"PLN",0.23,null,null,null,null,null,null,null,"n04",null,"EC003249","27.32.13","8544 49 95","https://bitner.com.pl/data/t4_text/649x234_12170380420_HTKSH%20FE180_PH90%20E90.jpg","https://bitner.com.pl/data/t4txt_photos/01375680420_HTKSH%20FE180_PH90%20E90.pdf"]
[604,null,"BEZPIECZNE","B10045",5902956185822,"HTKSH FE180/PH90/E90","7x2x2,3","Ognioodporny, bezhalogenowy kabel telekomunikacyjny","BITNER","KMT",1,128189,"PLN",0.23,null,null,null,null,null,null,null,"n04",null,"EC003249","27.32.13","8544 49 95","https://bitner.com.pl/data/t4_text/649x234_12170380420_HTKSH%20FE180_PH90%20E90.jpg","https://bitner.com.pl/data/t4txt_photos/01375680420_HTKSH%20FE180_PH90%20E90.pdf"]
[605,null,"BEZPIECZNE","B10046",5902956185839,"HTKSH FE180/PH90/E90","10x2x2,3","Ognioodporny, bezhalogenowy kabel telekomunikacyjny","BITNER","KMT",1,181142,"PLN",0.23,null,null,null,null,null,null,null,"n04",null,"EC003249","27.32.13","8544 49 95","https://bitner.com.pl/data/t4_text/649x234_12170380420_HTKSH%20FE180_PH90%20E90.jpg","https://bitner.com.pl/data/t4txt_photos/01375680420_HTKSH%20FE180_PH90%20E90.pdf"]
[606,null,"BEZPIECZNE","B10047",5902956282064,"HTKSH FE180/PH90/E90","8x2x2,3","Ognioodporny, bezhalogenowy kabel telekomunikacyjny","BITNER","KMT",1,145743,"PLN",0.23,null,null,null,null,null,null,null,"n04",null,"EC003249","27.32.13","8544 49 95","https://bitner.com.pl/data/t4_text/649x234_12170380420_HTKSH%20FE180_PH90%20E90.jpg","https://bitner.com.pl/data/t4txt_photos/01375680420_HTKSH%20FE180_PH90%20E90.pdf"]
[607,null,"BEZPIECZNE","B10048",5902956282071,"HTKSH FE180/PH90/E90","8x2x0,8","Ognioodporny, bezhalogenowy kabel telekomunikacyjny","BITNER","KMT",1,24878,"PLN",0.23,null,null,null,null,null,null,null,"n04",null,"EC003249","27.32.13","8544 49 95","https://bitner.com.pl/data/t4_text/649x234_12170380420_HTKSH%20FE180_PH90%20E90.jpg","https://bitner.com.pl/data/t4txt_photos/01375680420_HTKSH%20FE180_PH90%20E90.pdf"]
[608,null,"BEZPIECZNE","B10051",5902956185853,"HTKSH FE180/PH90/E90","1x4x2,8","Ognioodporny, bezhalogenowy kabel telekomunikacyjny","BITNER","KMT",1,53309,"PLN",0.23,null,null,null,null,null,null,null,"n04",null,"EC003249","27.32.13","8544 49 95","https://bitner.com.pl/data/t4_text/649x234_12170380420_HTKSH%20FE180_PH90%20E90.jpg","https://bitner.com.pl/data/t4txt_photos/01375680420_HTKSH%20FE180_PH90%20E90.pdf"]
[609,null,"BEZPIECZNE","B10053",5902956282088,"HTKSH FE180/PH90/E90","3x2x2,8","Ognioodporny, bezhalogenowy kabel telekomunikacyjny","BITNER","KMT",1,80783,"PLN",0.23,null,null,null,null,null,null,null,"n04",null,"EC003249","27.32.13","8544 49 95","https://bitner.com.pl/data/t4_text/649x234_12170380420_HTKSH%20FE180_PH90%20E90.jpg","https://bitner.com.pl/data/t4txt_photos/01375680420_HTKSH%20FE180_PH90%20E90.pdf"]
[610,null,"BEZPIECZNE","B10054",5902956282095,"HTKSH FE180/PH90/E90","4x2x2,8","Ognioodporny, bezhalogenowy kabel telekomunikacyjny","BITNER","KMT",1,106782,"PLN",0.23,null,null,null,null,null,null,null,"n04",null,"EC003249","27.32.13","8544 49 95","https://bitner.com.pl/data/t4_text/649x234_12170380420_HTKSH%20FE180_PH90%20E90.jpg","https://bitner.com.pl/data/t4txt_photos/01375680420_HTKSH%20FE180_PH90%20E90.pdf"]
[611,null,"BEZPIECZNE","TN0300",5902956185204,"HTKSHekw","1x2x0,8","Bezhalogenowy kabel telekomunikacyjny w ekranie","BITNER","KMT",1,2916,"PLN",0.23,null,null,null,null,null,null,null,"n04A",null,"EC003249","27.32.13","8544 49 95","https://bitner.com.pl/data/t4_text/649x234_025718291116_HTKSHekw.JPG","https://bitner.com.pl/data/t4txt_photos/11594580420_HTKSHekw.pdf"]
[612,null,"BEZPIECZNE","TN0302",5902956185228,"HTKSHekw","2x2x0,8","Bezhalogenowy kabel telekomunikacyjny w ekranie","BITNER","KMT",1,5173,"PLN",0.23,null,null,null,null,null,null,null,"n04A",null,"EC003249","27.32.13","8544 49 95","https://bitner.com.pl/data/t4_text/649x234_025718291116_HTKSHekw.JPG","https://bitner.com.pl/data/t4txt_photos/11594580420_HTKSHekw.pdf"]
[613,null,"BEZPIECZNE","TN0306",5902956185334,"HTKSHekw","1x2x1,0","Bezhalogenowy kabel telekomunikacyjny w ekranie","BITNER","KMT",1,4198,"PLN",0.23,null,null,null,null,null,null,null,"n04A",null,"EC003249","27.32.13","8544 49 95","https://bitner.com.pl/data/t4_text/649x234_025718291116_HTKSHekw.JPG","https://bitner.com.pl/data/t4txt_photos/11594580420_HTKSHekw.pdf"]
[614,null,"BEZPIECZNE","BF0001",5902956358707,"BiTflame®A","1x2x0,8","Bezhalogenowy kabel sterowniczy, sygnalizacyjny i telekomunikacyjny","BITNER","KMT",1,3857,"PLN",0.23,null,null,null,null,null,null,null,"n04A",null,"EC003249","27.32.13","8544 49 95","https://bitner.com.pl/data/t4_text/649x234_012751260922_BiTflame%C2%AEA-zdj%C4%99cie.jpg","https://bitner.com.pl/data/t4txt_photos/012822260922_BiTflame%C2%AEA.pdf"]
[615,null,"BEZPIECZNE","BF0003",5902956358714,"BiTflame®A","2x2x0,8","Bezhalogenowy kabel sterowniczy, sygnalizacyjny i telekomunikacyjny","BITNER","KMT",1,7644,"PLN",0.23,null,null,null,null,null,null,null,"n04A",null,"EC003249","27.32.13","8544 49 95","https://bitner.com.pl/data/t4_text/649x234_012751260922_BiTflame%C2%AEA-zdj%C4%99cie.jpg","https://bitner.com.pl/data/t4txt_photos/012822260922_BiTflame%C2%AEA.pdf"]
[616,null,"BEZPIECZNE","BF0004",5902956358721,"BiTflame®A","3x2x0,8","Bezhalogenowy kabel sterowniczy, sygnalizacyjny i telekomunikacyjny","BITNER","KMT",1,10345,"PLN",0.23,null,null,null,null,null,null,null,"n04A",null,"EC003249","27.32.13","8544 49 95","https://bitner.com.pl/data/t4_text/649x234_012751260922_BiTflame%C2%AEA-zdj%C4%99cie.jpg","https://bitner.com.pl/data/t4txt_photos/012822260922_BiTflame%C2%AEA.pdf"]
[617,null,"BEZPIECZNE","BF0010",5902956358738,"BiTflame®A","1x2x1,0","Bezhalogenowy kabel sterowniczy, sygnalizacyjny i telekomunikacyjny","BITNER","KMT",1,5669,"PLN",0.23,null,null,null,null,null,null,null,"n04A",null,"EC003249","27.32.13","8544 49 95","https://bitner.com.pl/data/t4_text/649x234_012751260922_BiTflame%C2%AEA-zdj%C4%99cie.jpg","https://bitner.com.pl/data/t4txt_photos/012822260922_BiTflame%C2%AEA.pdf"]
[618,null,"BEZPIECZNE","BF0011",5902956358745,"BiTflame®A","1x4x1,0","Bezhalogenowy kabel sterowniczy, sygnalizacyjny i telekomunikacyjny","BITNER","KMT",1,10399,"PLN",0.23,null,null,null,null,null,null,null,"n04A",null,"EC003249","27.32.13","8544 49 95","https://bitner.com.pl/data/t4_text/649x234_012751260922_BiTflame%C2%AEA-zdj%C4%99cie.jpg","https://bitner.com.pl/data/t4txt_photos/012822260922_BiTflame%C2%AEA.pdf"]
[619,null,"BEZPIECZNE","BF0012",5902956358752,"BiTflame®A","2x2x1,0","Bezhalogenowy kabel sterowniczy, sygnalizacyjny i telekomunikacyjny","BITNER","KMT",1,12129,"PLN",0.23,null,null,null,null,null,null,null,"n04A",null,"EC003249","27.32.13","8544 49 95","https://bitner.com.pl/data/t4_text/649x234_012751260922_BiTflame%C2%AEA-zdj%C4%99cie.jpg","https://bitner.com.pl/data/t4txt_photos/012822260922_BiTflame%C2%AEA.pdf"]
[620,null,"BEZPIECZNE","BF0013",5902956358769,"BiTflame®A","3x2x1,0","Bezhalogenowy kabel sterowniczy, sygnalizacyjny i telekomunikacyjny","BITNER","KMT",1,16030,"PLN",0.23,null,null,null,null,null,null,null,"n04A",null,"EC003249","27.32.13","8544 49 95","https://bitner.com.pl/data/t4_text/649x234_012751260922_BiTflame%C2%AEA-zdj%C4%99cie.jpg","https://bitner.com.pl/data/t4txt_photos/012822260922_BiTflame%C2%AEA.pdf"]
[621,null,"BEZPIECZNE","BF0014",5902956358776,"BiTflame®A","4x2x1,0","Bezhalogenowy kabel sterowniczy, sygnalizacyjny i telekomunikacyjny","BITNER","KMT",1,20764,"PLN",0.23,null,null,null,null,null,null,null,"n04A",null,"EC003249","27.32.13","8544 49 95","https://bitner.com.pl/data/t4_text/649x234_012751260922_BiTflame%C2%AEA-zdj%C4%99cie.jpg","https://bitner.com.pl/data/t4txt_photos/012822260922_BiTflame%C2%AEA.pdf"]
[622,null,"BEZPIECZNE","BF0015",5902956358783,"BiTflame®A","5x2x1,0","Bezhalogenowy kabel sterowniczy, sygnalizacyjny i telekomunikacyjny","BITNER","KMT",1,25968,"PLN",0.23,null,null,null,null,null,null,null,"n04A",null,"EC003249","27.32.13","8544 49 95","https://bitner.com.pl/data/t4_text/649x234_012751260922_BiTflame%C2%AEA-zdj%C4%99cie.jpg","https://bitner.com.pl/data/t4txt_photos/012822260922_BiTflame%C2%AEA.pdf"]
[623,null,"BEZPIECZNE","BF0068",5902956358790,"BiTflame®A(St)","1x2x0,6","Bezhalogenowy kabel sterowniczy, sygnalizacyjny i telekomunikacyjny w ekranie z folii aluminiowej laminowanej z żyłą uziemiającą","BITNER","KMT",1,2849,"PLN",0.23,null,null,null,null,null,null,null,"n04A",null,"EC003249","27.32.13","8544 49 95","https://bitner.com.pl/data/t4_text/649x234_012932260922_BiTflame%C2%AEA(St)-zdj%C4%99cie.jpg","https://bitner.com.pl/data/t4txt_photos/013000260922_BiTflame%C2%AEA(St).pdf"]
[624,null,"BEZPIECZNE","BF0069",5902956358806,"BiTflame®A(St)","3x2x0,6","Bezhalogenowy kabel sterowniczy, sygnalizacyjny i telekomunikacyjny w ekranie z folii aluminiowej laminowanej z żyłą uziemiającą","BITNER","KMT",1,6414,"PLN",0.23,null,null,null,null,null,null,null,"n04A",null,"EC003249","27.32.13","8544 49 95","https://bitner.com.pl/data/t4_text/649x234_012932260922_BiTflame%C2%AEA(St)-zdj%C4%99cie.jpg","https://bitner.com.pl/data/t4txt_photos/013000260922_BiTflame%C2%AEA(St).pdf"]
[625,null,"BEZPIECZNE","BF0070",5902956358813,"BiTflame®A(St)","1x2x0,8","Bezhalogenowy kabel sterowniczy, sygnalizacyjny i telekomunikacyjny w ekranie z folii aluminiowej laminowanej z żyłą uziemiającą","BITNER","KMT",1,4100,"PLN",0.23,null,null,null,null,null,null,null,"n04A",null,"EC003249","27.32.13","8544 49 95","https://bitner.com.pl/data/t4_text/649x234_012932260922_BiTflame%C2%AEA(St)-zdj%C4%99cie.jpg","https://bitner.com.pl/data/t4txt_photos/013000260922_BiTflame%C2%AEA(St).pdf"]
[626,null,"BEZPIECZNE","BF0071",5902956358820,"BiTflame®A(St)","1x4x0,8","Bezhalogenowy kabel sterowniczy, sygnalizacyjny i telekomunikacyjny w ekranie z folii aluminiowej laminowanej z żyłą uziemiającą","BITNER","KMT",1,6855,"PLN",0.23,null,null,null,null,null,null,null,"n04A",null,"EC003249","27.32.13","8544 49 95","https://bitner.com.pl/data/t4_text/649x234_012932260922_BiTflame%C2%AEA(St)-zdj%C4%99cie.jpg","https://bitner.com.pl/data/t4txt_photos/013000260922_BiTflame%C2%AEA(St).pdf"]
[627,null,"BEZPIECZNE","BF0072",5902956358837,"BiTflame®A(St)","2x2x0,8","Bezhalogenowy kabel sterowniczy, sygnalizacyjny i telekomunikacyjny w ekranie z folii aluminiowej laminowanej z żyłą uziemiającą","BITNER","KMT",1,7201,"PLN",0.23,null,null,null,null,null,null,null,"n04A",null,"EC003249","27.32.13","8544 49 95","https://bitner.com.pl/data/t4_text/649x234_012932260922_BiTflame%C2%AEA(St)-zdj%C4%99cie.jpg","https://bitner.com.pl/data/t4txt_photos/013000260922_BiTflame%C2%AEA(St).pdf"]
[628,null,"BEZPIECZNE","BF0073",5902956358844,"BiTflame®A(St)","3x2x0,8","Bezhalogenowy kabel sterowniczy, sygnalizacyjny i telekomunikacyjny w ekranie z folii aluminiowej laminowanej z żyłą uziemiającą","BITNER","KMT",1,10244,"PLN",0.23,null,null,null,null,null,null,null,"n04A",null,"EC003249","27.32.13","8544 49 95","https://bitner.com.pl/data/t4_text/649x234_012932260922_BiTflame%C2%AEA(St)-zdj%C4%99cie.jpg","https://bitner.com.pl/data/t4txt_photos/013000260922_BiTflame%C2%AEA(St).pdf"]
[629,null,"BEZPIECZNE","BF0074",5902956358851,"BiTflame®A(St)","4x2x0,8","Bezhalogenowy kabel sterowniczy, sygnalizacyjny i telekomunikacyjny w ekranie z folii aluminiowej laminowanej z żyłą uziemiającą","BITNER","KMT",1,13164,"PLN",0.23,null,null,null,null,null,null,null,"n04A",null,"EC003249","27.32.13","8544 49 95","https://bitner.com.pl/data/t4_text/649x234_012932260922_BiTflame%C2%AEA(St)-zdj%C4%99cie.jpg","https://bitner.com.pl/data/t4txt_photos/013000260922_BiTflame%C2%AEA(St).pdf"]
[630,null,"BEZPIECZNE","BF0075",5902956358868,"BiTflame®A(St)","5x2x0,8","Bezhalogenowy kabel sterowniczy, sygnalizacyjny i telekomunikacyjny w ekranie z folii aluminiowej laminowanej z żyłą uziemiającą","BITNER","KMT",1,15984,"PLN",0.23,null,null,null,null,null,null,null,"n04A",null,"EC003249","27.32.13","8544 49 95","https://bitner.com.pl/data/t4_text/649x234_012932260922_BiTflame%C2%AEA(St)-zdj%C4%99cie.jpg","https://bitner.com.pl/data/t4txt_photos/013000260922_BiTflame%C2%AEA(St).pdf"]
[631,null,"BEZPIECZNE","BF0082",5902956358875,"BiTflame®A(St)","1x2x1,0","Bezhalogenowy kabel sterowniczy, sygnalizacyjny i telekomunikacyjny w ekranie z folii aluminiowej laminowanej z żyłą uziemiającą","BITNER","KMT",1,5857,"PLN",0.23,null,null,null,null,null,null,null,"n04A",null,"EC003249","27.32.13","8544 49 95","https://bitner.com.pl/data/t4_text/649x234_012932260922_BiTflame%C2%AEA(St)-zdj%C4%99cie.jpg","https://bitner.com.pl/data/t4txt_photos/013000260922_BiTflame%C2%AEA(St).pdf"]
[632,null,"BEZPIECZNE","BF0083",5902956358882,"BiTflame®A(St)","1x4x1,0","Bezhalogenowy kabel sterowniczy, sygnalizacyjny i telekomunikacyjny w ekranie z folii aluminiowej laminowanej z żyłą uziemiającą","BITNER","KMT",1,10435,"PLN",0.23,null,null,null,null,null,null,null,"n04A",null,"EC003249","27.32.13","8544 49 95","https://bitner.com.pl/data/t4_text/649x234_012932260922_BiTflame%C2%AEA(St)-zdj%C4%99cie.jpg","https://bitner.com.pl/data/t4txt_photos/013000260922_BiTflame%C2%AEA(St).pdf"]
[633,null,"BEZPIECZNE","BF0084",5902956358899,"BiTflame®A(St)","2x2x1,0","Bezhalogenowy kabel sterowniczy, sygnalizacyjny i telekomunikacyjny w ekranie z folii aluminiowej laminowanej z żyłą uziemiającą","BITNER","KMT",1,10940,"PLN",0.23,null,null,null,null,null,null,null,"n04A",null,"EC003249","27.32.13","8544 49 95","https://bitner.com.pl/data/t4_text/649x234_012932260922_BiTflame%C2%AEA(St)-zdj%C4%99cie.jpg","https://bitner.com.pl/data/t4txt_photos/013000260922_BiTflame%C2%AEA(St).pdf"]
[634,null,"BEZPIECZNE","BF0085",5902956358905,"BiTflame®A(St)","3x2x1,0","Bezhalogenowy kabel sterowniczy, sygnalizacyjny i telekomunikacyjny w ekranie z folii aluminiowej laminowanej z żyłą uziemiającą","BITNER","KMT",1,15636,"PLN",0.23,null,null,null,null,null,null,null,"n04A",null,"EC003249","27.32.13","8544 49 95","https://bitner.com.pl/data/t4_text/649x234_012932260922_BiTflame%C2%AEA(St)-zdj%C4%99cie.jpg","https://bitner.com.pl/data/t4txt_photos/013000260922_BiTflame%C2%AEA(St).pdf"]
[635,null,"BEZPIECZNE","BF0086",5902956358912,"BiTflame®A(St)","4x2x1,0","Bezhalogenowy kabel sterowniczy, sygnalizacyjny i telekomunikacyjny w ekranie z folii aluminiowej laminowanej z żyłą uziemiającą","BITNER","KMT",1,20214,"PLN",0.23,null,null,null,null,null,null,null,"n04A",null,"EC003249","27.32.13","8544 49 95","https://bitner.com.pl/data/t4_text/649x234_012932260922_BiTflame%C2%AEA(St)-zdj%C4%99cie.jpg","https://bitner.com.pl/data/t4txt_photos/013000260922_BiTflame%C2%AEA(St).pdf"]
[636,null,"BEZPIECZNE","BF0087",5902956358929,"BiTflame®A(St)","5x2x1,0","Bezhalogenowy kabel sterowniczy, sygnalizacyjny i telekomunikacyjny w ekranie z folii aluminiowej laminowanej z żyłą uziemiającą","BITNER","KMT",1,25114,"PLN",0.23,null,null,null,null,null,null,null,"n04A",null,"EC003249","27.32.13","8544 49 95","https://bitner.com.pl/data/t4_text/649x234_012932260922_BiTflame%C2%AEA(St)-zdj%C4%99cie.jpg","https://bitner.com.pl/data/t4txt_photos/013000260922_BiTflame%C2%AEA(St).pdf"]
[637,null,"BEZPIECZNE","B10100",5902956185877,"HTKSHekw FE180/PH90/E90","1x2x0,8","Ognioodporny, bezhalogenowy kabel telekomunikacyjny","BITNER","KMT",1,4718,"PLN",0.23,null,null,null,null,null,null,null,"n04",null,"EC003249","27.32.13","8544 49 95","https://bitner.com.pl/data/t4_text/649x234_11135680819_15_HTKSHekw_FE180_PH90_E90.jpg","https://bitner.com.pl/data/t4txt_photos/01424680420_HTKSHekw%20FE180_PH90%20E90.pdf"]
[638,null,"BEZPIECZNE","B10101",5902956185891,"HTKSHekw FE180/PH90/E90","2x2x0,8","Ognioodporny, bezhalogenowy kabel telekomunikacyjny","BITNER","KMT",1,8581,"PLN",0.23,null,null,null,null,null,null,null,"n04",null,"EC003249","27.32.13","8544 49 95","https://bitner.com.pl/data/t4_text/649x234_11135680819_15_HTKSHekw_FE180_PH90_E90.jpg","https://bitner.com.pl/data/t4txt_photos/01424680420_HTKSHekw%20FE180_PH90%20E90.pdf"]
[639,null,"BEZPIECZNE","B10102",5902956185907,"HTKSHekw FE180/PH90/E90","3x2x0,8","Ognioodporny, bezhalogenowy kabel telekomunikacyjny","BITNER","KMT",1,11179,"PLN",0.23,null,null,null,null,null,null,null,"n04A",null,"EC003249","27.32.13","8544 49 95","https://bitner.com.pl/data/t4_text/649x234_11135680819_15_HTKSHekw_FE180_PH90_E90.jpg","https://bitner.com.pl/data/t4txt_photos/01424680420_HTKSHekw%20FE180_PH90%20E90.pdf"]
[640,null,"BEZPIECZNE","B10103",5902956185914,"HTKSHekw FE180/PH90/E90","4x2x0,8","Ognioodporny, bezhalogenowy kabel telekomunikacyjny","BITNER","KMT",1,14375,"PLN",0.23,null,null,null,null,null,null,null,"n04A",null,"EC003249","27.32.13","8544 49 95","https://bitner.com.pl/data/t4_text/649x234_11135680819_15_HTKSHekw_FE180_PH90_E90.jpg","https://bitner.com.pl/data/t4txt_photos/01424680420_HTKSHekw%20FE180_PH90%20E90.pdf"]
[641,null,"BEZPIECZNE","B10104",5902956185969,"HTKSHekw FE180/PH90/E90","1x2x1,0","Ognioodporny, bezhalogenowy kabel telekomunikacyjny","BITNER","KMT",1,6184,"PLN",0.23,null,null,null,null,null,null,null,"n04",null,"EC003249","27.32.13","8544 49 95","https://bitner.com.pl/data/t4_text/649x234_11135680819_15_HTKSHekw_FE180_PH90_E90.jpg","https://bitner.com.pl/data/t4txt_photos/01424680420_HTKSHekw%20FE180_PH90%20E90.pdf"]
[642,null,"BEZPIECZNE","B10105",5902956185983,"HTKSHekw FE180/PH90/E90","2x2x1,0","Ognioodporny, bezhalogenowy kabel telekomunikacyjny","BITNER","KMT",1,11543,"PLN",0.23,null,null,null,null,null,null,null,"n04",null,"EC003249","27.32.13","8544 49 95","https://bitner.com.pl/data/t4_text/649x234_11135680819_15_HTKSHekw_FE180_PH90_E90.jpg","https://bitner.com.pl/data/t4txt_photos/01424680420_HTKSHekw%20FE180_PH90%20E90.pdf"]
[643,null,"BEZPIECZNE","B10106",5902956185990,"HTKSHekw FE180/PH90/E90","3x2x1,0","Ognioodporny, bezhalogenowy kabel telekomunikacyjny","BITNER","KMT",1,15296,"PLN",0.23,null,null,null,null,null,null,null,"n04A",null,"EC003249","27.32.13","8544 49 95","https://bitner.com.pl/data/t4_text/649x234_11135680819_15_HTKSHekw_FE180_PH90_E90.jpg","https://bitner.com.pl/data/t4txt_photos/01424680420_HTKSHekw%20FE180_PH90%20E90.pdf"]
[644,null,"BEZPIECZNE","B10107",5902956186003,"HTKSHekw FE180/PH90/E90","4x2x1,0","Ognioodporny, bezhalogenowy kabel telekomunikacyjny","BITNER","KMT",1,19786,"PLN",0.23,null,null,null,null,null,null,null,"n04A",null,"EC003249","27.32.13","8544 49 95","https://bitner.com.pl/data/t4_text/649x234_11135680819_15_HTKSHekw_FE180_PH90_E90.jpg","https://bitner.com.pl/data/t4txt_photos/01424680420_HTKSHekw%20FE180_PH90%20E90.pdf"]
[645,null,"BEZPIECZNE","B10108",5902956186041,"HTKSHekw FE180/PH90/E90","1x2x1,4","Ognioodporny, bezhalogenowy kabel telekomunikacyjny","BITNER","KMT",1,9519,"PLN",0.23,null,null,null,null,null,null,null,"n04A",null,"EC003249","27.32.13","8544 49 95","https://bitner.com.pl/data/t4_text/649x234_11135680819_15_HTKSHekw_FE180_PH90_E90.jpg","https://bitner.com.pl/data/t4txt_photos/01424680420_HTKSHekw%20FE180_PH90%20E90.pdf"]
[646,null,"BEZPIECZNE","B10109",5902956186065,"HTKSHekw FE180/PH90/E90","2x2x1,4","Ognioodporny, bezhalogenowy kabel telekomunikacyjny","BITNER","KMT",1,18438,"PLN",0.23,null,null,null,null,null,null,null,"n04A",null,"EC003249","27.32.13","8544 49 95","https://bitner.com.pl/data/t4_text/649x234_11135680819_15_HTKSHekw_FE180_PH90_E90.jpg","https://bitner.com.pl/data/t4txt_photos/01424680420_HTKSHekw%20FE180_PH90%20E90.pdf"]
[647,null,"BEZPIECZNE","B10110",5902956186126,"HTKSHekw FE180/PH90/E90","1x2x1,8","Ognioodporny, bezhalogenowy kabel telekomunikacyjny","BITNER","KMT",1,14321,"PLN",0.23,null,null,null,null,null,null,null,"n04A",null,"EC003249","27.32.13","8544 49 95","https://bitner.com.pl/data/t4_text/649x234_11135680819_15_HTKSHekw_FE180_PH90_E90.jpg","https://bitner.com.pl/data/t4txt_photos/01424680420_HTKSHekw%20FE180_PH90%20E90.pdf"]
[648,null,"BEZPIECZNE","B10111",5902956186140,"HTKSHekw FE180/PH90/E90","2x2x1,8","Ognioodporny, bezhalogenowy kabel telekomunikacyjny","BITNER","KMT",1,27975,"PLN",0.23,null,null,null,null,null,null,null,"n04A",null,"EC003249","27.32.13","8544 49 95","https://bitner.com.pl/data/t4_text/649x234_11135680819_15_HTKSHekw_FE180_PH90_E90.jpg","https://bitner.com.pl/data/t4txt_photos/01424680420_HTKSHekw%20FE180_PH90%20E90.pdf"]
[649,null,"BEZPIECZNE","B10112",5902956186201,"HTKSHekw FE180/PH90/E90","1x2x2,3","Ognioodporny, bezhalogenowy kabel telekomunikacyjny","BITNER","KMT",1,20996,"PLN",0.23,null,null,null,null,null,null,null,"n04A",null,"EC003249","27.32.13","8544 49 95","https://bitner.com.pl/data/t4_text/649x234_11135680819_15_HTKSHekw_FE180_PH90_E90.jpg","https://bitner.com.pl/data/t4txt_photos/01424680420_HTKSHekw%20FE180_PH90%20E90.pdf"]
[650,null,"BEZPIECZNE","B10113",5902956186225,"HTKSHekw FE180/PH90/E90","2x2x2,3","Ognioodporny, bezhalogenowy kabel telekomunikacyjny","BITNER","KMT",1,41685,"PLN",0.23,null,null,null,null,null,null,null,"n04A",null,"EC003249","27.32.13","8544 49 95","https://bitner.com.pl/data/t4_text/649x234_11135680819_15_HTKSHekw_FE180_PH90_E90.jpg","https://bitner.com.pl/data/t4txt_photos/01424680420_HTKSHekw%20FE180_PH90%20E90.pdf"]
[651,null,"BEZPIECZNE","B10116",5902956186096,"HTKSHekw FE180/PH90/E90","5x2x1,4","Ognioodporny, bezhalogenowy kabel telekomunikacyjny","BITNER","KMT",1,40819,"PLN",0.23,null,null,null,null,null,null,null,"n04A",null,"EC003249","27.32.13","8544 49 95","https://bitner.com.pl/data/t4_text/649x234_11135680819_15_HTKSHekw_FE180_PH90_E90.jpg","https://bitner.com.pl/data/t4txt_photos/01424680420_HTKSHekw%20FE180_PH90%20E90.pdf"]
[652,null,"BEZPIECZNE","B10118",5902956185884,"HTKSHekw FE180/PH90/E90","1x4x0,8","Ognioodporny, bezhalogenowy kabel telekomunikacyjny","BITNER","KMT",1,7716,"PLN",0.23,null,null,null,null,null,null,null,"n04A",null,"EC003249","27.32.13","8544 49 95","https://bitner.com.pl/data/t4_text/649x234_11135680819_15_HTKSHekw_FE180_PH90_E90.jpg","https://bitner.com.pl/data/t4txt_photos/01424680420_HTKSHekw%20FE180_PH90%20E90.pdf"]
[653,null,"BEZPIECZNE","B10119",5902956185921,"HTKSHekw FE180/PH90/E90","5x2x0,8","Ognioodporny, bezhalogenowy kabel telekomunikacyjny","BITNER","KMT",1,17410,"PLN",0.23,null,null,null,null,null,null,null,"n04A",null,"EC003249","27.32.13","8544 49 95","https://bitner.com.pl/data/t4_text/649x234_11135680819_15_HTKSHekw_FE180_PH90_E90.jpg","https://bitner.com.pl/data/t4txt_photos/01424680420_HTKSHekw%20FE180_PH90%20E90.pdf"]
[654,null,"BEZPIECZNE","B10120",5902956185945,"HTKSHekw FE180/PH90/E90","10x2x0,8","Ognioodporny, bezhalogenowy kabel telekomunikacyjny","BITNER","KMT",1,32257,"PLN",0.23,null,null,null,null,null,null,null,"n04A",null,"EC003249","27.32.13","8544 49 95","https://bitner.com.pl/data/t4_text/649x234_11135680819_15_HTKSHekw_FE180_PH90_E90.jpg","https://bitner.com.pl/data/t4txt_photos/01424680420_HTKSHekw%20FE180_PH90%20E90.pdf"]
[655,null,"BEZPIECZNE","B10122",5902956186010,"HTKSHekw FE180/PH90/E90","5x2x1,0","Ognioodporny, bezhalogenowy kabel telekomunikacyjny","BITNER","KMT",1,24129,"PLN",0.23,null,null,null,null,null,null,null,"n04A",null,"EC003249","27.32.13","8544 49 95","https://bitner.com.pl/data/t4_text/649x234_11135680819_15_HTKSHekw_FE180_PH90_E90.jpg","https://bitner.com.pl/data/t4txt_photos/01424680420_HTKSHekw%20FE180_PH90%20E90.pdf"]
[656,null,"BEZPIECZNE","B10123",5902956186027,"HTKSHekw FE180/PH90/E90","7x2x1,0","Ognioodporny, bezhalogenowy kabel telekomunikacyjny","BITNER","KMT",1,32612,"PLN",0.23,null,null,null,null,null,null,null,"n04A",null,"EC003249","27.32.13","8544 49 95","https://bitner.com.pl/data/t4_text/649x234_11135680819_15_HTKSHekw_FE180_PH90_E90.jpg","https://bitner.com.pl/data/t4txt_photos/01424680420_HTKSHekw%20FE180_PH90%20E90.pdf"]
[657,null,"BEZPIECZNE","B10124",5902956186034,"HTKSHekw FE180/PH90/E90","10x2x1,0","Ognioodporny, bezhalogenowy kabel telekomunikacyjny","BITNER","KMT",1,45384,"PLN",0.23,null,null,null,null,null,null,null,"n04A",null,"EC003249","27.32.13","8544 49 95","https://bitner.com.pl/data/t4_text/649x234_11135680819_15_HTKSHekw_FE180_PH90_E90.jpg","https://bitner.com.pl/data/t4txt_photos/01424680420_HTKSHekw%20FE180_PH90%20E90.pdf"]
[658,null,"BEZPIECZNE","B10125",5902956282101,"HTKSHekw FE180/PH90/E90","8x2x1,0","Ognioodporny, bezhalogenowy kabel telekomunikacyjny","BITNER","KMT",1,36823,"PLN",0.23,null,null,null,null,null,null,null,"n04A",null,"EC003249","27.32.13","8544 49 95","https://bitner.com.pl/data/t4_text/649x234_11135680819_15_HTKSHekw_FE180_PH90_E90.jpg","https://bitner.com.pl/data/t4txt_photos/01424680420_HTKSHekw%20FE180_PH90%20E90.pdf"]
[659,null,"BEZPIECZNE","B10126",5902956186058,"HTKSHekw FE180/PH90/E90","1x4x1,4","Ognioodporny, bezhalogenowy kabel telekomunikacyjny","BITNER","KMT",1,16878,"PLN",0.23,null,null,null,null,null,null,null,"n04A",null,"EC003249","27.32.13","8544 49 95","https://bitner.com.pl/data/t4_text/649x234_11135680819_15_HTKSHekw_FE180_PH90_E90.jpg","https://bitner.com.pl/data/t4txt_photos/01424680420_HTKSHekw%20FE180_PH90%20E90.pdf"]
[660,null,"BEZPIECZNE","B10127",5902956186072,"HTKSHekw FE180/PH90/E90","3x2x1,4","Ognioodporny, bezhalogenowy kabel telekomunikacyjny","BITNER","KMT",1,24915,"PLN",0.23,null,null,null,null,null,null,null,"n04A",null,"EC003249","27.32.13","8544 49 95","https://bitner.com.pl/data/t4_text/649x234_11135680819_15_HTKSHekw_FE180_PH90_E90.jpg","https://bitner.com.pl/data/t4txt_photos/01424680420_HTKSHekw%20FE180_PH90%20E90.pdf"]
[661,null,"BEZPIECZNE","B10128",5902956186089,"HTKSHekw FE180/PH90/E90","4x2x1,4","Ognioodporny, bezhalogenowy kabel telekomunikacyjny","BITNER","KMT",1,32594,"PLN",0.23,null,null,null,null,null,null,null,"n04A",null,"EC003249","27.32.13","8544 49 95","https://bitner.com.pl/data/t4_text/649x234_11135680819_15_HTKSHekw_FE180_PH90_E90.jpg","https://bitner.com.pl/data/t4txt_photos/01424680420_HTKSHekw%20FE180_PH90%20E90.pdf"]
[662,null,"BEZPIECZNE","B10129",5902956185938,"HTKSHekw FE180/PH90/E90","7x2x0,8","Ognioodporny, bezhalogenowy kabel telekomunikacyjny","BITNER","KMT",1,23284,"PLN",0.23,null,null,null,null,null,null,null,"n04A",null,"EC003249","27.32.13","8544 49 95","https://bitner.com.pl/data/t4_text/649x234_11135680819_15_HTKSHekw_FE180_PH90_E90.jpg","https://bitner.com.pl/data/t4txt_photos/01424680420_HTKSHekw%20FE180_PH90%20E90.pdf"]
[663,null,"BEZPIECZNE","B10130",5902956186102,"HTKSHekw FE180/PH90/E90","7x2x1,4","Ognioodporny, bezhalogenowy kabel telekomunikacyjny","BITNER","KMT",1,54530,"PLN",0.23,null,null,null,null,null,null,null,"n04A",null,"EC003249","27.32.13","8544 49 95","https://bitner.com.pl/data/t4_text/649x234_11135680819_15_HTKSHekw_FE180_PH90_E90.jpg","https://bitner.com.pl/data/t4txt_photos/01424680420_HTKSHekw%20FE180_PH90%20E90.pdf"]
[664,null,"BEZPIECZNE","B10131",5902956186119,"HTKSHekw FE180/PH90/E90","10x2x1,4","Ognioodporny, bezhalogenowy kabel telekomunikacyjny","BITNER","KMT",1,77513,"PLN",0.23,null,null,null,null,null,null,null,"n04A",null,"EC003249","27.32.13","8544 49 95","https://bitner.com.pl/data/t4_text/649x234_11135680819_15_HTKSHekw_FE180_PH90_E90.jpg","https://bitner.com.pl/data/t4txt_photos/01424680420_HTKSHekw%20FE180_PH90%20E90.pdf"]
[665,null,"BEZPIECZNE","B10132",5902956282118,"HTKSHekw FE180/PH90/E90","8x2x1,4","Ognioodporny, bezhalogenowy kabel telekomunikacyjny","BITNER","KMT",1,62717,"PLN",0.23,null,null,null,null,null,null,null,"n04A",null,"EC003249","27.32.13","8544 49 95","https://bitner.com.pl/data/t4_text/649x234_11135680819_15_HTKSHekw_FE180_PH90_E90.jpg","https://bitner.com.pl/data/t4txt_photos/01424680420_HTKSHekw%20FE180_PH90%20E90.pdf"]
[666,null,"BEZPIECZNE","B10133",5902956186133,"HTKSHekw FE180/PH90/E90","1x4x1,8","Ognioodporny, bezhalogenowy kabel telekomunikacyjny","BITNER","KMT",1,25745,"PLN",0.23,null,null,null,null,null,null,null,"n04A",null,"EC003249","27.32.13","8544 49 95","https://bitner.com.pl/data/t4_text/649x234_11135680819_15_HTKSHekw_FE180_PH90_E90.jpg","https://bitner.com.pl/data/t4txt_photos/01424680420_HTKSHekw%20FE180_PH90%20E90.pdf"]
[667,null,"BEZPIECZNE","B10134",5902956186157,"HTKSHekw FE180/PH90/E90","3x2x1,8","Ognioodporny, bezhalogenowy kabel telekomunikacyjny","BITNER","KMT",1,38188,"PLN",0.23,null,null,null,null,null,null,null,"n04A",null,"EC003249","27.32.13","8544 49 95","https://bitner.com.pl/data/t4_text/649x234_11135680819_15_HTKSHekw_FE180_PH90_E90.jpg","https://bitner.com.pl/data/t4txt_photos/01424680420_HTKSHekw%20FE180_PH90%20E90.pdf"]
[668,null,"BEZPIECZNE","B10135",5902956186164,"HTKSHekw FE180/PH90/E90","4x2x1,8","Ognioodporny, bezhalogenowy kabel telekomunikacyjny","BITNER","KMT",1,49984,"PLN",0.23,null,null,null,null,null,null,null,"n04A",null,"EC003249","27.32.13","8544 49 95","https://bitner.com.pl/data/t4_text/649x234_11135680819_15_HTKSHekw_FE180_PH90_E90.jpg","https://bitner.com.pl/data/t4txt_photos/01424680420_HTKSHekw%20FE180_PH90%20E90.pdf"]
[669,null,"BEZPIECZNE","B10136",5902956186171,"HTKSHekw FE180/PH90/E90","5x2x1,8","Ognioodporny, bezhalogenowy kabel telekomunikacyjny","BITNER","KMT",1,62456,"PLN",0.23,null,null,null,null,null,null,null,"n04A",null,"EC003249","27.32.13","8544 49 95","https://bitner.com.pl/data/t4_text/649x234_11135680819_15_HTKSHekw_FE180_PH90_E90.jpg","https://bitner.com.pl/data/t4txt_photos/01424680420_HTKSHekw%20FE180_PH90%20E90.pdf"]
[670,null,"BEZPIECZNE","B10137",5902956186188,"HTKSHekw FE180/PH90/E90","7x2x1,8","Ognioodporny, bezhalogenowy kabel telekomunikacyjny","BITNER","KMT",1,85147,"PLN",0.23,null,null,null,null,null,null,null,"n04A",null,"EC003249","27.32.13","8544 49 95","https://bitner.com.pl/data/t4_text/649x234_11135680819_15_HTKSHekw_FE180_PH90_E90.jpg","https://bitner.com.pl/data/t4txt_photos/01424680420_HTKSHekw%20FE180_PH90%20E90.pdf"]
[671,null,"BEZPIECZNE","B10138",5902956186195,"HTKSHekw FE180/PH90/E90","10x2x1,8","Ognioodporny, bezhalogenowy kabel telekomunikacyjny","BITNER","KMT",1,120682,"PLN",0.23,null,null,null,null,null,null,null,"n04A",null,"EC003249","27.32.13","8544 49 95","https://bitner.com.pl/data/t4_text/649x234_11135680819_15_HTKSHekw_FE180_PH90_E90.jpg","https://bitner.com.pl/data/t4txt_photos/01424680420_HTKSHekw%20FE180_PH90%20E90.pdf"]
[672,null,"BEZPIECZNE","B10139",5902956282125,"HTKSHekw FE180/PH90/E90","8x2x1,8","Ognioodporny, bezhalogenowy kabel telekomunikacyjny","BITNER","KMT",1,96498,"PLN",0.23,null,null,null,null,null,null,null,"n04A",null,"EC003249","27.32.13","8544 49 95","https://bitner.com.pl/data/t4_text/649x234_11135680819_15_HTKSHekw_FE180_PH90_E90.jpg","https://bitner.com.pl/data/t4txt_photos/01424680420_HTKSHekw%20FE180_PH90%20E90.pdf"]
[673,null,"BEZPIECZNE","B10140",5902956186218,"HTKSHekw FE180/PH90/E90","1x4x2,3","Ognioodporny, bezhalogenowy kabel telekomunikacyjny","BITNER","KMT",1,38743,"PLN",0.23,null,null,null,null,null,null,null,"n04A",null,"EC003249","27.32.13","8544 49 95","https://bitner.com.pl/data/t4_text/649x234_11135680819_15_HTKSHekw_FE180_PH90_E90.jpg","https://bitner.com.pl/data/t4txt_photos/01424680420_HTKSHekw%20FE180_PH90%20E90.pdf"]
[674,null,"BEZPIECZNE","B10141",5902956186232,"HTKSHekw FE180/PH90/E90","3x2x2,3","Ognioodporny, bezhalogenowy kabel telekomunikacyjny","BITNER","KMT",1,57636,"PLN",0.23,null,null,null,null,null,null,null,"n04A",null,"EC003249","27.32.13","8544 49 95","https://bitner.com.pl/data/t4_text/649x234_11135680819_15_HTKSHekw_FE180_PH90_E90.jpg","https://bitner.com.pl/data/t4txt_photos/01424680420_HTKSHekw%20FE180_PH90%20E90.pdf"]
[675,null,"BEZPIECZNE","B10142",5902956186249,"HTKSHekw FE180/PH90/E90","4x2x2,3","Ognioodporny, bezhalogenowy kabel telekomunikacyjny","BITNER","KMT",1,76759,"PLN",0.23,null,null,null,null,null,null,null,"n04A",null,"EC003249","27.32.13","8544 49 95","https://bitner.com.pl/data/t4_text/649x234_11135680819_15_HTKSHekw_FE180_PH90_E90.jpg","https://bitner.com.pl/data/t4txt_photos/01424680420_HTKSHekw%20FE180_PH90%20E90.pdf"]
[676,null,"BEZPIECZNE","B10143",5902956186256,"HTKSHekw FE180/PH90/E90","5x2x2,3","Ognioodporny, bezhalogenowy kabel telekomunikacyjny","BITNER","KMT",1,94710,"PLN",0.23,null,null,null,null,null,null,null,"n04A",null,"EC003249","27.32.13","8544 49 95","https://bitner.com.pl/data/t4_text/649x234_11135680819_15_HTKSHekw_FE180_PH90_E90.jpg","https://bitner.com.pl/data/t4txt_photos/01424680420_HTKSHekw%20FE180_PH90%20E90.pdf"]
[677,null,"BEZPIECZNE","B10144",5902956186263,"HTKSHekw FE180/PH90/E90","7x2x2,3","Ognioodporny, bezhalogenowy kabel telekomunikacyjny","BITNER","KMT",1,131186,"PLN",0.23,null,null,null,null,null,null,null,"n04A",null,"EC003249","27.32.13","8544 49 95","https://bitner.com.pl/data/t4_text/649x234_11135680819_15_HTKSHekw_FE180_PH90_E90.jpg","https://bitner.com.pl/data/t4txt_photos/01424680420_HTKSHekw%20FE180_PH90%20E90.pdf"]
[678,null,"BEZPIECZNE","B10145",5902956186270,"HTKSHekw FE180/PH90/E90","10x2x2,3","Ognioodporny, bezhalogenowy kabel telekomunikacyjny","BITNER","KMT",1,186025,"PLN",0.23,null,null,null,null,null,null,null,"n04A",null,"EC003249","27.32.13","8544 49 95","https://bitner.com.pl/data/t4_text/649x234_11135680819_15_HTKSHekw_FE180_PH90_E90.jpg","https://bitner.com.pl/data/t4txt_photos/01424680420_HTKSHekw%20FE180_PH90%20E90.pdf"]
[679,null,"BEZPIECZNE","B10146",5902956282132,"HTKSHekw FE180/PH90/E90","8x2x2,3","Ognioodporny, bezhalogenowy kabel telekomunikacyjny","BITNER","KMT",1,148849,"PLN",0.23,null,null,null,null,null,null,null,"n04A",null,"EC003249","27.32.13","8544 49 95","https://bitner.com.pl/data/t4_text/649x234_11135680819_15_HTKSHekw_FE180_PH90_E90.jpg","https://bitner.com.pl/data/t4txt_photos/01424680420_HTKSHekw%20FE180_PH90%20E90.pdf"]
[680,null,"BEZPIECZNE","B10147",5902956282149,"HTKSHekw FE180/PH90/E90","8x2x0,8","Ognioodporny, bezhalogenowy kabel telekomunikacyjny","BITNER","KMT",1,26228,"PLN",0.23,null,null,null,null,null,null,null,"n04A",null,"EC003249","27.32.13","8544 49 95","https://bitner.com.pl/data/t4_text/649x234_11135680819_15_HTKSHekw_FE180_PH90_E90.jpg","https://bitner.com.pl/data/t4txt_photos/01424680420_HTKSHekw%20FE180_PH90%20E90.pdf"]
[681,null,"BEZPIECZNE","B10148",5902956185976,"HTKSHekw FE180/PH90/E90","1x4x1,0","Ognioodporny, bezhalogenowy kabel telekomunikacyjny","BITNER","KMT",1,10477,"PLN",0.23,null,null,null,null,null,null,null,"n04A",null,"EC003249","27.32.13","8544 49 95","https://bitner.com.pl/data/t4_text/649x234_11135680819_15_HTKSHekw_FE180_PH90_E90.jpg","https://bitner.com.pl/data/t4txt_photos/01424680420_HTKSHekw%20FE180_PH90%20E90.pdf"]
[682,null,"BEZPIECZNE","B10150",5902956186287,"HTKSHekw FE180/PH90/E90","1x2x2,8","Ognioodporny, bezhalogenowy kabel telekomunikacyjny","BITNER","KMT",1,29258,"PLN",0.23,null,null,null,null,null,null,null,"n04A",null,"EC003249","27.32.13","8544 49 95","https://bitner.com.pl/data/t4_text/649x234_11135680819_15_HTKSHekw_FE180_PH90_E90.jpg","https://bitner.com.pl/data/t4txt_photos/01424680420_HTKSHekw%20FE180_PH90%20E90.pdf"]
[683,null,"BEZPIECZNE","B10151",5902956186294,"HTKSHekw FE180/PH90/E90","1x4x2,8","Ognioodporny, bezhalogenowy kabel telekomunikacyjny","BITNER","KMT",1,54876,"PLN",0.23,null,null,null,null,null,null,null,"n04A",null,"EC003249","27.32.13","8544 49 95","https://bitner.com.pl/data/t4_text/649x234_11135680819_15_HTKSHekw_FE180_PH90_E90.jpg","https://bitner.com.pl/data/t4txt_photos/01424680420_HTKSHekw%20FE180_PH90%20E90.pdf"]
[684,null,"BEZPIECZNE","B10152",5902956186300,"HTKSHekw FE180/PH90/E90","2x2x2,8","Ognioodporny, bezhalogenowy kabel telekomunikacyjny","BITNER","KMT",1,58627,"PLN",0.23,null,null,null,null,null,null,null,"n04A",null,"EC003249","27.32.13","8544 49 95","https://bitner.com.pl/data/t4_text/649x234_11135680819_15_HTKSHekw_FE180_PH90_E90.jpg","https://bitner.com.pl/data/t4txt_photos/01424680420_HTKSHekw%20FE180_PH90%20E90.pdf"]
[685,null,"BEZPIECZNE","B10153",5902956282156,"HTKSHekw FE180/PH90/E90","3x2x2,8","Ognioodporny, bezhalogenowy kabel telekomunikacyjny","BITNER","KMT",1,82768,"PLN",0.23,null,null,null,null,null,null,null,"n04A",null,"EC003249","27.32.13","8544 49 95","https://bitner.com.pl/data/t4_text/649x234_11135680819_15_HTKSHekw_FE180_PH90_E90.jpg","https://bitner.com.pl/data/t4txt_photos/01424680420_HTKSHekw%20FE180_PH90%20E90.pdf"]
[686,null,"BEZPIECZNE","B10154",5902956282163,"HTKSHekw FE180/PH90/E90","4x2x2,8","Ognioodporny, bezhalogenowy kabel telekomunikacyjny","BITNER","KMT",1,109013,"PLN",0.23,null,null,null,null,null,null,null,"n04A",null,"EC003249","27.32.13","8544 49 95","https://bitner.com.pl/data/t4_text/649x234_11135680819_15_HTKSHekw_FE180_PH90_E90.jpg","https://bitner.com.pl/data/t4txt_photos/01424680420_HTKSHekw%20FE180_PH90%20E90.pdf"]
[687,null,"BEZPIECZNE","B61800",5902956202840,"N2XCH 0,6/1kV","2x1,5RE/1,5","Bezhalogenowy kabel energetyczny i sterowniczy z żyłą koncentryczną 0,6/1kV","BITNER","KMT",1,16743,"PLN",0.23,null,null,null,null,null,null,null,"n02",null,"EC003251","27.32.13","8544 49 99","https://bitner.com.pl/data/t4_text/649x234_053643301116_N2XCH.JPG","https://bitner.com.pl/data/t4txt_photos/100722310719_16_N2XCH.pdf"]
[688,null,"BEZPIECZNE","B61801",5902956202857,"N2XCH 0,6/1kV","2x2,5RE/2,5","Bezhalogenowy kabel energetyczny i sterowniczy z żyłą koncentryczną 0,6/1kV","BITNER","KMT",1,21372,"PLN",0.23,null,null,null,null,null,null,null,"n02",null,"EC003251","27.32.13","8544 49 99","https://bitner.com.pl/data/t4_text/649x234_053643301116_N2XCH.JPG","https://bitner.com.pl/data/t4txt_photos/100722310719_16_N2XCH.pdf"]
[689,null,"BEZPIECZNE","B61802",5902956202864,"N2XCH 0,6/1kV","2x4,0RE/4,0","Bezhalogenowy kabel energetyczny i sterowniczy z żyłą koncentryczną 0,6/1kV","BITNER","KMT",1,28961,"PLN",0.23,null,null,null,null,null,null,null,"n02C",null,"EC003251","27.32.13","8544 49 99","https://bitner.com.pl/data/t4_text/649x234_053643301116_N2XCH.JPG","https://bitner.com.pl/data/t4txt_photos/100722310719_16_N2XCH.pdf"]
[690,null,"BEZPIECZNE","B61803",5902956202871,"N2XCH 0,6/1kV","2x6,0RE/6,0","Bezhalogenowy kabel energetyczny i sterowniczy z żyłą koncentryczną 0,6/1kV","BITNER","KMT",1,38532,"PLN",0.23,null,null,null,null,null,null,null,"n02C",null,"EC003251","27.32.13","8544 49 99","https://bitner.com.pl/data/t4_text/649x234_053643301116_N2XCH.JPG","https://bitner.com.pl/data/t4txt_photos/100722310719_16_N2XCH.pdf"]
[691,null,"BEZPIECZNE","B61804",5902956202888,"N2XCH 0,6/1kV","2x10RE/10","Bezhalogenowy kabel energetyczny i sterowniczy z żyłą koncentryczną 0,6/1kV","BITNER","KMT",1,68956,"PLN",0.23,null,null,null,null,null,null,null,"n02C",null,"EC003251","27.32.13","8544 49 99","https://bitner.com.pl/data/t4_text/649x234_053643301116_N2XCH.JPG","https://bitner.com.pl/data/t4txt_photos/100722310719_16_N2XCH.pdf"]
[692,null,"BEZPIECZNE","B61805",5902956202895,"N2XCH 0,6/1kV","2x16RE/16","Bezhalogenowy kabel energetyczny i sterowniczy z żyłą koncentryczną 0,6/1kV","BITNER","KMT",1,92812,"PLN",0.23,null,null,null,null,null,null,null,"n02C",null,"EC003251","27.32.13","8544 49 99","https://bitner.com.pl/data/t4_text/649x234_053643301116_N2XCH.JPG","https://bitner.com.pl/data/t4txt_photos/100722310719_16_N2XCH.pdf"]
[693,null,"BEZPIECZNE","B61806",5902956202901,"N2XCH 0,6/1kV","2x25RM/16","Bezhalogenowy kabel energetyczny i sterowniczy z żyłą koncentryczną 0,6/1kV","BITNER","KMT",1,129810,"PLN",0.23,null,null,null,null,null,null,null,"n02C",null,"EC003251","27.32.13","8544 49 99","https://bitner.com.pl/data/t4_text/649x234_053643301116_N2XCH.JPG","https://bitner.com.pl/data/t4txt_photos/100722310719_16_N2XCH.pdf"]
[694,null,"BEZPIECZNE","B61807",5902956202918,"N2XCH 0,6/1kV","2x35RM/16","Bezhalogenowy kabel energetyczny i sterowniczy z żyłą koncentryczną 0,6/1kV","BITNER","KMT",1,167097,"PLN",0.23,null,null,null,null,null,null,null,"n02C",null,"EC003251","27.32.13","8544 49 99","https://bitner.com.pl/data/t4_text/649x234_053643301116_N2XCH.JPG","https://bitner.com.pl/data/t4txt_photos/100722310719_16_N2XCH.pdf"]
[695,null,"BEZPIECZNE","B61808",5902956202925,"N2XCH 0,6/1kV","2x50RM/25","Bezhalogenowy kabel energetyczny i sterowniczy z żyłą koncentryczną 0,6/1kV","BITNER","KMT",1,233561,"PLN",0.23,null,null,null,null,null,null,null,"n02C",null,"EC003251","27.32.13","8544 49 99","https://bitner.com.pl/data/t4_text/649x234_053643301116_N2XCH.JPG","https://bitner.com.pl/data/t4txt_photos/100722310719_16_N2XCH.pdf"]
[696,null,"BEZPIECZNE","B61809",5902956202932,"N2XCH 0,6/1kV","2x70RM/35","Bezhalogenowy kabel energetyczny i sterowniczy z żyłą koncentryczną 0,6/1kV","BITNER","KMT",1,322344,"PLN",0.23,null,null,null,null,null,null,null,"n02C",null,"EC003251","27.32.13","8544 49 99","https://bitner.com.pl/data/t4_text/649x234_053643301116_N2XCH.JPG","https://bitner.com.pl/data/t4txt_photos/100722310719_16_N2XCH.pdf"]
[697,null,"BEZPIECZNE","B61815",5902956202949,"N2XCH 0,6/1kV","3x1,5RE/1,5","Bezhalogenowy kabel energetyczny i sterowniczy z żyłą koncentryczną 0,6/1kV","BITNER","KMT",1,19985,"PLN",0.23,null,null,null,null,null,null,null,"n02",null,"EC003251","27.32.13","8544 49 99","https://bitner.com.pl/data/t4_text/649x234_053643301116_N2XCH.JPG","https://bitner.com.pl/data/t4txt_photos/100722310719_16_N2XCH.pdf"]
[698,null,"BEZPIECZNE","B61816",5902956202956,"N2XCH 0,6/1kV","3x2,5RE/2,5","Bezhalogenowy kabel energetyczny i sterowniczy z żyłą koncentryczną 0,6/1kV","BITNER","KMT",1,27864,"PLN",0.23,null,null,null,null,null,null,null,"n02C",null,"EC003251","27.32.13","8544 49 99","https://bitner.com.pl/data/t4_text/649x234_053643301116_N2XCH.JPG","https://bitner.com.pl/data/t4txt_photos/100722310719_16_N2XCH.pdf"]
[699,null,"BEZPIECZNE","B61817",5902956202963,"N2XCH 0,6/1kV","3x4,0RE/4,0","Bezhalogenowy kabel energetyczny i sterowniczy z żyłą koncentryczną 0,6/1kV","BITNER","KMT",1,40505,"PLN",0.23,null,null,null,null,null,null,null,"n02C",null,"EC003251","27.32.13","8544 49 99","https://bitner.com.pl/data/t4_text/649x234_053643301116_N2XCH.JPG","https://bitner.com.pl/data/t4txt_photos/100722310719_16_N2XCH.pdf"]
[700,null,"BEZPIECZNE","B61818",5902956202970,"N2XCH 0,6/1kV","3x6,0RE/6,0","Bezhalogenowy kabel energetyczny i sterowniczy z żyłą koncentryczną 0,6/1kV","BITNER","KMT",1,52342,"PLN",0.23,null,null,null,null,null,null,null,"n02C",null,"EC003251","27.32.13","8544 49 99","https://bitner.com.pl/data/t4_text/649x234_053643301116_N2XCH.JPG","https://bitner.com.pl/data/t4txt_photos/100722310719_16_N2XCH.pdf"]
[701,null,"BEZPIECZNE","B61819",5902956202987,"N2XCH 0,6/1kV","3x10RE/10","Bezhalogenowy kabel energetyczny i sterowniczy z żyłą koncentryczną 0,6/1kV","BITNER","KMT",1,81005,"PLN",0.23,null,null,null,null,null,null,null,"n02C",null,"EC003251","27.32.13","8544 49 99","https://bitner.com.pl/data/t4_text/649x234_053643301116_N2XCH.JPG","https://bitner.com.pl/data/t4txt_photos/100722310719_16_N2XCH.pdf"]
[702,null,"BEZPIECZNE","B61820",5902956202994,"N2XCH 0,6/1kV","3x16RE/16","Bezhalogenowy kabel energetyczny i sterowniczy z żyłą koncentryczną 0,6/1kV","BITNER","KMT",1,128005,"PLN",0.23,null,null,null,null,null,null,null,"n02C",null,"EC003251","27.32.13","8544 49 99","https://bitner.com.pl/data/t4_text/649x234_053643301116_N2XCH.JPG","https://bitner.com.pl/data/t4txt_photos/100722310719_16_N2XCH.pdf"]
[703,null,"BEZPIECZNE","B61821",5902956203007,"N2XCH 0,6/1kV","3x25RM/16","Bezhalogenowy kabel energetyczny i sterowniczy z żyłą koncentryczną 0,6/1kV","BITNER","KMT",1,175249,"PLN",0.23,null,null,null,null,null,null,null,"n02C",null,"EC003251","27.32.13","8544 49 99","https://bitner.com.pl/data/t4_text/649x234_053643301116_N2XCH.JPG","https://bitner.com.pl/data/t4txt_photos/100722310719_16_N2XCH.pdf"]
[704,null,"BEZPIECZNE","B61822",5902956203014,"N2XCH 0,6/1kV","3x35RM/16","Bezhalogenowy kabel energetyczny i sterowniczy z żyłą koncentryczną 0,6/1kV","BITNER","KMT",1,242134,"PLN",0.23,null,null,null,null,null,null,null,"n02C",null,"EC003251","27.32.13","8544 49 99","https://bitner.com.pl/data/t4_text/649x234_053643301116_N2XCH.JPG","https://bitner.com.pl/data/t4txt_photos/100722310719_16_N2XCH.pdf"]
[705,null,"BEZPIECZNE","B61823",5902956203021,"N2XCH 0,6/1kV","3x50RM/25","Bezhalogenowy kabel energetyczny i sterowniczy z żyłą koncentryczną 0,6/1kV","BITNER","KMT",1,316271,"PLN",0.23,null,null,null,null,null,null,null,"n02C",null,"EC003251","27.32.13","8544 49 99","https://bitner.com.pl/data/t4_text/649x234_053643301116_N2XCH.JPG","https://bitner.com.pl/data/t4txt_photos/100722310719_16_N2XCH.pdf"]
[706,null,"BEZPIECZNE","B61824",5902956203038,"N2XCH 0,6/1kV","3x70RM/35","Bezhalogenowy kabel energetyczny i sterowniczy z żyłą koncentryczną 0,6/1kV","BITNER","KMT",1,467716,"PLN",0.23,null,null,null,null,null,null,null,"n02C",null,"EC003251","27.32.13","8544 49 99","https://bitner.com.pl/data/t4_text/649x234_053643301116_N2XCH.JPG","https://bitner.com.pl/data/t4txt_photos/100722310719_16_N2XCH.pdf"]
[707,null,"BEZPIECZNE","B61825",5902956203045,"N2XCH 0,6/1kV","3x95RM/50","Bezhalogenowy kabel energetyczny i sterowniczy z żyłą koncentryczną 0,6/1kV","BITNER","KMT",1,601268,"PLN",0.23,null,null,null,null,null,null,null,"n02C",null,"EC003251","27.32.13","8544 49 99","https://bitner.com.pl/data/t4_text/649x234_053643301116_N2XCH.JPG","https://bitner.com.pl/data/t4txt_photos/100722310719_16_N2XCH.pdf"]
[708,null,"BEZPIECZNE","B61826",5902956203052,"N2XCH 0,6/1kV","3x120RM/70","Bezhalogenowy kabel energetyczny i sterowniczy z żyłą koncentryczną 0,6/1kV","BITNER","KMT",1,755576,"PLN",0.23,null,null,null,null,null,null,null,"n02C",null,"EC003251","27.32.13","8544 49 99","https://bitner.com.pl/data/t4_text/649x234_053643301116_N2XCH.JPG","https://bitner.com.pl/data/t4txt_photos/100722310719_16_N2XCH.pdf"]
[709,null,"BEZPIECZNE","B61827",5902956203106,"N2XCH 0,6/1kV","4x1,5RE/1,5","Bezhalogenowy kabel energetyczny i sterowniczy z żyłą koncentryczną 0,6/1kV","BITNER","KMT",1,23608,"PLN",0.23,null,null,null,null,null,null,null,"n02C",null,"EC003251","27.32.13","8544 49 99","https://bitner.com.pl/data/t4_text/649x234_053643301116_N2XCH.JPG","https://bitner.com.pl/data/t4txt_photos/100722310719_16_N2XCH.pdf"]
[710,null,"BEZPIECZNE","B61828",5902956203113,"N2XCH 0,6/1kV","4x2,5RE/2,5","Bezhalogenowy kabel energetyczny i sterowniczy z żyłą koncentryczną 0,6/1kV","BITNER","KMT",1,31681,"PLN",0.23,null,null,null,null,null,null,null,"n02C",null,"EC003251","27.32.13","8544 49 99","https://bitner.com.pl/data/t4_text/649x234_053643301116_N2XCH.JPG","https://bitner.com.pl/data/t4txt_photos/100722310719_16_N2XCH.pdf"]
[711,null,"BEZPIECZNE","B61829",5902956203120,"N2XCH 0,6/1kV","4x4,0RE/4,0","Bezhalogenowy kabel energetyczny i sterowniczy z żyłą koncentryczną 0,6/1kV","BITNER","KMT",1,45474,"PLN",0.23,null,null,null,null,null,null,null,"n02C",null,"EC003251","27.32.13","8544 49 99","https://bitner.com.pl/data/t4_text/649x234_053643301116_N2XCH.JPG","https://bitner.com.pl/data/t4txt_photos/100722310719_16_N2XCH.pdf"]
[712,null,"BEZPIECZNE","B61830",5902956203137,"N2XCH 0,6/1kV","4x6,0RE/6,0","Bezhalogenowy kabel energetyczny i sterowniczy z żyłą koncentryczną 0,6/1kV","BITNER","KMT",1,64112,"PLN",0.23,null,null,null,null,null,null,null,"n02C",null,"EC003251","27.32.13","8544 49 99","https://bitner.com.pl/data/t4_text/649x234_053643301116_N2XCH.JPG","https://bitner.com.pl/data/t4txt_photos/100722310719_16_N2XCH.pdf"]
[713,null,"BEZPIECZNE","B61831",5902956203144,"N2XCH 0,6/1kV","4x10RE/10","Bezhalogenowy kabel energetyczny i sterowniczy z żyłą koncentryczną 0,6/1kV","BITNER","KMT",1,99632,"PLN",0.23,null,null,null,null,null,null,null,"n02C",null,"EC003251","27.32.13","8544 49 99","https://bitner.com.pl/data/t4_text/649x234_053643301116_N2XCH.JPG","https://bitner.com.pl/data/t4txt_photos/100722310719_16_N2XCH.pdf"]
[714,null,"BEZPIECZNE","B61832",5902956203151,"N2XCH 0,6/1kV","4x16RE/16","Bezhalogenowy kabel energetyczny i sterowniczy z żyłą koncentryczną 0,6/1kV","BITNER","KMT",1,163029,"PLN",0.23,null,null,null,null,null,null,null,"n02C",null,"EC003251","27.32.13","8544 49 99","https://bitner.com.pl/data/t4_text/649x234_053643301116_N2XCH.JPG","https://bitner.com.pl/data/t4txt_photos/100722310719_16_N2XCH.pdf"]
[715,null,"BEZPIECZNE","B61833",5902956203168,"N2XCH 0,6/1kV","4x25RM/16","Bezhalogenowy kabel energetyczny i sterowniczy z żyłą koncentryczną 0,6/1kV","BITNER","KMT",1,235887,"PLN",0.23,null,null,null,null,null,null,null,"n02C",null,"EC003251","27.32.13","8544 49 99","https://bitner.com.pl/data/t4_text/649x234_053643301116_N2XCH.JPG","https://bitner.com.pl/data/t4txt_photos/100722310719_16_N2XCH.pdf"]
[716,null,"BEZPIECZNE","B61834",5902956203175,"N2XCH 0,6/1kV","4x35RM/16","Bezhalogenowy kabel energetyczny i sterowniczy z żyłą koncentryczną 0,6/1kV","BITNER","KMT",1,307315,"PLN",0.23,null,null,null,null,null,null,null,"n02C",null,"EC003251","27.32.13","8544 49 99","https://bitner.com.pl/data/t4_text/649x234_053643301116_N2XCH.JPG","https://bitner.com.pl/data/t4txt_photos/100722310719_16_N2XCH.pdf"]
[717,null,"BEZPIECZNE","B61835",5902956203182,"N2XCH 0,6/1kV","4x50RM/25","Bezhalogenowy kabel energetyczny i sterowniczy z żyłą koncentryczną 0,6/1kV","BITNER","KMT",1,431427,"PLN",0.23,null,null,null,null,null,null,null,"n02C",null,"EC003251","27.32.13","8544 49 99","https://bitner.com.pl/data/t4_text/649x234_053643301116_N2XCH.JPG","https://bitner.com.pl/data/t4txt_photos/100722310719_16_N2XCH.pdf"]
[718,null,"BEZPIECZNE","B61836",5902956203199,"N2XCH 0,6/1kV","4x70RM/35","Bezhalogenowy kabel energetyczny i sterowniczy z żyłą koncentryczną 0,6/1kV","BITNER","KMT",1,595286,"PLN",0.23,null,null,null,null,null,null,null,"n02C",null,"EC003251","27.32.13","8544 49 99","https://bitner.com.pl/data/t4_text/649x234_053643301116_N2XCH.JPG","https://bitner.com.pl/data/t4txt_photos/100722310719_16_N2XCH.pdf"]
[719,null,"BEZPIECZNE","B61837",5902956203205,"N2XCH 0,6/1kV","4x95RM/50","Bezhalogenowy kabel energetyczny i sterowniczy z żyłą koncentryczną 0,6/1kV","BITNER","KMT",1,820089,"PLN",0.23,null,null,null,null,null,null,null,"n02C",null,"EC003251","27.32.13","8544 49 99","https://bitner.com.pl/data/t4_text/649x234_053643301116_N2XCH.JPG","https://bitner.com.pl/data/t4txt_photos/100722310719_16_N2XCH.pdf"]
[720,null,"BEZPIECZNE","B61838",5902956203212,"N2XCH 0,6/1kV","4x120RM/70","Bezhalogenowy kabel energetyczny i sterowniczy z żyłą koncentryczną 0,6/1kV","BITNER","KMT",1,960661,"PLN",0.23,null,null,null,null,null,null,null,"n02C",null,"EC003251","27.32.13","8544 49 99","https://bitner.com.pl/data/t4_text/649x234_053643301116_N2XCH.JPG","https://bitner.com.pl/data/t4txt_photos/100722310719_16_N2XCH.pdf"]
[721,null,"BEZPIECZNE","B61839",5902956203250,"N2XCH 0,6/1kV","7x1,5RE/2,5","Bezhalogenowy kabel energetyczny i sterowniczy z żyłą koncentryczną 0,6/1kV","BITNER","KMT",1,33947,"PLN",0.23,null,null,null,null,null,null,null,"n02C",null,"EC003251","27.32.13","8544 49 99","https://bitner.com.pl/data/t4_text/649x234_053643301116_N2XCH.JPG","https://bitner.com.pl/data/t4txt_photos/100722310719_16_N2XCH.pdf"]
[722,null,"BEZPIECZNE","B61840",5902956320285,"N2XCH 0,6/1kV","7x2,5RE/2,5","Bezhalogenowy kabel energetyczny i sterowniczy z żyłą koncentryczną 0,6/1kV","BITNER","KMT",1,46013,"PLN",0.23,null,null,null,null,null,null,null,"n02C",null,"EC003251","27.32.13","8544 49 99","https://bitner.com.pl/data/t4_text/649x234_053643301116_N2XCH.JPG","https://bitner.com.pl/data/t4txt_photos/100722310719_16_N2XCH.pdf"]
[723,null,"BEZPIECZNE","B61841",5902956203274,"N2XCH 0,6/1kV","7x4,0RE/4,0","Bezhalogenowy kabel energetyczny i sterowniczy z żyłą koncentryczną 0,6/1kV","BITNER","KMT",1,64774,"PLN",0.23,null,null,null,null,null,null,null,"n02C",null,"EC003251","27.32.13","8544 49 99","https://bitner.com.pl/data/t4_text/649x234_053643301116_N2XCH.JPG","https://bitner.com.pl/data/t4txt_photos/100722310719_16_N2XCH.pdf"]
[724,null,"BEZPIECZNE","B61842",5902956203281,"N2XCH 0,6/1kV","10x1,5RE/2,5","Bezhalogenowy kabel energetyczny i sterowniczy z żyłą koncentryczną 0,6/1kV","BITNER","KMT",1,40997,"PLN",0.23,null,null,null,null,null,null,null,"n02C",null,"EC003251","27.32.13","8544 49 99","https://bitner.com.pl/data/t4_text/649x234_053643301116_N2XCH.JPG","https://bitner.com.pl/data/t4txt_photos/100722310719_16_N2XCH.pdf"]
[725,null,"BEZPIECZNE","B61843",5902956203298,"N2XCH 0,6/1kV","10x2,5RE/4,0","Bezhalogenowy kabel energetyczny i sterowniczy z żyłą koncentryczną 0,6/1kV","BITNER","KMT",1,65554,"PLN",0.23,null,null,null,null,null,null,null,"n02C",null,"EC003251","27.32.13","8544 49 99","https://bitner.com.pl/data/t4_text/649x234_053643301116_N2XCH.JPG","https://bitner.com.pl/data/t4txt_photos/100722310719_16_N2XCH.pdf"]
[726,null,"BEZPIECZNE","B61844",5902956203304,"N2XCH 0,6/1kV","10x4,0RE/6,0","Bezhalogenowy kabel energetyczny i sterowniczy z żyłą koncentryczną 0,6/1kV","BITNER","KMT",1,88261,"PLN",0.23,null,null,null,null,null,null,null,"n02C",null,"EC003251","27.32.13","8544 49 99","https://bitner.com.pl/data/t4_text/649x234_053643301116_N2XCH.JPG","https://bitner.com.pl/data/t4txt_photos/100722310719_16_N2XCH.pdf"]
[727,null,"BEZPIECZNE","B61845",5902956203311,"N2XCH 0,6/1kV","12x1,5/2,5","Bezhalogenowy kabel energetyczny i sterowniczy z żyłą koncentryczną 0,6/1kV","BITNER","KMT",1,49096,"PLN",0.23,null,null,null,null,null,null,null,"n02C",null,"EC003251","27.32.13","8544 49 99","https://bitner.com.pl/data/t4_text/649x234_053643301116_N2XCH.JPG","https://bitner.com.pl/data/t4txt_photos/100722310719_16_N2XCH.pdf"]
[728,null,"BEZPIECZNE","B61846",5902956203328,"N2XCH 0,6/1kV","12x2,5/4,0","Bezhalogenowy kabel energetyczny i sterowniczy z żyłą koncentryczną 0,6/1kV","BITNER","KMT",1,69939,"PLN",0.23,null,null,null,null,null,null,null,"n02C",null,"EC003251","27.32.13","8544 49 99","https://bitner.com.pl/data/t4_text/649x234_053643301116_N2XCH.JPG","https://bitner.com.pl/data/t4txt_photos/100722310719_16_N2XCH.pdf"]
[729,null,"BEZPIECZNE","B61848",5902956203335,"N2XCH 0,6/1kV","14x1,5/2,5","Bezhalogenowy kabel energetyczny i sterowniczy z żyłą koncentryczną 0,6/1kV","BITNER","KMT",1,56617,"PLN",0.23,null,null,null,null,null,null,null,"n02C",null,"EC003251","27.32.13","8544 49 99","https://bitner.com.pl/data/t4_text/649x234_053643301116_N2XCH.JPG","https://bitner.com.pl/data/t4txt_photos/100722310719_16_N2XCH.pdf"]
[730,null,"BEZPIECZNE","B61851",5902956203342,"N2XCH 0,6/1kV","19x1,5/4,0","Bezhalogenowy kabel energetyczny i sterowniczy z żyłą koncentryczną 0,6/1kV","BITNER","KMT",1,74947,"PLN",0.23,null,null,null,null,null,null,null,"n02C",null,"EC003251","27.32.13","8544 49 99","https://bitner.com.pl/data/t4_text/649x234_053643301116_N2XCH.JPG","https://bitner.com.pl/data/t4txt_photos/100722310719_16_N2XCH.pdf"]
[731,null,"BEZPIECZNE","B61854",5902956282675,"N2XCH 0,6/1kV","24x1,5/6,0","Bezhalogenowy kabel energetyczny i sterowniczy z żyłą koncentryczną 0,6/1kV","BITNER","KMT",1,86299,"PLN",0.23,null,null,null,null,null,null,null,"n02C",null,"EC003251","27.32.13","8544 49 99","https://bitner.com.pl/data/t4_text/649x234_053643301116_N2XCH.JPG","https://bitner.com.pl/data/t4txt_photos/100722310719_16_N2XCH.pdf"]
[732,null,"BEZPIECZNE","B61855",5902956282682,"N2XCH 0,6/1kV","24x2,5/10","Bezhalogenowy kabel energetyczny i sterowniczy z żyłą koncentryczną 0,6/1kV","BITNER","KMT",1,173785,"PLN",0.23,null,null,null,null,null,null,null,"n02C",null,"EC003251","27.32.13","8544 49 99","https://bitner.com.pl/data/t4_text/649x234_053643301116_N2XCH.JPG","https://bitner.com.pl/data/t4txt_photos/100722310719_16_N2XCH.pdf"]
[733,null,"BEZPIECZNE","B61858",5902956282712,"N2XCH 0,6/1kV","37x1,5/10","Bezhalogenowy kabel energetyczny i sterowniczy z żyłą koncentryczną 0,6/1kV","BITNER","KMT",1,129773,"PLN",0.23,null,null,null,null,null,null,null,"n02C",null,"EC003251","27.32.13","8544 49 99","https://bitner.com.pl/data/t4_text/649x234_053643301116_N2XCH.JPG","https://bitner.com.pl/data/t4txt_photos/100722310719_16_N2XCH.pdf"]
[734,null,"BEZPIECZNE","B61861",5902956282743,"N2XCH 0,6/1kV","40x2,5/10","Bezhalogenowy kabel energetyczny i sterowniczy z żyłą koncentryczną 0,6/1kV","BITNER","KMT",1,268529,"PLN",0.23,null,null,null,null,null,null,null,"n02C",null,"EC003251","27.32.13","8544 49 99","https://bitner.com.pl/data/t4_text/649x234_053643301116_N2XCH.JPG","https://bitner.com.pl/data/t4txt_photos/100722310719_16_N2XCH.pdf"]
[735,null,"BEZPIECZNE","B61863",5902956203069,"N2XCH 0,6/1kV","3x150RM/70","Bezhalogenowy kabel energetyczny i sterowniczy z żyłą koncentryczną 0,6/1kV","BITNER","KMT",1,1008010,"PLN",0.23,null,null,null,null,null,null,null,"n02C",null,"EC003251","27.32.13","8544 49 99","https://bitner.com.pl/data/t4_text/649x234_053643301116_N2XCH.JPG","https://bitner.com.pl/data/t4txt_photos/100722310719_16_N2XCH.pdf"]
[736,null,"BEZPIECZNE","B61864",5902956203076,"N2XCH 0,6/1kV","3x185RM/95","Bezhalogenowy kabel energetyczny i sterowniczy z żyłą koncentryczną 0,6/1kV","BITNER","KMT",1,1171433,"PLN",0.23,null,null,null,null,null,null,null,"n02C",null,"EC003251","27.32.13","8544 49 99","https://bitner.com.pl/data/t4_text/649x234_053643301116_N2XCH.JPG","https://bitner.com.pl/data/t4txt_photos/100722310719_16_N2XCH.pdf"]
[737,null,"BEZPIECZNE","B61865",5902956203229,"N2XCH 0,6/1kV","4x150RM/70","Bezhalogenowy kabel energetyczny i sterowniczy z żyłą koncentryczną 0,6/1kV","BITNER","KMT",1,1206002,"PLN",0.23,null,null,null,null,null,null,null,"n02C",null,"EC003251","27.32.13","8544 49 99","https://bitner.com.pl/data/t4_text/649x234_053643301116_N2XCH.JPG","https://bitner.com.pl/data/t4txt_photos/100722310719_16_N2XCH.pdf"]
[738,null,"BEZPIECZNE","B61866",5902956203236,"N2XCH 0,6/1kV","4x185RM/95","Bezhalogenowy kabel energetyczny i sterowniczy z żyłą koncentryczną 0,6/1kV","BITNER","KMT",1,1493622,"PLN",0.23,null,null,null,null,null,null,null,"n02C",null,"EC003251","27.32.13","8544 49 99","https://bitner.com.pl/data/t4_text/649x234_053643301116_N2XCH.JPG","https://bitner.com.pl/data/t4txt_photos/100722310719_16_N2XCH.pdf"]
[739,null,"BEZPIECZNE","B61867",5902956203083,"N2XCH 0,6/1kV","3x240RM/120","Bezhalogenowy kabel energetyczny i sterowniczy z żyłą koncentryczną 0,6/1kV","BITNER","KMT",1,1493622,"PLN",0.23,null,null,null,null,null,null,null,"n02C",null,"EC003251","27.32.13","8544 49 99","https://bitner.com.pl/data/t4_text/649x234_053643301116_N2XCH.JPG","https://bitner.com.pl/data/t4txt_photos/100722310719_16_N2XCH.pdf"]
[740,null,"BEZPIECZNE","B61868",5902956203243,"N2XCH 0,6/1kV","4x240RM/120","Bezhalogenowy kabel energetyczny i sterowniczy z żyłą koncentryczną 0,6/1kV","BITNER","KMT",1,1906782,"PLN",0.23,null,null,null,null,null,null,null,"n02C",null,"EC003251","27.32.13","8544 49 99","https://bitner.com.pl/data/t4_text/649x234_053643301116_N2XCH.JPG","https://bitner.com.pl/data/t4txt_photos/100722310719_16_N2XCH.pdf"]
[741,null,"BEZPIECZNE","B61623",5902956202130,"N2XH-J 0,6/1kV","  3x1,5RM","Bezhalogenowy kabel energetyczny i sterowniczy 0,6/1kV","BITNER","KMT",1,10687,"PLN",0.23,null,null,null,null,null,null,null,"n02C",null,"EC003251","27.32.13","8544 49 99","https://bitner.com.pl/data/t4_text/649x234_053258301116_N2XH-J,-O.JPG","https://bitner.com.pl/data/t4txt_photos/095821310719_15_N2XH_J_N2XH-O.pdf"]
[742,null,"BEZPIECZNE","B61624",5902956202147,"N2XH-J 0,6/1kV","  3x2,5RM","Bezhalogenowy kabel energetyczny i sterowniczy 0,6/1kV","BITNER","KMT",1,15705,"PLN",0.23,null,null,null,null,null,null,null,"n02C",null,"EC003251","27.32.13","8544 49 99","https://bitner.com.pl/data/t4_text/649x234_053258301116_N2XH-J,-O.JPG","https://bitner.com.pl/data/t4txt_photos/095821310719_15_N2XH_J_N2XH-O.pdf"]
[743,null,"BEZPIECZNE","B61625",5902956202154,"N2XH-J 0,6/1kV","3x4,0RM","Bezhalogenowy kabel energetyczny i sterowniczy 0,6/1kV","BITNER","KMT",1,24888,"PLN",0.23,null,null,null,null,null,null,null,"n02C",null,"EC003251","27.32.13","8544 49 99","https://bitner.com.pl/data/t4_text/649x234_053258301116_N2XH-J,-O.JPG","https://bitner.com.pl/data/t4txt_photos/095821310719_15_N2XH_J_N2XH-O.pdf"]
[744,null,"BEZPIECZNE","B61626",5902956202161,"N2XH-J 0,6/1kV","3x6,0RM","Bezhalogenowy kabel energetyczny i sterowniczy 0,6/1kV","BITNER","KMT",1,35449,"PLN",0.23,null,null,null,null,null,null,null,"n02C",null,"EC003251","27.32.13","8544 49 99","https://bitner.com.pl/data/t4_text/649x234_053258301116_N2XH-J,-O.JPG","https://bitner.com.pl/data/t4txt_photos/095821310719_15_N2XH_J_N2XH-O.pdf"]
[745,null,"BEZPIECZNE","B61627",5902956202178,"N2XH-J 0,6/1kV","3x10RM","Bezhalogenowy kabel energetyczny i sterowniczy 0,6/1kV","BITNER","KMT",1,57356,"PLN",0.23,null,null,null,null,null,null,null,"n02C",null,"EC003251","27.32.13","8544 49 99","https://bitner.com.pl/data/t4_text/649x234_053258301116_N2XH-J,-O.JPG","https://bitner.com.pl/data/t4txt_photos/095821310719_15_N2XH_J_N2XH-O.pdf"]
[746,null,"BEZPIECZNE","B61628",5902956202185,"N2XH-J 0,6/1kV","3x16RM","Bezhalogenowy kabel energetyczny i sterowniczy 0,6/1kV","BITNER","KMT",1,92764,"PLN",0.23,null,null,null,null,null,null,null,"n02C",null,"EC003251","27.32.13","8544 49 99","https://bitner.com.pl/data/t4_text/649x234_053258301116_N2XH-J,-O.JPG","https://bitner.com.pl/data/t4txt_photos/095821310719_15_N2XH_J_N2XH-O.pdf"]
[747,null,"BEZPIECZNE","B61629",5902956202192,"N2XH-J 0,6/1kV","3x25RM","Bezhalogenowy kabel energetyczny i sterowniczy 0,6/1kV","BITNER","KMT",1,145126,"PLN",0.23,null,null,null,null,null,null,null,"n02C",null,"EC003251","27.32.13","8544 49 99","https://bitner.com.pl/data/t4_text/649x234_053258301116_N2XH-J,-O.JPG","https://bitner.com.pl/data/t4txt_photos/095821310719_15_N2XH_J_N2XH-O.pdf"]
[748,null,"BEZPIECZNE","B61630",5902956202208,"N2XH-J 0,6/1kV","3x35RM","Bezhalogenowy kabel energetyczny i sterowniczy 0,6/1kV","BITNER","KMT",1,183998,"PLN",0.23,null,null,null,null,null,null,null,"n02C",null,"EC003251","27.32.13","8544 49 99","https://bitner.com.pl/data/t4_text/649x234_053258301116_N2XH-J,-O.JPG","https://bitner.com.pl/data/t4txt_photos/095821310719_15_N2XH_J_N2XH-O.pdf"]
[749,null,"BEZPIECZNE","B61631",5902956202215,"N2XH-J 0,6/1kV","3x50RM","Bezhalogenowy kabel energetyczny i sterowniczy 0,6/1kV","BITNER","KMT",1,273453,"PLN",0.23,null,null,null,null,null,null,null,"n02C",null,"EC003251","27.32.13","8544 49 99","https://bitner.com.pl/data/t4_text/649x234_053258301116_N2XH-J,-O.JPG","https://bitner.com.pl/data/t4txt_photos/095821310719_15_N2XH_J_N2XH-O.pdf"]
[750,null,"BEZPIECZNE","B61632",5902956202222,"N2XH-J 0,6/1kV","3x70RM","Bezhalogenowy kabel energetyczny i sterowniczy 0,6/1kV","BITNER","KMT",1,377826,"PLN",0.23,null,null,null,null,null,null,null,"n02C",null,"EC003251","27.32.13","8544 49 99","https://bitner.com.pl/data/t4_text/649x234_053258301116_N2XH-J,-O.JPG","https://bitner.com.pl/data/t4txt_photos/095821310719_15_N2XH_J_N2XH-O.pdf"]
[751,null,"BEZPIECZNE","B61633",5902956202239,"N2XH-J 0,6/1kV","3x95RM","Bezhalogenowy kabel energetyczny i sterowniczy 0,6/1kV","BITNER","KMT",1,488794,"PLN",0.23,null,null,null,null,null,null,null,"n02C",null,"EC003251","27.32.13","8544 49 99","https://bitner.com.pl/data/t4_text/649x234_053258301116_N2XH-J,-O.JPG","https://bitner.com.pl/data/t4txt_photos/095821310719_15_N2XH_J_N2XH-O.pdf"]
[752,null,"BEZPIECZNE","B61634",5902956202246,"N2XH-J 0,6/1kV","3x120RM","Bezhalogenowy kabel energetyczny i sterowniczy 0,6/1kV","BITNER","KMT",1,600773,"PLN",0.23,null,null,null,null,null,null,null,"n02C",null,"EC003251","27.32.13","8544 49 99","https://bitner.com.pl/data/t4_text/649x234_053258301116_N2XH-J,-O.JPG","https://bitner.com.pl/data/t4txt_photos/095821310719_15_N2XH_J_N2XH-O.pdf"]
[753,null,"BEZPIECZNE","B61635",5902956202291,"N2XH-J 0,6/1kV","4x1,5RE","Bezhalogenowy kabel energetyczny i sterowniczy 0,6/1kV","BITNER","KMT",1,14427,"PLN",0.23,null,null,null,null,null,null,null,"n02C",null,"EC003251","27.32.13","8544 49 99","https://bitner.com.pl/data/t4_text/649x234_053258301116_N2XH-J,-O.JPG","https://bitner.com.pl/data/t4txt_photos/095821310719_15_N2XH_J_N2XH-O.pdf"]
[754,null,"BEZPIECZNE","B61636",5902956202307,"N2XH-J 0,6/1kV","4x2,5RE","Bezhalogenowy kabel energetyczny i sterowniczy 0,6/1kV","BITNER","KMT",1,21470,"PLN",0.23,null,null,null,null,null,null,null,"n02C",null,"EC003251","27.32.13","8544 49 99","https://bitner.com.pl/data/t4_text/649x234_053258301116_N2XH-J,-O.JPG","https://bitner.com.pl/data/t4txt_photos/095821310719_15_N2XH_J_N2XH-O.pdf"]
[755,null,"BEZPIECZNE","B61637",5902956202314,"N2XH-J 0,6/1kV","4x4,0RE","Bezhalogenowy kabel energetyczny i sterowniczy 0,6/1kV","BITNER","KMT",1,32119,"PLN",0.23,null,null,null,null,null,null,null,"n02C",null,"EC003251","27.32.13","8544 49 99","https://bitner.com.pl/data/t4_text/649x234_053258301116_N2XH-J,-O.JPG","https://bitner.com.pl/data/t4txt_photos/095821310719_15_N2XH_J_N2XH-O.pdf"]
[756,null,"BEZPIECZNE","B61638",5902956202321,"N2XH-J 0,6/1kV","4x6,0RE","Bezhalogenowy kabel energetyczny i sterowniczy 0,6/1kV","BITNER","KMT",1,46201,"PLN",0.23,null,null,null,null,null,null,null,"n02C",null,"EC003251","27.32.13","8544 49 99","https://bitner.com.pl/data/t4_text/649x234_053258301116_N2XH-J,-O.JPG","https://bitner.com.pl/data/t4txt_photos/095821310719_15_N2XH_J_N2XH-O.pdf"]
[757,null,"BEZPIECZNE","B61639",5902956202338,"N2XH-J 0,6/1kV","4x10RE","Bezhalogenowy kabel energetyczny i sterowniczy 0,6/1kV","BITNER","KMT",1,75132,"PLN",0.23,null,null,null,null,null,null,null,"n02C",null,"EC003251","27.32.13","8544 49 99","https://bitner.com.pl/data/t4_text/649x234_053258301116_N2XH-J,-O.JPG","https://bitner.com.pl/data/t4txt_photos/095821310719_15_N2XH_J_N2XH-O.pdf"]
[758,null,"BEZPIECZNE","B61647",5902956202444,"N2XH-J 0,6/1kV","5x1,5RE","Bezhalogenowy kabel energetyczny i sterowniczy 0,6/1kV","BITNER","KMT",1,17590,"PLN",0.23,null,null,null,null,null,null,null,"n02C",null,"EC003251","27.32.13","8544 49 99","https://bitner.com.pl/data/t4_text/649x234_053258301116_N2XH-J,-O.JPG","https://bitner.com.pl/data/t4txt_photos/095821310719_15_N2XH_J_N2XH-O.pdf"]
[759,null,"BEZPIECZNE","B61648",5902956202451,"N2XH-J 0,6/1kV","5x2,5RE","Bezhalogenowy kabel energetyczny i sterowniczy 0,6/1kV","BITNER","KMT",1,26421,"PLN",0.23,null,null,null,null,null,null,null,"n02C",null,"EC003251","27.32.13","8544 49 99","https://bitner.com.pl/data/t4_text/649x234_053258301116_N2XH-J,-O.JPG","https://bitner.com.pl/data/t4txt_photos/095821310719_15_N2XH_J_N2XH-O.pdf"]
[760,null,"BEZPIECZNE","B61649",5902956202468,"N2XH-J 0,6/1kV","5x4,0RE","Bezhalogenowy kabel energetyczny i sterowniczy 0,6/1kV","BITNER","KMT",1,39704,"PLN",0.23,null,null,null,null,null,null,null,"n02C",null,"EC003251","27.32.13","8544 49 99","https://bitner.com.pl/data/t4_text/649x234_053258301116_N2XH-J,-O.JPG","https://bitner.com.pl/data/t4txt_photos/095821310719_15_N2XH_J_N2XH-O.pdf"]
[761,null,"BEZPIECZNE","B61650",5902956202475,"N2XH-J 0,6/1kV","5x6,0RE","Bezhalogenowy kabel energetyczny i sterowniczy 0,6/1kV","BITNER","KMT",1,57457,"PLN",0.23,null,null,null,null,null,null,null,"n02C",null,"EC003251","27.32.13","8544 49 99","https://bitner.com.pl/data/t4_text/649x234_053258301116_N2XH-J,-O.JPG","https://bitner.com.pl/data/t4txt_photos/095821310719_15_N2XH_J_N2XH-O.pdf"]
[762,null,"BEZPIECZNE","B61651",5902956202482,"N2XH-J 0,6/1kV","5x10RE","Bezhalogenowy kabel energetyczny i sterowniczy 0,6/1kV","BITNER","KMT",1,93137,"PLN",0.23,null,null,null,null,null,null,null,"n02C",null,"EC003251","27.32.13","8544 49 99","https://bitner.com.pl/data/t4_text/649x234_053258301116_N2XH-J,-O.JPG","https://bitner.com.pl/data/t4txt_photos/095821310719_15_N2XH_J_N2XH-O.pdf"]
[763,null,"BEZPIECZNE","B61652",5902956202499,"N2XH-J 0,6/1kV","5x16RE","Bezhalogenowy kabel energetyczny i sterowniczy 0,6/1kV","BITNER","KMT",1,151914,"PLN",0.23,null,null,null,null,null,null,null,"n02C",null,"EC003251","27.32.13","8544 49 99","https://bitner.com.pl/data/t4_text/649x234_053258301116_N2XH-J,-O.JPG","https://bitner.com.pl/data/t4txt_photos/095821310719_15_N2XH_J_N2XH-O.pdf"]
[764,null,"BEZPIECZNE","B61653",5902956202505,"N2XH-J 0,6/1kV","5x25RM","Bezhalogenowy kabel energetyczny i sterowniczy 0,6/1kV","BITNER","KMT",1,237776,"PLN",0.23,null,null,null,null,null,null,null,"n02C",null,"EC003251","27.32.13","8544 49 99","https://bitner.com.pl/data/t4_text/649x234_053258301116_N2XH-J,-O.JPG","https://bitner.com.pl/data/t4txt_photos/095821310719_15_N2XH_J_N2XH-O.pdf"]
[765,null,"BEZPIECZNE","B61654",5902956202512,"N2XH-J 0,6/1kV","5x35RM","Bezhalogenowy kabel energetyczny i sterowniczy 0,6/1kV","BITNER","KMT",1,322951,"PLN",0.23,null,null,null,null,null,null,null,"n02C",null,"EC003251","27.32.13","8544 49 99","https://bitner.com.pl/data/t4_text/649x234_053258301116_N2XH-J,-O.JPG","https://bitner.com.pl/data/t4txt_photos/095821310719_15_N2XH_J_N2XH-O.pdf"]
[766,null,"BEZPIECZNE","B61655",5902956202529,"N2XH-J 0,6/1kV","5x50RM","Bezhalogenowy kabel energetyczny i sterowniczy 0,6/1kV","BITNER","KMT",1,449679,"PLN",0.23,null,null,null,null,null,null,null,"n02C",null,"EC003251","27.32.13","8544 49 99","https://bitner.com.pl/data/t4_text/649x234_053258301116_N2XH-J,-O.JPG","https://bitner.com.pl/data/t4txt_photos/095821310719_15_N2XH_J_N2XH-O.pdf"]
[767,null,"BEZPIECZNE","B61656",5902956202697,"N2XH-J 0,6/1kV","14x2,5RE","Bezhalogenowy kabel energetyczny i sterowniczy 0,6/1kV","BITNER","KMT",1,69496,"PLN",0.23,null,null,null,null,null,null,null,"n02C",null,"EC003251","27.32.13","8544 49 99","https://bitner.com.pl/data/t4_text/649x234_053258301116_N2XH-J,-O.JPG","https://bitner.com.pl/data/t4txt_photos/095821310719_15_N2XH_J_N2XH-O.pdf"]
[768,null,"BEZPIECZNE","B61657",5902956202758,"N2XH-J 0,6/1kV","24x2,5RE","Bezhalogenowy kabel energetyczny i sterowniczy 0,6/1kV","BITNER","KMT",1,117689,"PLN",0.23,null,null,null,null,null,null,null,"n02C",null,"EC003251","27.32.13","8544 49 99","https://bitner.com.pl/data/t4_text/649x234_053258301116_N2XH-J,-O.JPG","https://bitner.com.pl/data/t4txt_photos/095821310719_15_N2XH_J_N2XH-O.pdf"]
[769,null,"BEZPIECZNE","B61658",5902956202581,"N2XH-J 0,6/1kV","  7x1,5RE","Bezhalogenowy kabel energetyczny i sterowniczy 0,6/1kV","BITNER","KMT",1,23567,"PLN",0.23,null,null,null,null,null,null,null,"n02C",null,"EC003251","27.32.13","8544 49 99","https://bitner.com.pl/data/t4_text/649x234_053258301116_N2XH-J,-O.JPG","https://bitner.com.pl/data/t4txt_photos/095821310719_15_N2XH_J_N2XH-O.pdf"]
[770,null,"BEZPIECZNE","B61659",5902956202598,"N2XH-J 0,6/1kV","  7x2,5RE","Bezhalogenowy kabel energetyczny i sterowniczy 0,6/1kV","BITNER","KMT",1,35720,"PLN",0.23,null,null,null,null,null,null,null,"n02C",null,"EC003251","27.32.13","8544 49 99","https://bitner.com.pl/data/t4_text/649x234_053258301116_N2XH-J,-O.JPG","https://bitner.com.pl/data/t4txt_photos/095821310719_15_N2XH_J_N2XH-O.pdf"]
[771,null,"BEZPIECZNE","B61660",5902956202604,"N2XH-J 0,6/1kV","  7x4,0RE","Bezhalogenowy kabel energetyczny i sterowniczy 0,6/1kV","BITNER","KMT",1,54717,"PLN",0.23,null,null,null,null,null,null,null,"n02C",null,"EC003251","27.32.13","8544 49 99","https://bitner.com.pl/data/t4_text/649x234_053258301116_N2XH-J,-O.JPG","https://bitner.com.pl/data/t4txt_photos/095821310719_15_N2XH_J_N2XH-O.pdf"]
[772,null,"BEZPIECZNE","B61661",5902956202628,"N2XH-J 0,6/1kV","10x1,5RE","Bezhalogenowy kabel energetyczny i sterowniczy 0,6/1kV","BITNER","KMT",1,33759,"PLN",0.23,null,null,null,null,null,null,null,"n02C",null,"EC003251","27.32.13","8544 49 99","https://bitner.com.pl/data/t4_text/649x234_053258301116_N2XH-J,-O.JPG","https://bitner.com.pl/data/t4txt_photos/095821310719_15_N2XH_J_N2XH-O.pdf"]
[773,null,"BEZPIECZNE","B61662",5902956202635,"N2XH-J 0,6/1kV","10x2,5RE","Bezhalogenowy kabel energetyczny i sterowniczy 0,6/1kV","BITNER","KMT",1,47876,"PLN",0.23,null,null,null,null,null,null,null,"n02C",null,"EC003251","27.32.13","8544 49 99","https://bitner.com.pl/data/t4_text/649x234_053258301116_N2XH-J,-O.JPG","https://bitner.com.pl/data/t4txt_photos/095821310719_15_N2XH_J_N2XH-O.pdf"]
[774,null,"BEZPIECZNE","B61663",5902956202642,"N2XH-J 0,6/1kV","10x4,0RE","Bezhalogenowy kabel energetyczny i sterowniczy 0,6/1kV","BITNER","KMT",1,72597,"PLN",0.23,null,null,null,null,null,null,null,"n02C",null,"EC003251","27.32.13","8544 49 99","https://bitner.com.pl/data/t4_text/649x234_053258301116_N2XH-J,-O.JPG","https://bitner.com.pl/data/t4txt_photos/095821310719_15_N2XH_J_N2XH-O.pdf"]
[775,null,"BEZPIECZNE","B61664",5902956202659,"N2XH-J 0,6/1kV","12x1,5RE","Bezhalogenowy kabel energetyczny i sterowniczy 0,6/1kV","BITNER","KMT",1,39497,"PLN",0.23,null,null,null,null,null,null,null,"n02C",null,"EC003251","27.32.13","8544 49 99","https://bitner.com.pl/data/t4_text/649x234_053258301116_N2XH-J,-O.JPG","https://bitner.com.pl/data/t4txt_photos/095821310719_15_N2XH_J_N2XH-O.pdf"]
[776,null,"BEZPIECZNE","B61665",5902956202666,"N2XH-J 0,6/1kV","12x2,5RE","Bezhalogenowy kabel energetyczny i sterowniczy 0,6/1kV","BITNER","KMT",1,56333,"PLN",0.23,null,null,null,null,null,null,null,"n02C",null,"EC003251","27.32.13","8544 49 99","https://bitner.com.pl/data/t4_text/649x234_053258301116_N2XH-J,-O.JPG","https://bitner.com.pl/data/t4txt_photos/095821310719_15_N2XH_J_N2XH-O.pdf"]
[777,null,"BEZPIECZNE","B61666",5902956202673,"N2XH-J 0,6/1kV","12x4,0RE","Bezhalogenowy kabel energetyczny i sterowniczy 0,6/1kV","BITNER","KMT",1,85796,"PLN",0.23,null,null,null,null,null,null,null,"n02C",null,"EC003251","27.32.13","8544 49 99","https://bitner.com.pl/data/t4_text/649x234_053258301116_N2XH-J,-O.JPG","https://bitner.com.pl/data/t4txt_photos/095821310719_15_N2XH_J_N2XH-O.pdf"]
[778,null,"BEZPIECZNE","B61667",5902956202680,"N2XH-J 0,6/1kV","14x1,5RE","Bezhalogenowy kabel energetyczny i sterowniczy 0,6/1kV","BITNER","KMT",1,45390,"PLN",0.23,null,null,null,null,null,null,null,"n02C",null,"EC003251","27.32.13","8544 49 99","https://bitner.com.pl/data/t4_text/649x234_053258301116_N2XH-J,-O.JPG","https://bitner.com.pl/data/t4txt_photos/095821310719_15_N2XH_J_N2XH-O.pdf"]
[779,null,"BEZPIECZNE","B61668",5902956202703,"N2XH-J 0,6/1kV","14x4,0RE","Bezhalogenowy kabel energetyczny i sterowniczy 0,6/1kV","BITNER","KMT",1,99249,"PLN",0.23,null,null,null,null,null,null,null,"n02C",null,"EC003251","27.32.13","8544 49 99","https://bitner.com.pl/data/t4_text/649x234_053258301116_N2XH-J,-O.JPG","https://bitner.com.pl/data/t4txt_photos/095821310719_15_N2XH_J_N2XH-O.pdf"]
[780,null,"BEZPIECZNE","B61669",5902956202710,"N2XH-J 0,6/1kV","19x1,5RE","Bezhalogenowy kabel energetyczny i sterowniczy 0,6/1kV","BITNER","KMT",1,60833,"PLN",0.23,null,null,null,null,null,null,null,"n02C",null,"EC003251","27.32.13","8544 49 99","https://bitner.com.pl/data/t4_text/649x234_053258301116_N2XH-J,-O.JPG","https://bitner.com.pl/data/t4txt_photos/095821310719_15_N2XH_J_N2XH-O.pdf"]
[781,null,"BEZPIECZNE","B61670",5902956202727,"N2XH-J 0,6/1kV","19x2,5RE","Bezhalogenowy kabel energetyczny i sterowniczy 0,6/1kV","BITNER","KMT",1,87368,"PLN",0.23,null,null,null,null,null,null,null,"n02C",null,"EC003251","27.32.13","8544 49 99","https://bitner.com.pl/data/t4_text/649x234_053258301116_N2XH-J,-O.JPG","https://bitner.com.pl/data/t4txt_photos/095821310719_15_N2XH_J_N2XH-O.pdf"]
[782,null,"BEZPIECZNE","B61671",5902956202734,"N2XH-J 0,6/1kV","19x4,0RE","Bezhalogenowy kabel energetyczny i sterowniczy 0,6/1kV","BITNER","KMT",1,133693,"PLN",0.23,null,null,null,null,null,null,null,"n02C",null,"EC003251","27.32.13","8544 49 99","https://bitner.com.pl/data/t4_text/649x234_053258301116_N2XH-J,-O.JPG","https://bitner.com.pl/data/t4txt_photos/095821310719_15_N2XH_J_N2XH-O.pdf"]
[783,null,"BEZPIECZNE","B61672",5902956202741,"N2XH-J 0,6/1kV","24x1,5RE","Bezhalogenowy kabel energetyczny i sterowniczy 0,6/1kV","BITNER","KMT",1,76510,"PLN",0.23,null,null,null,null,null,null,null,"n02C",null,"EC003251","27.32.13","8544 49 99","https://bitner.com.pl/data/t4_text/649x234_053258301116_N2XH-J,-O.JPG","https://bitner.com.pl/data/t4txt_photos/095821310719_15_N2XH_J_N2XH-O.pdf"]
[784,null,"BEZPIECZNE","B61673",5902956202765,"N2XH-J 0,6/1kV","30x1,5RE","Bezhalogenowy kabel energetyczny i sterowniczy 0,6/1kV","BITNER","KMT",1,87797,"PLN",0.23,null,null,null,null,null,null,null,"n02C",null,"EC003251","27.32.13","8544 49 99","https://bitner.com.pl/data/t4_text/649x234_053258301116_N2XH-J,-O.JPG","https://bitner.com.pl/data/t4txt_photos/095821310719_15_N2XH_J_N2XH-O.pdf"]
[785,null,"BEZPIECZNE","B61674",5902956202772,"N2XH-J 0,6/1kV","30x2,5RE","Bezhalogenowy kabel energetyczny i sterowniczy 0,6/1kV","BITNER","KMT",1,135691,"PLN",0.23,null,null,null,null,null,null,null,"n02C",null,"EC003251","27.32.13","8544 49 99","https://bitner.com.pl/data/t4_text/649x234_053258301116_N2XH-J,-O.JPG","https://bitner.com.pl/data/t4txt_photos/095821310719_15_N2XH_J_N2XH-O.pdf"]
[786,null,"BEZPIECZNE","B61675",5902956202802,"N2XH-J 0,6/1kV","40x1,5RE","Bezhalogenowy kabel energetyczny i sterowniczy 0,6/1kV","BITNER","KMT",1,115398,"PLN",0.23,null,null,null,null,null,null,null,"n02C",null,"EC003251","27.32.13","8544 49 99","https://bitner.com.pl/data/t4_text/649x234_053258301116_N2XH-J,-O.JPG","https://bitner.com.pl/data/t4txt_photos/095821310719_15_N2XH_J_N2XH-O.pdf"]
[787,null,"BEZPIECZNE","B61676",5902956202819,"N2XH-J 0,6/1kV","40x2,5RE","Bezhalogenowy kabel energetyczny i sterowniczy 0,6/1kV","BITNER","KMT",1,179035,"PLN",0.23,null,null,null,null,null,null,null,"n02C",null,"EC003251","27.32.13","8544 49 99","https://bitner.com.pl/data/t4_text/649x234_053258301116_N2XH-J,-O.JPG","https://bitner.com.pl/data/t4txt_photos/095821310719_15_N2XH_J_N2XH-O.pdf"]
[788,null,"BEZPIECZNE","B61678",5902956202413,"N2XH-J 0,6/1kV","4x150RM","Bezhalogenowy kabel energetyczny i sterowniczy 0,6/1kV","BITNER","KMT",1,1095990,"PLN",0.23,null,null,null,null,null,null,null,"n02C",null,"EC003251","27.32.13","8544 49 99","https://bitner.com.pl/data/t4_text/649x234_053258301116_N2XH-J,-O.JPG","https://bitner.com.pl/data/t4txt_photos/095821310719_15_N2XH_J_N2XH-O.pdf"]
[789,null,"BEZPIECZNE","B61680",5902956202789,"N2XH-J 0,6/1kV","37x1,5RE","Bezhalogenowy kabel energetyczny i sterowniczy 0,6/1kV","BITNER","KMT",1,107051,"PLN",0.23,null,null,null,null,null,null,null,"n02C",null,"EC003251","27.32.13","8544 49 99","https://bitner.com.pl/data/t4_text/649x234_053258301116_N2XH-J,-O.JPG","https://bitner.com.pl/data/t4txt_photos/095821310719_15_N2XH_J_N2XH-O.pdf"]
[790,null,"BEZPIECZNE","B61681",5902956202796,"N2XH-J 0,6/1kV","37x2,5RE","Bezhalogenowy kabel energetyczny i sterowniczy 0,6/1kV","BITNER","KMT",1,165963,"PLN",0.23,null,null,null,null,null,null,null,"n02C",null,"EC003251","27.32.13","8544 49 99","https://bitner.com.pl/data/t4_text/649x234_053258301116_N2XH-J,-O.JPG","https://bitner.com.pl/data/t4txt_photos/095821310719_15_N2XH_J_N2XH-O.pdf"]
[791,null,"BEZPIECZNE","B61682",5902956202536,"N2XH-J 0,6/1kV","5x70RM","Bezhalogenowy kabel energetyczny i sterowniczy 0,6/1kV","BITNER","KMT",1,621704,"PLN",0.23,null,null,null,null,null,null,null,"n02C",null,"EC003251","27.32.13","8544 49 99","https://bitner.com.pl/data/t4_text/649x234_053258301116_N2XH-J,-O.JPG","https://bitner.com.pl/data/t4txt_photos/095821310719_15_N2XH_J_N2XH-O.pdf"]
[792,null,"BEZPIECZNE","B61683",5902956202352,"N2XH-J 0,6/1kV","4x25RM","Bezhalogenowy kabel energetyczny i sterowniczy 0,6/1kV","BITNER","KMT",1,190891,"PLN",0.23,null,null,null,null,null,null,null,"n02C",null,"EC003251","27.32.13","8544 49 99","https://bitner.com.pl/data/t4_text/649x234_053258301116_N2XH-J,-O.JPG","https://bitner.com.pl/data/t4txt_photos/095821310719_15_N2XH_J_N2XH-O.pdf"]
[793,null,"BEZPIECZNE","B61684",5902956202345,"N2XH-J 0,6/1kV","4x16RM","Bezhalogenowy kabel energetyczny i sterowniczy 0,6/1kV","BITNER","KMT",1,121964,"PLN",0.23,null,null,null,null,null,null,null,"n02C",null,"EC003251","27.32.13","8544 49 99","https://bitner.com.pl/data/t4_text/649x234_053258301116_N2XH-J,-O.JPG","https://bitner.com.pl/data/t4txt_photos/095821310719_15_N2XH_J_N2XH-O.pdf"]
[794,null,"BEZPIECZNE","B61685",5902956202611,"N2XH-J 0,6/1kV","  7x6,0RE ","Bezhalogenowy kabel energetyczny i sterowniczy 0,6/1kV","BITNER","KMT",1,78949,"PLN",0.23,null,null,null,null,null,null,null,"n02C",null,"EC003251","27.32.13","8544 49 99","https://bitner.com.pl/data/t4_text/649x234_053258301116_N2XH-J,-O.JPG","https://bitner.com.pl/data/t4txt_photos/095821310719_15_N2XH_J_N2XH-O.pdf"]
[795,null,"BEZPIECZNE","B61686",5902956202369,"N2XH-J 0,6/1kV","4x35RM","Bezhalogenowy kabel energetyczny i sterowniczy 0,6/1kV","BITNER","KMT",1,259621,"PLN",0.23,null,null,null,null,null,null,null,"n02C",null,"EC003251","27.32.13","8544 49 99","https://bitner.com.pl/data/t4_text/649x234_053258301116_N2XH-J,-O.JPG","https://bitner.com.pl/data/t4txt_photos/095821310719_15_N2XH_J_N2XH-O.pdf"]
[796,null,"BEZPIECZNE","B61687",5902956202383,"N2XH-J 0,6/1kV","4x70RM","Bezhalogenowy kabel energetyczny i sterowniczy 0,6/1kV","BITNER","KMT",1,498234,"PLN",0.23,null,null,null,null,null,null,null,"n02C",null,"EC003251","27.32.13","8544 49 99","https://bitner.com.pl/data/t4_text/649x234_053258301116_N2XH-J,-O.JPG","https://bitner.com.pl/data/t4txt_photos/095821310719_15_N2XH_J_N2XH-O.pdf"]
[797,null,"BEZPIECZNE","B61713",5902956202253,"N2XH-J 0,6/1kV","3x150RM","Bezhalogenowy kabel energetyczny i sterowniczy 0,6/1kV","BITNER","KMT",1,776122,"PLN",0.23,null,null,null,null,null,null,null,"n02C",null,"EC003251","27.32.13","8544 49 99","https://bitner.com.pl/data/t4_text/649x234_053258301116_N2XH-J,-O.JPG","https://bitner.com.pl/data/t4txt_photos/095821310719_15_N2XH_J_N2XH-O.pdf"]
[798,null,"BEZPIECZNE","B61714",5902956202260,"N2XH-J 0,6/1kV","3x185RM","Bezhalogenowy kabel energetyczny i sterowniczy 0,6/1kV","BITNER","KMT",1,947800,"PLN",0.23,null,null,null,null,null,null,null,"n02C",null,"EC003251","27.32.13","8544 49 99","https://bitner.com.pl/data/t4_text/649x234_053258301116_N2XH-J,-O.JPG","https://bitner.com.pl/data/t4txt_photos/095821310719_15_N2XH_J_N2XH-O.pdf"]
[799,null,"BEZPIECZNE","B61715",5902956202277,"N2XH-J 0,6/1kV","3x240RM","Bezhalogenowy kabel energetyczny i sterowniczy 0,6/1kV","BITNER","KMT",1,1215176,"PLN",0.23,null,null,null,null,null,null,null,"n02C",null,"EC003251","27.32.13","8544 49 99","https://bitner.com.pl/data/t4_text/649x234_053258301116_N2XH-J,-O.JPG","https://bitner.com.pl/data/t4txt_photos/095821310719_15_N2XH_J_N2XH-O.pdf"]
[800,null,"BEZPIECZNE","B61717",5902956202376,"N2XH-J 0,6/1kV","4x50RM","Bezhalogenowy kabel energetyczny i sterowniczy 0,6/1kV","BITNER","KMT",1,361451,"PLN",0.23,null,null,null,null,null,null,null,"n02C",null,"EC003251","27.32.13","8544 49 99","https://bitner.com.pl/data/t4_text/649x234_053258301116_N2XH-J,-O.JPG","https://bitner.com.pl/data/t4txt_photos/095821310719_15_N2XH_J_N2XH-O.pdf"]
[801,null,"BEZPIECZNE","B61718",5902956202390,"N2XH-J 0,6/1kV","4x95RM","Bezhalogenowy kabel energetyczny i sterowniczy 0,6/1kV","BITNER","KMT",1,691543,"PLN",0.23,null,null,null,null,null,null,null,"n02C",null,"EC003251","27.32.13","8544 49 99","https://bitner.com.pl/data/t4_text/649x234_053258301116_N2XH-J,-O.JPG","https://bitner.com.pl/data/t4txt_photos/095821310719_15_N2XH_J_N2XH-O.pdf"]
[802,null,"BEZPIECZNE","B61719",5902956202406,"N2XH-J 0,6/1kV","4x120RM","Bezhalogenowy kabel energetyczny i sterowniczy 0,6/1kV","BITNER","KMT",1,848159,"PLN",0.23,null,null,null,null,null,null,null,"n02C",null,"EC003251","27.32.13","8544 49 99","https://bitner.com.pl/data/t4_text/649x234_053258301116_N2XH-J,-O.JPG","https://bitner.com.pl/data/t4txt_photos/095821310719_15_N2XH_J_N2XH-O.pdf"]
[803,null,"BEZPIECZNE","B61720",5902956202420,"N2XH-J 0,6/1kV","4x185RM","Bezhalogenowy kabel energetyczny i sterowniczy 0,6/1kV","BITNER","KMT",1,1339212,"PLN",0.23,null,null,null,null,null,null,null,"n02C",null,"EC003251","27.32.13","8544 49 99","https://bitner.com.pl/data/t4_text/649x234_053258301116_N2XH-J,-O.JPG","https://bitner.com.pl/data/t4txt_photos/095821310719_15_N2XH_J_N2XH-O.pdf"]
[804,null,"BEZPIECZNE","B61721",5902956202437,"N2XH-J 0,6/1kV","4x240RM","Bezhalogenowy kabel energetyczny i sterowniczy 0,6/1kV","BITNER","KMT",1,1717352,"PLN",0.23,null,null,null,null,null,null,null,"n02C",null,"EC003251","27.32.13","8544 49 99","https://bitner.com.pl/data/t4_text/649x234_053258301116_N2XH-J,-O.JPG","https://bitner.com.pl/data/t4txt_photos/095821310719_15_N2XH_J_N2XH-O.pdf"]
[805,null,"BEZPIECZNE","B61722",5902956202543,"N2XH-J 0,6/1kV","5x95RM","Bezhalogenowy kabel energetyczny i sterowniczy 0,6/1kV","BITNER","KMT",1,861275,"PLN",0.23,null,null,null,null,null,null,null,"n02C",null,"EC003251","27.32.13","8544 49 99","https://bitner.com.pl/data/t4_text/649x234_053258301116_N2XH-J,-O.JPG","https://bitner.com.pl/data/t4txt_photos/095821310719_15_N2XH_J_N2XH-O.pdf"]
[806,null,"BEZPIECZNE","B61723",5902956202550,"N2XH-J 0,6/1kV","5x120RM","Bezhalogenowy kabel energetyczny i sterowniczy 0,6/1kV","BITNER","KMT",1,1056556,"PLN",0.23,null,null,null,null,null,null,null,"n02C",null,"EC003251","27.32.13","8544 49 99","https://bitner.com.pl/data/t4_text/649x234_053258301116_N2XH-J,-O.JPG","https://bitner.com.pl/data/t4txt_photos/095821310719_15_N2XH_J_N2XH-O.pdf"]
[807,null,"BEZPIECZNE","B61724",5902956202567,"N2XH-J 0,6/1kV","5x150RM","Bezhalogenowy kabel energetyczny i sterowniczy 0,6/1kV","BITNER","KMT",1,1365601,"PLN",0.23,null,null,null,null,null,null,null,"n02C",null,"EC003251","27.32.13","8544 49 99","https://bitner.com.pl/data/t4_text/649x234_053258301116_N2XH-J,-O.JPG","https://bitner.com.pl/data/t4txt_photos/095821310719_15_N2XH_J_N2XH-O.pdf"]
[808,null,"BEZPIECZNE","B61725",5902956202574,"N2XH-J 0,6/1kV","5x185RM","Bezhalogenowy kabel energetyczny i sterowniczy 0,6/1kV","BITNER","KMT",1,1669097,"PLN",0.23,null,null,null,null,null,null,null,"n02C",null,"EC003251","27.32.13","8544 49 99","https://bitner.com.pl/data/t4_text/649x234_053258301116_N2XH-J,-O.JPG","https://bitner.com.pl/data/t4txt_photos/095821310719_15_N2XH_J_N2XH-O.pdf"]
[809,null,"BEZPIECZNE","B61729",5902956202284,"N2XH-J 0,6/1kV","3x300RM","Bezhalogenowy kabel energetyczny i sterowniczy 0,6/1kV","BITNER","KMT",1,1487138,"PLN",0.23,null,null,null,null,null,null,null,"n02C",null,"EC003251","27.32.13","8544 49 99","https://bitner.com.pl/data/t4_text/649x234_053258301116_N2XH-J,-O.JPG","https://bitner.com.pl/data/t4txt_photos/095821310719_15_N2XH_J_N2XH-O.pdf"]
[810,null,"BEZPIECZNE","B61730",5902956202826,"N2XH-J 0,6/1kV","47x1,5RE","Bezhalogenowy kabel energetyczny i sterowniczy 0,6/1kV","BITNER","KMT",1,134770,"PLN",0.23,null,null,null,null,null,null,null,"n02C",null,"EC003251","27.32.13","8544 49 99","https://bitner.com.pl/data/t4_text/649x234_053258301116_N2XH-J,-O.JPG","https://bitner.com.pl/data/t4txt_photos/095821310719_15_N2XH_J_N2XH-O.pdf"]
[811,null,"BEZPIECZNE","B61731",5902956202833,"N2XH-J 0,6/1kV","47x2,5RE","Bezhalogenowy kabel energetyczny i sterowniczy 0,6/1kV","BITNER","KMT",1,209404,"PLN",0.23,null,null,null,null,null,null,null,"n02C",null,"EC003251","27.32.13","8544 49 99","https://bitner.com.pl/data/t4_text/649x234_053258301116_N2XH-J,-O.JPG","https://bitner.com.pl/data/t4txt_photos/095821310719_15_N2XH_J_N2XH-O.pdf"]
[812,null,"BEZPIECZNE","B61600",5902956201157,"N2XH-O 0,6/1kV","  1x1,5RE","Bezhalogenowy kabel energetyczny i sterowniczy 0,6/1kV","BITNER","KMT",1,4163,"PLN",0.23,null,null,null,null,null,null,null,"n02C",null,"EC003251","27.32.13","8544 49 99","https://bitner.com.pl/data/t4_text/649x234_053258301116_N2XH-J,-O.JPG","https://bitner.com.pl/data/t4txt_photos/095821310719_15_N2XH_J_N2XH-O.pdf"]
[813,null,"BEZPIECZNE","B61601",5902956201164,"N2XH-O 0,6/1kV","  1x2,5RE","Bezhalogenowy kabel energetyczny i sterowniczy 0,6/1kV","BITNER","KMT",1,6550,"PLN",0.23,null,null,null,null,null,null,null,"n02C",null,"EC003251","27.32.13","8544 49 99","https://bitner.com.pl/data/t4_text/649x234_053258301116_N2XH-J,-O.JPG","https://bitner.com.pl/data/t4txt_photos/095821310719_15_N2XH_J_N2XH-O.pdf"]
[814,null,"BEZPIECZNE","B61602",5902956201171,"N2XH-O 0,6/1kV","  1x4,0RE","Bezhalogenowy kabel energetyczny i sterowniczy 0,6/1kV","BITNER","KMT",1,7550,"PLN",0.23,null,null,null,null,null,null,null,"n02C",null,"EC003251","27.32.13","8544 49 99","https://bitner.com.pl/data/t4_text/649x234_053258301116_N2XH-J,-O.JPG","https://bitner.com.pl/data/t4txt_photos/095821310719_15_N2XH_J_N2XH-O.pdf"]
[815,null,"BEZPIECZNE","B61603",5902956201188,"N2XH-O 0,6/1kV","  1x6,0RE","Bezhalogenowy kabel energetyczny i sterowniczy 0,6/1kV","BITNER","KMT",1,11488,"PLN",0.23,null,null,null,null,null,null,null,"n02C",null,"EC003251","27.32.13","8544 49 99","https://bitner.com.pl/data/t4_text/649x234_053258301116_N2XH-J,-O.JPG","https://bitner.com.pl/data/t4txt_photos/095821310719_15_N2XH_J_N2XH-O.pdf"]
[816,null,"BEZPIECZNE","B61604",5902956201195,"N2XH-O 0,6/1kV","  1x10RE","Bezhalogenowy kabel energetyczny i sterowniczy 0,6/1kV","BITNER","KMT",1,18472,"PLN",0.23,null,null,null,null,null,null,null,"n02C",null,"EC003251","27.32.13","8544 49 99","https://bitner.com.pl/data/t4_text/649x234_053258301116_N2XH-J,-O.JPG","https://bitner.com.pl/data/t4txt_photos/095821310719_15_N2XH_J_N2XH-O.pdf"]
[817,null,"BEZPIECZNE","B61605",5902956201201,"N2XH-O 0,6/1kV","  1x16RM","Bezhalogenowy kabel energetyczny i sterowniczy 0,6/1kV","BITNER","KMT",1,29895,"PLN",0.23,null,null,null,null,null,null,null,"n02C",null,"EC003251","27.32.13","8544 49 99","https://bitner.com.pl/data/t4_text/649x234_053258301116_N2XH-J,-O.JPG","https://bitner.com.pl/data/t4txt_photos/095821310719_15_N2XH_J_N2XH-O.pdf"]
[818,null,"BEZPIECZNE","B61606",5902956201218,"N2XH-O 0,6/1kV","  1x25RM","Bezhalogenowy kabel energetyczny i sterowniczy 0,6/1kV","BITNER","KMT",1,46358,"PLN",0.23,null,null,null,null,null,null,null,"n02C",null,"EC003251","27.32.13","8544 49 99","https://bitner.com.pl/data/t4_text/649x234_053258301116_N2XH-J,-O.JPG","https://bitner.com.pl/data/t4txt_photos/095821310719_15_N2XH_J_N2XH-O.pdf"]
[819,null,"BEZPIECZNE","B61607",5902956201225,"N2XH-O 0,6/1kV","  1x35RM","Bezhalogenowy kabel energetyczny i sterowniczy 0,6/1kV","BITNER","KMT",1,62867,"PLN",0.23,null,null,null,null,null,null,null,"n02C",null,"EC003251","27.32.13","8544 49 99","https://bitner.com.pl/data/t4_text/649x234_053258301116_N2XH-J,-O.JPG","https://bitner.com.pl/data/t4txt_photos/095821310719_15_N2XH_J_N2XH-O.pdf"]
[820,null,"BEZPIECZNE","B61608",5902956201232,"N2XH-O 0,6/1kV","  1x50RM","Bezhalogenowy kabel energetyczny i sterowniczy 0,6/1kV","BITNER","KMT",1,87152,"PLN",0.23,null,null,null,null,null,null,null,"n02C",null,"EC003251","27.32.13","8544 49 99","https://bitner.com.pl/data/t4_text/649x234_053258301116_N2XH-J,-O.JPG","https://bitner.com.pl/data/t4txt_photos/095821310719_15_N2XH_J_N2XH-O.pdf"]
[821,null,"BEZPIECZNE","B61609",5902956201249,"N2XH-O 0,6/1kV","  1x70RM","Bezhalogenowy kabel energetyczny i sterowniczy 0,6/1kV","BITNER","KMT",1,120387,"PLN",0.23,null,null,null,null,null,null,null,"n02C",null,"EC003251","27.32.13","8544 49 99","https://bitner.com.pl/data/t4_text/649x234_053258301116_N2XH-J,-O.JPG","https://bitner.com.pl/data/t4txt_photos/095821310719_15_N2XH_J_N2XH-O.pdf"]
[822,null,"BEZPIECZNE","B61610",5902956201256,"N2XH-O 0,6/1kV","  1x95RM","Bezhalogenowy kabel energetyczny i sterowniczy 0,6/1kV","BITNER","KMT",1,167074,"PLN",0.23,null,null,null,null,null,null,null,"n02C",null,"EC003251","27.32.13","8544 49 99","https://bitner.com.pl/data/t4_text/649x234_053258301116_N2XH-J,-O.JPG","https://bitner.com.pl/data/t4txt_photos/095821310719_15_N2XH_J_N2XH-O.pdf"]
[823,null,"BEZPIECZNE","B61611",5902956201263,"N2XH-O 0,6/1kV","  1x120RM","Bezhalogenowy kabel energetyczny i sterowniczy 0,6/1kV","BITNER","KMT",1,204911,"PLN",0.23,null,null,null,null,null,null,null,"n02C",null,"EC003251","27.32.13","8544 49 99","https://bitner.com.pl/data/t4_text/649x234_053258301116_N2XH-J,-O.JPG","https://bitner.com.pl/data/t4txt_photos/095821310719_15_N2XH_J_N2XH-O.pdf"]
[824,null,"BEZPIECZNE","B61612",5902956201270,"N2XH-O 0,6/1kV","  1x150RM","Bezhalogenowy kabel energetyczny i sterowniczy 0,6/1kV","BITNER","KMT",1,264714,"PLN",0.23,null,null,null,null,null,null,null,"n02C",null,"EC003251","27.32.13","8544 49 99","https://bitner.com.pl/data/t4_text/649x234_053258301116_N2XH-J,-O.JPG","https://bitner.com.pl/data/t4txt_photos/095821310719_15_N2XH_J_N2XH-O.pdf"]
[825,null,"BEZPIECZNE","B61613",5902956201287,"N2XH-O 0,6/1kV","  1x185RM","Bezhalogenowy kabel energetyczny i sterowniczy 0,6/1kV","BITNER","KMT",1,323805,"PLN",0.23,null,null,null,null,null,null,null,"n02C",null,"EC003251","27.32.13","8544 49 99","https://bitner.com.pl/data/t4_text/649x234_053258301116_N2XH-J,-O.JPG","https://bitner.com.pl/data/t4txt_photos/095821310719_15_N2XH_J_N2XH-O.pdf"]
[826,null,"BEZPIECZNE","B61614",5902956201294,"N2XH-O 0,6/1kV","  1x240RM","Bezhalogenowy kabel energetyczny i sterowniczy 0,6/1kV","BITNER","KMT",1,415073,"PLN",0.23,null,null,null,null,null,null,null,"n02C",null,"EC003251","27.32.13","8544 49 99","https://bitner.com.pl/data/t4_text/649x234_053258301116_N2XH-J,-O.JPG","https://bitner.com.pl/data/t4txt_photos/095821310719_15_N2XH_J_N2XH-O.pdf"]
[827,null,"BEZPIECZNE","B61615",5902956201324,"N2XH-O 0,6/1kV","  2x1,5RE","Bezhalogenowy kabel energetyczny i sterowniczy 0,6/1kV","BITNER","KMT",1,8377,"PLN",0.23,null,null,null,null,null,null,null,"n02",null,"EC003251","27.32.13","8544 49 99","https://bitner.com.pl/data/t4_text/649x234_053258301116_N2XH-J,-O.JPG","https://bitner.com.pl/data/t4txt_photos/095821310719_15_N2XH_J_N2XH-O.pdf"]
[828,null,"BEZPIECZNE","B61616",5902956201331,"N2XH-O 0,6/1kV","  2x2,5RE","Bezhalogenowy kabel energetyczny i sterowniczy 0,6/1kV","BITNER","KMT",1,11590,"PLN",0.23,null,null,null,null,null,null,null,"n02",null,"EC003251","27.32.13","8544 49 99","https://bitner.com.pl/data/t4_text/649x234_053258301116_N2XH-J,-O.JPG","https://bitner.com.pl/data/t4txt_photos/095821310719_15_N2XH_J_N2XH-O.pdf"]
[829,null,"BEZPIECZNE","B61617",5902956201348,"N2XH-O 0,6/1kV","2x4,0RE","Bezhalogenowy kabel energetyczny i sterowniczy 0,6/1kV","BITNER","KMT",1,17995,"PLN",0.23,null,null,null,null,null,null,null,"n02C",null,"EC003251","27.32.13","8544 49 99","https://bitner.com.pl/data/t4_text/649x234_053258301116_N2XH-J,-O.JPG","https://bitner.com.pl/data/t4txt_photos/095821310719_15_N2XH_J_N2XH-O.pdf"]
[830,null,"BEZPIECZNE","B61618",5902956201355,"N2XH-O 0,6/1kV","2x6,0RE","Bezhalogenowy kabel energetyczny i sterowniczy 0,6/1kV","BITNER","KMT",1,25290,"PLN",0.23,null,null,null,null,null,null,null,"n02C",null,"EC003251","27.32.13","8544 49 99","https://bitner.com.pl/data/t4_text/649x234_053258301116_N2XH-J,-O.JPG","https://bitner.com.pl/data/t4txt_photos/095821310719_15_N2XH_J_N2XH-O.pdf"]
[831,null,"BEZPIECZNE","B61619",5902956201362,"N2XH-O 0,6/1kV","2x10RE","Bezhalogenowy kabel energetyczny i sterowniczy 0,6/1kV","BITNER","KMT",1,40149,"PLN",0.23,null,null,null,null,null,null,null,"n02C",null,"EC003251","27.32.13","8544 49 99","https://bitner.com.pl/data/t4_text/649x234_053258301116_N2XH-J,-O.JPG","https://bitner.com.pl/data/t4txt_photos/095821310719_15_N2XH_J_N2XH-O.pdf"]
[832,null,"BEZPIECZNE","B61620",5902956201379,"N2XH-O 0,6/1kV","2x16RM","Bezhalogenowy kabel energetyczny i sterowniczy 0,6/1kV","BITNER","KMT",1,64692,"PLN",0.23,null,null,null,null,null,null,null,"n02C",null,"EC003251","27.32.13","8544 49 99","https://bitner.com.pl/data/t4_text/649x234_053258301116_N2XH-J,-O.JPG","https://bitner.com.pl/data/t4txt_photos/095821310719_15_N2XH_J_N2XH-O.pdf"]
[833,null,"BEZPIECZNE","B61621",5902956201386,"N2XH-O 0,6/1kV","2x25RM","Bezhalogenowy kabel energetyczny i sterowniczy 0,6/1kV","BITNER","KMT",1,101209,"PLN",0.23,null,null,null,null,null,null,null,"n02C",null,"EC003251","27.32.13","8544 49 99","https://bitner.com.pl/data/t4_text/649x234_053258301116_N2XH-J,-O.JPG","https://bitner.com.pl/data/t4txt_photos/095821310719_15_N2XH_J_N2XH-O.pdf"]
[834,null,"BEZPIECZNE","B61622",5902956201393,"N2XH-O 0,6/1kV","2x35RM","Bezhalogenowy kabel energetyczny i sterowniczy 0,6/1kV","BITNER","KMT",1,127868,"PLN",0.23,null,null,null,null,null,null,null,"n02C",null,"EC003251","27.32.13","8544 49 99","https://bitner.com.pl/data/t4_text/649x234_053258301116_N2XH-J,-O.JPG","https://bitner.com.pl/data/t4txt_photos/095821310719_15_N2XH_J_N2XH-O.pdf"]
[835,null,"BEZPIECZNE","B61679",5902956201300,"N2XH-O 0,6/1kV","  1x300RM","Bezhalogenowy kabel energetyczny i sterowniczy 0,6/1kV","BITNER","KMT",1,508634,"PLN",0.23,null,null,null,null,null,null,null,"n02C",null,"EC003251","27.32.13","8544 49 99","https://bitner.com.pl/data/t4_text/649x234_053258301116_N2XH-J,-O.JPG","https://bitner.com.pl/data/t4txt_photos/095821310719_15_N2XH_J_N2XH-O.pdf"]
[836,null,"BEZPIECZNE","B61726",5902956201409,"N2XH-O 0,6/1kV","2x50RM","Bezhalogenowy kabel energetyczny i sterowniczy 0,6/1kV","BITNER","KMT",1,177445,"PLN",0.23,null,null,null,null,null,null,null,"n02C",null,"EC003251","27.32.13","8544 49 99","https://bitner.com.pl/data/t4_text/649x234_053258301116_N2XH-J,-O.JPG","https://bitner.com.pl/data/t4txt_photos/095821310719_15_N2XH_J_N2XH-O.pdf"]
[837,null,"BEZPIECZNE","B61727",5902956201317,"N2XH-O 0,6/1kV","  1x400RM","Bezhalogenowy kabel energetyczny i sterowniczy 0,6/1kV","BITNER","KMT",1,643769,"PLN",0.23,null,null,null,null,null,null,null,"n02C",null,"EC003251","27.32.13","8544 49 99","https://bitner.com.pl/data/t4_text/649x234_053258301116_N2XH-J,-O.JPG","https://bitner.com.pl/data/t4txt_photos/095821310719_15_N2XH_J_N2XH-O.pdf"]
[838,null,"BEZPIECZNE","B61728",5902956201416,"N2XH-O 0,6/1kV","2x70RM","Bezhalogenowy kabel energetyczny i sterowniczy 0,6/1kV","BITNER","KMT",1,243499,"PLN",0.23,null,null,null,null,null,null,null,"n02C",null,"EC003251","27.32.13","8544 49 99","https://bitner.com.pl/data/t4_text/649x234_053258301116_N2XH-J,-O.JPG","https://bitner.com.pl/data/t4txt_photos/095821310719_15_N2XH_J_N2XH-O.pdf"]
[839,null,"BEZPIECZNE","B64150",5902956370860,"NHXCH FE180/PH120/E90","3x1,5RE/1,5","Ognioodporny, bezhalogenowy kabel energetyczny z żyłą koncentryczną, napięcie 0,6/1 kV","BITNER","KMT",1,26493,"PLN",0.23,null,null,null,null,null,null,null,"n01",null,"EC003251","27.32.13","8544 49 99","https://bitner.com.pl/data/t4_text/649x234_090915291116_NHXCH%20FE180_E90%20MICA.JPG","https://bitner.com.pl/data/t4txt_photos/031739210624_Karta%20NHXCH_FE180_PH120_E90_MICA.pdf"]
[840,null,"BEZPIECZNE","B64151",5902956370877,"NHXCH FE180/PH120/E90","3x2,5RE/2,5","Ognioodporny, bezhalogenowy kabel energetyczny z żyłą koncentryczną, napięcie 0,6/1 kV","BITNER","KMT",1,32845,"PLN",0.23,null,null,null,null,null,null,null,"n01",null,"EC003251","27.32.13","8544 49 99","https://bitner.com.pl/data/t4_text/649x234_090915291116_NHXCH%20FE180_E90%20MICA.JPG","https://bitner.com.pl/data/t4txt_photos/031739210624_Karta%20NHXCH_FE180_PH120_E90_MICA.pdf"]
[841,null,"BEZPIECZNE","B64152",5902956370884,"NHXCH FE180/PH120/E90","3x4RE/4","Ognioodporny, bezhalogenowy kabel energetyczny z żyłą koncentryczną, napięcie 0,6/1 kV","BITNER","KMT",1,45561,"PLN",0.23,null,null,null,null,null,null,null,"n01",null,"EC003251","27.32.13","8544 49 99","https://bitner.com.pl/data/t4_text/649x234_090915291116_NHXCH%20FE180_E90%20MICA.JPG","https://bitner.com.pl/data/t4txt_photos/031739210624_Karta%20NHXCH_FE180_PH120_E90_MICA.pdf"]
[842,null,"BEZPIECZNE","B64153",5902956370891,"NHXCH FE180/PH120/E90","3x6RE/6","Ognioodporny, bezhalogenowy kabel energetyczny z żyłą koncentryczną, napięcie 0,6/1 kV","BITNER","KMT",1,58609,"PLN",0.23,null,null,null,null,null,null,null,"n01",null,"EC003251","27.32.13","8544 49 99","https://bitner.com.pl/data/t4_text/649x234_090915291116_NHXCH%20FE180_E90%20MICA.JPG","https://bitner.com.pl/data/t4txt_photos/031739210624_Karta%20NHXCH_FE180_PH120_E90_MICA.pdf"]
[843,null,"BEZPIECZNE","B64154",5902956370907,"NHXCH FE180/PH120/E90","3x10RE/10","Ognioodporny, bezhalogenowy kabel energetyczny z żyłą koncentryczną, napięcie 0,6/1 kV","BITNER","KMT",1,85921,"PLN",0.23,null,null,null,null,null,null,null,"n01",null,"EC003251","27.32.13","8544 49 99","https://bitner.com.pl/data/t4_text/649x234_090915291116_NHXCH%20FE180_E90%20MICA.JPG","https://bitner.com.pl/data/t4txt_photos/031739210624_Karta%20NHXCH_FE180_PH120_E90_MICA.pdf"]
[844,null,"BEZPIECZNE","B64155",5902956370914,"NHXCH FE180/PH120/E90","3x16RM/16","Ognioodporny, bezhalogenowy kabel energetyczny z żyłą koncentryczną, napięcie 0,6/1 kV","BITNER","KMT",1,141196,"PLN",0.23,null,null,null,null,null,null,null,"n01",null,"EC003251","27.32.13","8544 49 99","https://bitner.com.pl/data/t4_text/649x234_090915291116_NHXCH%20FE180_E90%20MICA.JPG","https://bitner.com.pl/data/t4txt_photos/031739210624_Karta%20NHXCH_FE180_PH120_E90_MICA.pdf"]
[845,null,"BEZPIECZNE","B64156",5902956370921,"NHXCH FE180/PH120/E90","3x25RM/16","Ognioodporny, bezhalogenowy kabel energetyczny z żyłą koncentryczną, napięcie 0,6/1 kV","BITNER","KMT",1,197557,"PLN",0.23,null,null,null,null,null,null,null,"n01",null,"EC003251","27.32.13","8544 49 99","https://bitner.com.pl/data/t4_text/649x234_090915291116_NHXCH%20FE180_E90%20MICA.JPG","https://bitner.com.pl/data/t4txt_photos/031739210624_Karta%20NHXCH_FE180_PH120_E90_MICA.pdf"]
[846,null,"BEZPIECZNE","B64157",5902956370938,"NHXCH FE180/PH120/E90","3x35RM/16","Ognioodporny, bezhalogenowy kabel energetyczny z żyłą koncentryczną, napięcie 0,6/1 kV","BITNER","KMT",1,250132,"PLN",0.23,null,null,null,null,null,null,null,"n01",null,"EC003251","27.32.13","8544 49 99","https://bitner.com.pl/data/t4_text/649x234_090915291116_NHXCH%20FE180_E90%20MICA.JPG","https://bitner.com.pl/data/t4txt_photos/031739210624_Karta%20NHXCH_FE180_PH120_E90_MICA.pdf"]
[847,null,"BEZPIECZNE","B64158",5902956370945,"NHXCH FE180/PH120/E90","3x50RM/25","Ognioodporny, bezhalogenowy kabel energetyczny z żyłą koncentryczną, napięcie 0,6/1 kV","BITNER","KMT",1,353318,"PLN",0.23,null,null,null,null,null,null,null,"n01",null,"EC003251","27.32.13","8544 49 99","https://bitner.com.pl/data/t4_text/649x234_090915291116_NHXCH%20FE180_E90%20MICA.JPG","https://bitner.com.pl/data/t4txt_photos/031739210624_Karta%20NHXCH_FE180_PH120_E90_MICA.pdf"]
[848,null,"BEZPIECZNE","B64159",5902956370952,"NHXCH FE180/PH120/E90","3x70RM/35","Ognioodporny, bezhalogenowy kabel energetyczny z żyłą koncentryczną, napięcie 0,6/1 kV","BITNER","KMT",1,476059,"PLN",0.23,null,null,null,null,null,null,null,"n01",null,"EC003251","27.32.13","8544 49 99","https://bitner.com.pl/data/t4_text/649x234_090915291116_NHXCH%20FE180_E90%20MICA.JPG","https://bitner.com.pl/data/t4txt_photos/031739210624_Karta%20NHXCH_FE180_PH120_E90_MICA.pdf"]
[849,null,"BEZPIECZNE","B64160",5902956370969,"NHXCH FE180/PH120/E90","3x95RM/50","Ognioodporny, bezhalogenowy kabel energetyczny z żyłą koncentryczną, napięcie 0,6/1 kV","BITNER","KMT",1,646161,"PLN",0.23,null,null,null,null,null,null,null,"n01",null,"EC003251","27.32.13","8544 49 99","https://bitner.com.pl/data/t4_text/649x234_090915291116_NHXCH%20FE180_E90%20MICA.JPG","https://bitner.com.pl/data/t4txt_photos/031739210624_Karta%20NHXCH_FE180_PH120_E90_MICA.pdf"]
[850,null,"BEZPIECZNE","B64161",5902956370976,"NHXCH FE180/PH120/E90","3x120RM/70","Ognioodporny, bezhalogenowy kabel energetyczny z żyłą koncentryczną, napięcie 0,6/1 kV","BITNER","KMT",1,805150,"PLN",0.23,null,null,null,null,null,null,null,"n01",null,"EC003251","27.32.13","8544 49 99","https://bitner.com.pl/data/t4_text/649x234_090915291116_NHXCH%20FE180_E90%20MICA.JPG","https://bitner.com.pl/data/t4txt_photos/031739210624_Karta%20NHXCH_FE180_PH120_E90_MICA.pdf"]
[851,null,"BEZPIECZNE","B64162",5902956370983,"NHXCH FE180/PH120/E90","3x150RM/70","Ognioodporny, bezhalogenowy kabel energetyczny z żyłą koncentryczną, napięcie 0,6/1 kV","BITNER","KMT",1,997649,"PLN",0.23,null,null,null,null,null,null,null,"n01",null,"EC003251","27.32.13","8544 49 99","https://bitner.com.pl/data/t4_text/649x234_090915291116_NHXCH%20FE180_E90%20MICA.JPG","https://bitner.com.pl/data/t4txt_photos/031739210624_Karta%20NHXCH_FE180_PH120_E90_MICA.pdf"]
[852,null,"BEZPIECZNE","B64163",5902956370990,"NHXCH FE180/PH120/E90","3x185RM/95","Ognioodporny, bezhalogenowy kabel energetyczny z żyłą koncentryczną, napięcie 0,6/1 kV","BITNER","KMT",1,1227018,"PLN",0.23,null,null,null,null,null,null,null,"n01",null,"EC003251","27.32.13","8544 49 99","https://bitner.com.pl/data/t4_text/649x234_090915291116_NHXCH%20FE180_E90%20MICA.JPG","https://bitner.com.pl/data/t4txt_photos/031739210624_Karta%20NHXCH_FE180_PH120_E90_MICA.pdf"]
[853,null,"BEZPIECZNE","B64164",5902956371003,"NHXCH FE180/PH120/E90","3x240RM/120","Ognioodporny, bezhalogenowy kabel energetyczny z żyłą koncentryczną, napięcie 0,6/1 kV","BITNER","KMT",1,1566817,"PLN",0.23,null,null,null,null,null,null,null,"n01",null,"EC003251","27.32.13","8544 49 99","https://bitner.com.pl/data/t4_text/649x234_090915291116_NHXCH%20FE180_E90%20MICA.JPG","https://bitner.com.pl/data/t4txt_photos/031739210624_Karta%20NHXCH_FE180_PH120_E90_MICA.pdf"]
[854,null,"BEZPIECZNE","B64165",5902956371010,"NHXCH FE180/PH120/E90","4x1,5RE/1,5","Ognioodporny, bezhalogenowy kabel energetyczny z żyłą koncentryczną, napięcie 0,6/1 kV","BITNER","KMT",1,29927,"PLN",0.23,null,null,null,null,null,null,null,"n01",null,"EC003251","27.32.13","8544 49 99","https://bitner.com.pl/data/t4_text/649x234_090915291116_NHXCH%20FE180_E90%20MICA.JPG","https://bitner.com.pl/data/t4txt_photos/031739210624_Karta%20NHXCH_FE180_PH120_E90_MICA.pdf"]
[855,null,"BEZPIECZNE","B64166",5902956371027,"NHXCH FE180/PH120/E90","4x2,5RE/2,5","Ognioodporny, bezhalogenowy kabel energetyczny z żyłą koncentryczną, napięcie 0,6/1 kV","BITNER","KMT",1,40509,"PLN",0.23,null,null,null,null,null,null,null,"n01",null,"EC003251","27.32.13","8544 49 99","https://bitner.com.pl/data/t4_text/649x234_090915291116_NHXCH%20FE180_E90%20MICA.JPG","https://bitner.com.pl/data/t4txt_photos/031739210624_Karta%20NHXCH_FE180_PH120_E90_MICA.pdf"]
[856,null,"BEZPIECZNE","B64167",5902956371034,"NHXCH FE180/PH120/E90","4x4RE/4","Ognioodporny, bezhalogenowy kabel energetyczny z żyłą koncentryczną, napięcie 0,6/1 kV","BITNER","KMT",1,53095,"PLN",0.23,null,null,null,null,null,null,null,"n01",null,"EC003251","27.32.13","8544 49 99","https://bitner.com.pl/data/t4_text/649x234_090915291116_NHXCH%20FE180_E90%20MICA.JPG","https://bitner.com.pl/data/t4txt_photos/031739210624_Karta%20NHXCH_FE180_PH120_E90_MICA.pdf"]
[857,null,"BEZPIECZNE","B64168",5902956371041,"NHXCH FE180/PH120/E90","4x6RE/6","Ognioodporny, bezhalogenowy kabel energetyczny z żyłą koncentryczną, napięcie 0,6/1 kV","BITNER","KMT",1,73458,"PLN",0.23,null,null,null,null,null,null,null,"n01",null,"EC003251","27.32.13","8544 49 99","https://bitner.com.pl/data/t4_text/649x234_090915291116_NHXCH%20FE180_E90%20MICA.JPG","https://bitner.com.pl/data/t4txt_photos/031739210624_Karta%20NHXCH_FE180_PH120_E90_MICA.pdf"]
[858,null,"BEZPIECZNE","B64169",5902956371058,"NHXCH FE180/PH120/E90","4x10RE/10","Ognioodporny, bezhalogenowy kabel energetyczny z żyłą koncentryczną, napięcie 0,6/1 kV","BITNER","KMT",1,106284,"PLN",0.23,null,null,null,null,null,null,null,"n01",null,"EC003251","27.32.13","8544 49 99","https://bitner.com.pl/data/t4_text/649x234_090915291116_NHXCH%20FE180_E90%20MICA.JPG","https://bitner.com.pl/data/t4txt_photos/031739210624_Karta%20NHXCH_FE180_PH120_E90_MICA.pdf"]
[859,null,"BEZPIECZNE","B64170",5902956371065,"NHXCH FE180/PH120/E90","4x16RM/16","Ognioodporny, bezhalogenowy kabel energetyczny z żyłą koncentryczną, napięcie 0,6/1 kV","BITNER","KMT",1,175607,"PLN",0.23,null,null,null,null,null,null,null,"n01",null,"EC003251","27.32.13","8544 49 99","https://bitner.com.pl/data/t4_text/649x234_090915291116_NHXCH%20FE180_E90%20MICA.JPG","https://bitner.com.pl/data/t4txt_photos/031739210624_Karta%20NHXCH_FE180_PH120_E90_MICA.pdf"]
[860,null,"BEZPIECZNE","B64171",5902956371072,"NHXCH FE180/PH120/E90","4x25RM/16","Ognioodporny, bezhalogenowy kabel energetyczny z żyłą koncentryczną, napięcie 0,6/1 kV","BITNER","KMT",1,249859,"PLN",0.23,null,null,null,null,null,null,null,"n01",null,"EC003251","27.32.13","8544 49 99","https://bitner.com.pl/data/t4_text/649x234_090915291116_NHXCH%20FE180_E90%20MICA.JPG","https://bitner.com.pl/data/t4txt_photos/031739210624_Karta%20NHXCH_FE180_PH120_E90_MICA.pdf"]
[861,null,"BEZPIECZNE","B64172",5902956371089,"NHXCH FE180/PH120/E90","4x35RM/16","Ognioodporny, bezhalogenowy kabel energetyczny z żyłą koncentryczną, napięcie 0,6/1 kV","BITNER","KMT",1,319201,"PLN",0.23,null,null,null,null,null,null,null,"n01",null,"EC003251","27.32.13","8544 49 99","https://bitner.com.pl/data/t4_text/649x234_090915291116_NHXCH%20FE180_E90%20MICA.JPG","https://bitner.com.pl/data/t4txt_photos/031739210624_Karta%20NHXCH_FE180_PH120_E90_MICA.pdf"]
[862,null,"BEZPIECZNE","B64173",5902956371096,"NHXCH FE180/PH120/E90","4x50RM/25","Ognioodporny, bezhalogenowy kabel energetyczny z żyłą koncentryczną, napięcie 0,6/1 kV","BITNER","KMT",1,450954,"PLN",0.23,null,null,null,null,null,null,null,"n01",null,"EC003251","27.32.13","8544 49 99","https://bitner.com.pl/data/t4_text/649x234_090915291116_NHXCH%20FE180_E90%20MICA.JPG","https://bitner.com.pl/data/t4txt_photos/031739210624_Karta%20NHXCH_FE180_PH120_E90_MICA.pdf"]
[863,null,"BEZPIECZNE","B64174",5902956371102,"NHXCH FE180/PH120/E90","4x70RM/35","Ognioodporny, bezhalogenowy kabel energetyczny z żyłą koncentryczną, napięcie 0,6/1 kV","BITNER","KMT",1,607490,"PLN",0.23,null,null,null,null,null,null,null,"n01",null,"EC003251","27.32.13","8544 49 99","https://bitner.com.pl/data/t4_text/649x234_090915291116_NHXCH%20FE180_E90%20MICA.JPG","https://bitner.com.pl/data/t4txt_photos/031739210624_Karta%20NHXCH_FE180_PH120_E90_MICA.pdf"]
[864,null,"BEZPIECZNE","B64175",5902956371119,"NHXCH FE180/PH120/E90","4x95RM/50","Ognioodporny, bezhalogenowy kabel energetyczny z żyłą koncentryczną, napięcie 0,6/1 kV","BITNER","KMT",1,827884,"PLN",0.23,null,null,null,null,null,null,null,"n01",null,"EC003251","27.32.13","8544 49 99","https://bitner.com.pl/data/t4_text/649x234_090915291116_NHXCH%20FE180_E90%20MICA.JPG","https://bitner.com.pl/data/t4txt_photos/031739210624_Karta%20NHXCH_FE180_PH120_E90_MICA.pdf"]
[865,null,"BEZPIECZNE","B64176",5902956371126,"NHXCH FE180/PH120/E90","4x120RM/70","Ognioodporny, bezhalogenowy kabel energetyczny z żyłą koncentryczną, napięcie 0,6/1 kV","BITNER","KMT",1,1024326,"PLN",0.23,null,null,null,null,null,null,null,"n01",null,"EC003251","27.32.13","8544 49 99","https://bitner.com.pl/data/t4_text/649x234_090915291116_NHXCH%20FE180_E90%20MICA.JPG","https://bitner.com.pl/data/t4txt_photos/031739210624_Karta%20NHXCH_FE180_PH120_E90_MICA.pdf"]
[866,null,"BEZPIECZNE","B64177",5902956371133,"NHXCH FE180/PH120/E90","4x150RM/70","Ognioodporny, bezhalogenowy kabel energetyczny z żyłą koncentryczną, napięcie 0,6/1 kV","BITNER","KMT",1,1281199,"PLN",0.23,null,null,null,null,null,null,null,"n01",null,"EC003251","27.32.13","8544 49 99","https://bitner.com.pl/data/t4_text/649x234_090915291116_NHXCH%20FE180_E90%20MICA.JPG","https://bitner.com.pl/data/t4txt_photos/031739210624_Karta%20NHXCH_FE180_PH120_E90_MICA.pdf"]
[867,null,"BEZPIECZNE","B64178",5902956371140,"NHXCH FE180/PH120/E90","4x185RM/95","Ognioodporny, bezhalogenowy kabel energetyczny z żyłą koncentryczną, napięcie 0,6/1 kV","BITNER","KMT",1,1568337,"PLN",0.23,null,null,null,null,null,null,null,"n01",null,"EC003251","27.32.13","8544 49 99","https://bitner.com.pl/data/t4_text/649x234_090915291116_NHXCH%20FE180_E90%20MICA.JPG","https://bitner.com.pl/data/t4txt_photos/031739210624_Karta%20NHXCH_FE180_PH120_E90_MICA.pdf"]
[868,null,"BEZPIECZNE","B64179",5902956371157,"NHXCH FE180/PH120/E90","4x240RM/120","Ognioodporny, bezhalogenowy kabel energetyczny z żyłą koncentryczną, napięcie 0,6/1 kV","BITNER","KMT",1,2003525,"PLN",0.23,null,null,null,null,null,null,null,"n01",null,"EC003251","27.32.13","8544 49 99","https://bitner.com.pl/data/t4_text/649x234_090915291116_NHXCH%20FE180_E90%20MICA.JPG","https://bitner.com.pl/data/t4txt_photos/031739210624_Karta%20NHXCH_FE180_PH120_E90_MICA.pdf"]
[869,null,"BEZPIECZNE","B64180",5902956371164,"NHXCH FE180/PH120/E90","5x2,5RE/2,5","Ognioodporny, bezhalogenowy kabel energetyczny z żyłą koncentryczną, napięcie 0,6/1 kV","BITNER","KMT",1,46914,"PLN",0.23,null,null,null,null,null,null,null,"n01",null,"EC003251","27.32.13","8544 49 99","https://bitner.com.pl/data/t4_text/649x234_090915291116_NHXCH%20FE180_E90%20MICA.JPG","https://bitner.com.pl/data/t4txt_photos/031739210624_Karta%20NHXCH_FE180_PH120_E90_MICA.pdf"]
[870,null,"BEZPIECZNE","B64181",5902956371171,"NHXCH FE180/PH120/E90","5x4RE/4","Ognioodporny, bezhalogenowy kabel energetyczny z żyłą koncentryczną, napięcie 0,6/1 kV","BITNER","KMT",1,64125,"PLN",0.23,null,null,null,null,null,null,null,"n01",null,"EC003251","27.32.13","8544 49 99","https://bitner.com.pl/data/t4_text/649x234_090915291116_NHXCH%20FE180_E90%20MICA.JPG","https://bitner.com.pl/data/t4txt_photos/031739210624_Karta%20NHXCH_FE180_PH120_E90_MICA.pdf"]
[871,null,"BEZPIECZNE","B64182",5902956371188,"NHXCH FE180/PH120/E90","5x6RE/6","Ognioodporny, bezhalogenowy kabel energetyczny z żyłą koncentryczną, napięcie 0,6/1 kV","BITNER","KMT",1,87474,"PLN",0.23,null,null,null,null,null,null,null,"n01",null,"EC003251","27.32.13","8544 49 99","https://bitner.com.pl/data/t4_text/649x234_090915291116_NHXCH%20FE180_E90%20MICA.JPG","https://bitner.com.pl/data/t4txt_photos/031739210624_Karta%20NHXCH_FE180_PH120_E90_MICA.pdf"]
[872,null,"BEZPIECZNE","B64183",5902956371195,"NHXCH FE180/PH120/E90","5x10RE/10","Ognioodporny, bezhalogenowy kabel energetyczny z żyłą koncentryczną, napięcie 0,6/1 kV","BITNER","KMT",1,133395,"PLN",0.23,null,null,null,null,null,null,null,"n01",null,"EC003251","27.32.13","8544 49 99","https://bitner.com.pl/data/t4_text/649x234_090915291116_NHXCH%20FE180_E90%20MICA.JPG","https://bitner.com.pl/data/t4txt_photos/031739210624_Karta%20NHXCH_FE180_PH120_E90_MICA.pdf"]
[873,null,"BEZPIECZNE","B64184",5902956371201,"NHXCH FE180/PH120/E90","5x16RM/16","Ognioodporny, bezhalogenowy kabel energetyczny z żyłą koncentryczną, napięcie 0,6/1 kV","BITNER","KMT",1,208114,"PLN",0.23,null,null,null,null,null,null,null,"n01",null,"EC003251","27.32.13","8544 49 99","https://bitner.com.pl/data/t4_text/649x234_090915291116_NHXCH%20FE180_E90%20MICA.JPG","https://bitner.com.pl/data/t4txt_photos/031739210624_Karta%20NHXCH_FE180_PH120_E90_MICA.pdf"]
[874,null,"BEZPIECZNE","B64185",5902956371218,"NHXCH FE180/PH120/E90","5x25RM/16","Ognioodporny, bezhalogenowy kabel energetyczny z żyłą koncentryczną, napięcie 0,6/1 kV","BITNER","KMT",1,305806,"PLN",0.23,null,null,null,null,null,null,null,"n01",null,"EC003251","27.32.13","8544 49 99","https://bitner.com.pl/data/t4_text/649x234_090915291116_NHXCH%20FE180_E90%20MICA.JPG","https://bitner.com.pl/data/t4txt_photos/031739210624_Karta%20NHXCH_FE180_PH120_E90_MICA.pdf"]
[875,null,"BEZPIECZNE","B64186",5902956371225,"NHXCH FE180/PH120/E90","5x35RM/16","Ognioodporny, bezhalogenowy kabel energetyczny z żyłą koncentryczną, napięcie 0,6/1 kV","BITNER","KMT",1,393569,"PLN",0.23,null,null,null,null,null,null,null,"n01",null,"EC003251","27.32.13","8544 49 99","https://bitner.com.pl/data/t4_text/649x234_090915291116_NHXCH%20FE180_E90%20MICA.JPG","https://bitner.com.pl/data/t4txt_photos/031739210624_Karta%20NHXCH_FE180_PH120_E90_MICA.pdf"]
[876,null,"BEZPIECZNE","B64187",5902956371232,"NHXCH FE180/PH120/E90","5x50RM/25","Ognioodporny, bezhalogenowy kabel energetyczny z żyłą koncentryczną, napięcie 0,6/1 kV","BITNER","KMT",1,551479,"PLN",0.23,null,null,null,null,null,null,null,"n01",null,"EC003251","27.32.13","8544 49 99","https://bitner.com.pl/data/t4_text/649x234_090915291116_NHXCH%20FE180_E90%20MICA.JPG","https://bitner.com.pl/data/t4txt_photos/031739210624_Karta%20NHXCH_FE180_PH120_E90_MICA.pdf"]
[877,null,"BEZPIECZNE","B64188",5902956371249,"NHXCH FE180/PH120/E90","5x70RM/35","Ognioodporny, bezhalogenowy kabel energetyczny z żyłą koncentryczną, napięcie 0,6/1 kV","BITNER","KMT",1,747638,"PLN",0.23,null,null,null,null,null,null,null,"n01",null,"EC003251","27.32.13","8544 49 99","https://bitner.com.pl/data/t4_text/649x234_090915291116_NHXCH%20FE180_E90%20MICA.JPG","https://bitner.com.pl/data/t4txt_photos/031739210624_Karta%20NHXCH_FE180_PH120_E90_MICA.pdf"]
[878,null,"BEZPIECZNE","B64189",5902956371256,"NHXCH FE180/PH120/E90","5x95RM/50","Ognioodporny, bezhalogenowy kabel energetyczny z żyłą koncentryczną, napięcie 0,6/1 kV","BITNER","KMT",1,1029447,"PLN",0.23,null,null,null,null,null,null,null,"n01",null,"EC003251","27.32.13","8544 49 99","https://bitner.com.pl/data/t4_text/649x234_090915291116_NHXCH%20FE180_E90%20MICA.JPG","https://bitner.com.pl/data/t4txt_photos/031739210624_Karta%20NHXCH_FE180_PH120_E90_MICA.pdf"]
[879,null,"BEZPIECZNE","B64190",5902956371263,"NHXCH FE180/PH120/E90","5x120RM/70","Ognioodporny, bezhalogenowy kabel energetyczny z żyłą koncentryczną, napięcie 0,6/1 kV","BITNER","KMT",1,1289028,"PLN",0.23,null,null,null,null,null,null,null,"n01",null,"EC003251","27.32.13","8544 49 99","https://bitner.com.pl/data/t4_text/649x234_090915291116_NHXCH%20FE180_E90%20MICA.JPG","https://bitner.com.pl/data/t4txt_photos/031739210624_Karta%20NHXCH_FE180_PH120_E90_MICA.pdf"]
[880,null,"BEZPIECZNE","B64191",5902956371270,"NHXCH FE180/PH120/E90","5x150RM/70","Ognioodporny, bezhalogenowy kabel energetyczny z żyłą koncentryczną, napięcie 0,6/1 kV","BITNER","KMT",1,1591097,"PLN",0.23,null,null,null,null,null,null,null,"n01",null,"EC003251","27.32.13","8544 49 99","https://bitner.com.pl/data/t4_text/649x234_090915291116_NHXCH%20FE180_E90%20MICA.JPG","https://bitner.com.pl/data/t4txt_photos/031739210624_Karta%20NHXCH_FE180_PH120_E90_MICA.pdf"]
[881,null,"BEZPIECZNE","B64192",5902956371287,"NHXCH FE180/PH120/E90","5x185RM/95","Ognioodporny, bezhalogenowy kabel energetyczny z żyłą koncentryczną, napięcie 0,6/1 kV","BITNER","KMT",1,1947575,"PLN",0.23,null,null,null,null,null,null,null,"n01",null,"EC003251","27.32.13","8544 49 99","https://bitner.com.pl/data/t4_text/649x234_090915291116_NHXCH%20FE180_E90%20MICA.JPG","https://bitner.com.pl/data/t4txt_photos/031739210624_Karta%20NHXCH_FE180_PH120_E90_MICA.pdf"]
[882,null,"BEZPIECZNE","B64193",5902956371294,"NHXCH FE180/PH120/E90","7x1,5RE/2,5","Ognioodporny, bezhalogenowy kabel energetyczny z żyłą koncentryczną, napięcie 0,6/1 kV","BITNER","KMT",1,46401,"PLN",0.23,null,null,null,null,null,null,null,"n01",null,"EC003251","27.32.13","8544 49 99","https://bitner.com.pl/data/t4_text/649x234_090915291116_NHXCH%20FE180_E90%20MICA.JPG","https://bitner.com.pl/data/t4txt_photos/031739210624_Karta%20NHXCH_FE180_PH120_E90_MICA.pdf"]
[883,null,"BEZPIECZNE","B64194",5902956371300,"NHXCH FE180/PH120/E90","7x2,5RE/2,5","Ognioodporny, bezhalogenowy kabel energetyczny z żyłą koncentryczną, napięcie 0,6/1 kV","BITNER","KMT",1,58306,"PLN",0.23,null,null,null,null,null,null,null,"n01",null,"EC003251","27.32.13","8544 49 99","https://bitner.com.pl/data/t4_text/649x234_090915291116_NHXCH%20FE180_E90%20MICA.JPG","https://bitner.com.pl/data/t4txt_photos/031739210624_Karta%20NHXCH_FE180_PH120_E90_MICA.pdf"]
[884,null,"BEZPIECZNE","B64195",5902956371317,"NHXCH FE180/PH120/E90","7x4RE/4","Ognioodporny, bezhalogenowy kabel energetyczny z żyłą koncentryczną, napięcie 0,6/1 kV","BITNER","KMT",1,82021,"PLN",0.23,null,null,null,null,null,null,null,"n01",null,"EC003251","27.32.13","8544 49 99","https://bitner.com.pl/data/t4_text/649x234_090915291116_NHXCH%20FE180_E90%20MICA.JPG","https://bitner.com.pl/data/t4txt_photos/031739210624_Karta%20NHXCH_FE180_PH120_E90_MICA.pdf"]
[885,null,"BEZPIECZNE","B64196",5902956371324,"NHXCH FE180/PH120/E90","7x10RE/10","Ognioodporny, bezhalogenowy kabel energetyczny z żyłą koncentryczną, napięcie 0,6/1 kV","BITNER","KMT",1,173167,"PLN",0.23,null,null,null,null,null,null,null,"n01",null,"EC003251","27.32.13","8544 49 99","https://bitner.com.pl/data/t4_text/649x234_090915291116_NHXCH%20FE180_E90%20MICA.JPG","https://bitner.com.pl/data/t4txt_photos/031739210624_Karta%20NHXCH_FE180_PH120_E90_MICA.pdf"]
[886,null,"BEZPIECZNE","B64197",5902956371331,"NHXCH FE180/PH120/E90","7x16RE/16","Ognioodporny, bezhalogenowy kabel energetyczny z żyłą koncentryczną, napięcie 0,6/1 kV","BITNER","KMT",1,272981,"PLN",0.23,null,null,null,null,null,null,null,"n01",null,"EC003251","27.32.13","8544 49 99","https://bitner.com.pl/data/t4_text/649x234_090915291116_NHXCH%20FE180_E90%20MICA.JPG","https://bitner.com.pl/data/t4txt_photos/031739210624_Karta%20NHXCH_FE180_PH120_E90_MICA.pdf"]
[887,null,"BEZPIECZNE","B64198",5902956371348,"NHXCH FE180/PH120/E90","7x25RE/16","Ognioodporny, bezhalogenowy kabel energetyczny z żyłą koncentryczną, napięcie 0,6/1 kV","BITNER","KMT",1,408966,"PLN",0.23,null,null,null,null,null,null,null,"n01",null,"EC003251","27.32.13","8544 49 99","https://bitner.com.pl/data/t4_text/649x234_090915291116_NHXCH%20FE180_E90%20MICA.JPG","https://bitner.com.pl/data/t4txt_photos/031739210624_Karta%20NHXCH_FE180_PH120_E90_MICA.pdf"]
[888,null,"BEZPIECZNE","B64199",5902956371355,"NHXCH FE180/PH120/E90","7x35RE/16","Ognioodporny, bezhalogenowy kabel energetyczny z żyłą koncentryczną, napięcie 0,6/1 kV","BITNER","KMT",1,515818,"PLN",0.23,null,null,null,null,null,null,null,"n01",null,"EC003251","27.32.13","8544 49 99","https://bitner.com.pl/data/t4_text/649x234_090915291116_NHXCH%20FE180_E90%20MICA.JPG","https://bitner.com.pl/data/t4txt_photos/031739210624_Karta%20NHXCH_FE180_PH120_E90_MICA.pdf"]
[889,null,"BEZPIECZNE","B64200",5902956371362,"NHXCH FE180/PH120/E90","7x50RE/25","Ognioodporny, bezhalogenowy kabel energetyczny z żyłą koncentryczną, napięcie 0,6/1 kV","BITNER","KMT",1,743635,"PLN",0.23,null,null,null,null,null,null,null,"n01",null,"EC003251","27.32.13","8544 49 99","https://bitner.com.pl/data/t4_text/649x234_090915291116_NHXCH%20FE180_E90%20MICA.JPG","https://bitner.com.pl/data/t4txt_photos/031739210624_Karta%20NHXCH_FE180_PH120_E90_MICA.pdf"]
[890,null,"BEZPIECZNE","B64201",5902956371379,"NHXCH FE180/PH120/E90","7x70RE/35","Ognioodporny, bezhalogenowy kabel energetyczny z żyłą koncentryczną, napięcie 0,6/1 kV","BITNER","KMT",1,1005307,"PLN",0.23,null,null,null,null,null,null,null,"n01",null,"EC003251","27.32.13","8544 49 99","https://bitner.com.pl/data/t4_text/649x234_090915291116_NHXCH%20FE180_E90%20MICA.JPG","https://bitner.com.pl/data/t4txt_photos/031739210624_Karta%20NHXCH_FE180_PH120_E90_MICA.pdf"]
[891,null,"BEZPIECZNE","B64202",5902956371386,"NHXCH FE180/PH120/E90","10x1,5RE/2,5","Ognioodporny, bezhalogenowy kabel energetyczny z żyłą koncentryczną, napięcie 0,6/1 kV","BITNER","KMT",1,58949,"PLN",0.23,null,null,null,null,null,null,null,"n01",null,"EC003251","27.32.13","8544 49 99","https://bitner.com.pl/data/t4_text/649x234_090915291116_NHXCH%20FE180_E90%20MICA.JPG","https://bitner.com.pl/data/t4txt_photos/031739210624_Karta%20NHXCH_FE180_PH120_E90_MICA.pdf"]
[892,null,"BEZPIECZNE","B64203",5902956371393,"NHXCH FE180/PH120/E90","10x2,5RE/4","Ognioodporny, bezhalogenowy kabel energetyczny z żyłą koncentryczną, napięcie 0,6/1 kV","BITNER","KMT",1,83091,"PLN",0.23,null,null,null,null,null,null,null,"n01",null,"EC003251","27.32.13","8544 49 99","https://bitner.com.pl/data/t4_text/649x234_090915291116_NHXCH%20FE180_E90%20MICA.JPG","https://bitner.com.pl/data/t4txt_photos/031739210624_Karta%20NHXCH_FE180_PH120_E90_MICA.pdf"]
[893,null,"BEZPIECZNE","B64204",5902956371409,"NHXCH FE180/PH120/E90","10x4RE/6","Ognioodporny, bezhalogenowy kabel energetyczny z żyłą koncentryczną, napięcie 0,6/1 kV","BITNER","KMT",1,110079,"PLN",0.23,null,null,null,null,null,null,null,"n01",null,"EC003251","27.32.13","8544 49 99","https://bitner.com.pl/data/t4_text/649x234_090915291116_NHXCH%20FE180_E90%20MICA.JPG","https://bitner.com.pl/data/t4txt_photos/031739210624_Karta%20NHXCH_FE180_PH120_E90_MICA.pdf"]
[894,null,"BEZPIECZNE","B64205",5902956371416,"NHXCH FE180/PH120/E90","12x1,5RE/2,5","Ognioodporny, bezhalogenowy kabel energetyczny z żyłą koncentryczną, napięcie 0,6/1 kV","BITNER","KMT",1,70578,"PLN",0.23,null,null,null,null,null,null,null,"n01",null,"EC003251","27.32.13","8544 49 99","https://bitner.com.pl/data/t4_text/649x234_090915291116_NHXCH%20FE180_E90%20MICA.JPG","https://bitner.com.pl/data/t4txt_photos/031739210624_Karta%20NHXCH_FE180_PH120_E90_MICA.pdf"]
[895,null,"BEZPIECZNE","B64206",5902956371423,"NHXCH FE180/PH120/E90","12x2,5RE/4","Ognioodporny, bezhalogenowy kabel energetyczny z żyłą koncentryczną, napięcie 0,6/1 kV","BITNER","KMT",1,95599,"PLN",0.23,null,null,null,null,null,null,null,"n01",null,"EC003251","27.32.13","8544 49 99","https://bitner.com.pl/data/t4_text/649x234_090915291116_NHXCH%20FE180_E90%20MICA.JPG","https://bitner.com.pl/data/t4txt_photos/031739210624_Karta%20NHXCH_FE180_PH120_E90_MICA.pdf"]
[896,null,"BEZPIECZNE","B64207",5902956371430,"NHXCH FE180/PH120/E90","12x4RE/6","Ognioodporny, bezhalogenowy kabel energetyczny z żyłą koncentryczną, napięcie 0,6/1 kV","BITNER","KMT",1,133770,"PLN",0.23,null,null,null,null,null,null,null,"n01",null,"EC003251","27.32.13","8544 49 99","https://bitner.com.pl/data/t4_text/649x234_090915291116_NHXCH%20FE180_E90%20MICA.JPG","https://bitner.com.pl/data/t4txt_photos/031739210624_Karta%20NHXCH_FE180_PH120_E90_MICA.pdf"]
[897,null,"BEZPIECZNE","B64208",5902956371447,"NHXCH FE180/PH120/E90","14x1,5RE/2,5","Ognioodporny, bezhalogenowy kabel energetyczny z żyłą koncentryczną, napięcie 0,6/1 kV","BITNER","KMT",1,77359,"PLN",0.23,null,null,null,null,null,null,null,"n01",null,"EC003251","27.32.13","8544 49 99","https://bitner.com.pl/data/t4_text/649x234_090915291116_NHXCH%20FE180_E90%20MICA.JPG","https://bitner.com.pl/data/t4txt_photos/031739210624_Karta%20NHXCH_FE180_PH120_E90_MICA.pdf"]
[898,null,"BEZPIECZNE","B64209",5902956371454,"NHXCH FE180/PH120/E90","14x2,5RE/4","Ognioodporny, bezhalogenowy kabel energetyczny z żyłą koncentryczną, napięcie 0,6/1 kV","BITNER","KMT",1,102811,"PLN",0.23,null,null,null,null,null,null,null,"n01",null,"EC003251","27.32.13","8544 49 99","https://bitner.com.pl/data/t4_text/649x234_090915291116_NHXCH%20FE180_E90%20MICA.JPG","https://bitner.com.pl/data/t4txt_photos/031739210624_Karta%20NHXCH_FE180_PH120_E90_MICA.pdf"]
[899,null,"BEZPIECZNE","B64210",5902956371461,"NHXCH FE180/PH120/E90","14x4RE/6","Ognioodporny, bezhalogenowy kabel energetyczny z żyłą koncentryczną, napięcie 0,6/1 kV","BITNER","KMT",1,148031,"PLN",0.23,null,null,null,null,null,null,null,"n01",null,"EC003251","27.32.13","8544 49 99","https://bitner.com.pl/data/t4_text/649x234_090915291116_NHXCH%20FE180_E90%20MICA.JPG","https://bitner.com.pl/data/t4txt_photos/031739210624_Karta%20NHXCH_FE180_PH120_E90_MICA.pdf"]
[900,null,"BEZPIECZNE","B64211",5902956371478,"NHXCH FE180/PH120/E90","19x1,5RE/4","Ognioodporny, bezhalogenowy kabel energetyczny z żyłą koncentryczną, napięcie 0,6/1 kV","BITNER","KMT",1,104852,"PLN",0.23,null,null,null,null,null,null,null,"n01",null,"EC003251","27.32.13","8544 49 99","https://bitner.com.pl/data/t4_text/649x234_090915291116_NHXCH%20FE180_E90%20MICA.JPG","https://bitner.com.pl/data/t4txt_photos/031739210624_Karta%20NHXCH_FE180_PH120_E90_MICA.pdf"]
[901,null,"BEZPIECZNE","B64212",5902956371485,"NHXCH FE180/PH120/E90","19x2,5RE/6","Ognioodporny, bezhalogenowy kabel energetyczny z żyłą koncentryczną, napięcie 0,6/1 kV","BITNER","KMT",1,146104,"PLN",0.23,null,null,null,null,null,null,null,"n01",null,"EC003251","27.32.13","8544 49 99","https://bitner.com.pl/data/t4_text/649x234_090915291116_NHXCH%20FE180_E90%20MICA.JPG","https://bitner.com.pl/data/t4txt_photos/031739210624_Karta%20NHXCH_FE180_PH120_E90_MICA.pdf"]
[902,null,"BEZPIECZNE","B64213",5902956371492,"NHXCH FE180/PH120/E90","19x4RE/10","Ognioodporny, bezhalogenowy kabel energetyczny z żyłą koncentryczną, napięcie 0,6/1 kV","BITNER","KMT",1,201427,"PLN",0.23,null,null,null,null,null,null,null,"n01",null,"EC003251","27.32.13","8544 49 99","https://bitner.com.pl/data/t4_text/649x234_090915291116_NHXCH%20FE180_E90%20MICA.JPG","https://bitner.com.pl/data/t4txt_photos/031739210624_Karta%20NHXCH_FE180_PH120_E90_MICA.pdf"]
[903,null,"BEZPIECZNE","B64214",5902956371508,"NHXCH FE180/PH120/E90","24x1,5RE/6","Ognioodporny, bezhalogenowy kabel energetyczny z żyłą koncentryczną, napięcie 0,6/1 kV","BITNER","KMT",1,133524,"PLN",0.23,null,null,null,null,null,null,null,"n01",null,"EC003251","27.32.13","8544 49 99","https://bitner.com.pl/data/t4_text/649x234_090915291116_NHXCH%20FE180_E90%20MICA.JPG","https://bitner.com.pl/data/t4txt_photos/031739210624_Karta%20NHXCH_FE180_PH120_E90_MICA.pdf"]
[904,null,"BEZPIECZNE","B64215",5902956371515,"NHXCH FE180/PH120/E90","24x2,5RE/10","Ognioodporny, bezhalogenowy kabel energetyczny z żyłą koncentryczną, napięcie 0,6/1 kV","BITNER","KMT",1,182008,"PLN",0.23,null,null,null,null,null,null,null,"n01",null,"EC003251","27.32.13","8544 49 99","https://bitner.com.pl/data/t4_text/649x234_090915291116_NHXCH%20FE180_E90%20MICA.JPG","https://bitner.com.pl/data/t4txt_photos/031739210624_Karta%20NHXCH_FE180_PH120_E90_MICA.pdf"]
[905,null,"BEZPIECZNE","B64216",5902956371522,"NHXCH FE180/PH120/E90","30x1,5RE/6","Ognioodporny, bezhalogenowy kabel energetyczny z żyłą koncentryczną, napięcie 0,6/1 kV","BITNER","KMT",1,159682,"PLN",0.23,null,null,null,null,null,null,null,"n01",null,"EC003251","27.32.13","8544 49 99","https://bitner.com.pl/data/t4_text/649x234_090915291116_NHXCH%20FE180_E90%20MICA.JPG","https://bitner.com.pl/data/t4txt_photos/031739210624_Karta%20NHXCH_FE180_PH120_E90_MICA.pdf"]
[906,null,"BEZPIECZNE","B64217",5902956371539,"NHXCH FE180/PH120/E90","30x2,5RE/10","Ognioodporny, bezhalogenowy kabel energetyczny z żyłą koncentryczną, napięcie 0,6/1 kV","BITNER","KMT",1,219561,"PLN",0.23,null,null,null,null,null,null,null,"n01",null,"EC003251","27.32.13","8544 49 99","https://bitner.com.pl/data/t4_text/649x234_090915291116_NHXCH%20FE180_E90%20MICA.JPG","https://bitner.com.pl/data/t4txt_photos/031739210624_Karta%20NHXCH_FE180_PH120_E90_MICA.pdf"]
[907,null,"BEZPIECZNE","B64335",5902956369161,"NHXH-J FE180/PH120/E90","1x10 RE","Ognioodporny, bezhalogenowy kabel energetyczny, napięcie 0,6/1 kV","BITNER","KMT",1,21761,"PLN",0.23,null,null,null,null,null,null,null,"n01",null,"EC003251","27.32.13","8544 49 99","https://bitner.com.pl/data/t4_text/649x234_01051970722_NHXH_FE180_E90_MICA.jpg","https://bitner.com.pl/data/t4txt_photos/031602210624_Karta%20NHXH_FE180_PH120_E90_MICA.pdf"]
[908,null,"BEZPIECZNE","B64336",5902956369178,"NHXH-J FE180/PH120/E90","1x16 RM","Ognioodporny, bezhalogenowy kabel energetyczny, napięcie 0,6/1 kV","BITNER","KMT",1,36215,"PLN",0.23,null,null,null,null,null,null,null,"n01",null,"EC003251","27.32.13","8544 49 99","https://bitner.com.pl/data/t4_text/649x234_01051970722_NHXH_FE180_E90_MICA.jpg","https://bitner.com.pl/data/t4txt_photos/031602210624_Karta%20NHXH_FE180_PH120_E90_MICA.pdf"]
[909,null,"BEZPIECZNE","B64337",5902956369185,"NHXH-J FE180/PH120/E90","1x25 RM","Ognioodporny, bezhalogenowy kabel energetyczny, napięcie 0,6/1 kV","BITNER","KMT",1,54662,"PLN",0.23,null,null,null,null,null,null,null,"n01",null,"EC003251","27.32.13","8544 49 99","https://bitner.com.pl/data/t4_text/649x234_01051970722_NHXH_FE180_E90_MICA.jpg","https://bitner.com.pl/data/t4txt_photos/031602210624_Karta%20NHXH_FE180_PH120_E90_MICA.pdf"]
[910,null,"BEZPIECZNE","B64338",5902956369192,"NHXH-J FE180/PH120/E90","1x35 RM","Ognioodporny, bezhalogenowy kabel energetyczny, napięcie 0,6/1 kV","BITNER","KMT",1,71807,"PLN",0.23,null,null,null,null,null,null,null,"n01",null,"EC003251","27.32.13","8544 49 99","https://bitner.com.pl/data/t4_text/649x234_01051970722_NHXH_FE180_E90_MICA.jpg","https://bitner.com.pl/data/t4txt_photos/031602210624_Karta%20NHXH_FE180_PH120_E90_MICA.pdf"]
[911,null,"BEZPIECZNE","B64339",5902956369208,"NHXH-J FE180/PH120/E90","1x50 RM","Ognioodporny, bezhalogenowy kabel energetyczny, napięcie 0,6/1 kV","BITNER","KMT",1,100243,"PLN",0.23,null,null,null,null,null,null,null,"n01",null,"EC003251","27.32.13","8544 49 99","https://bitner.com.pl/data/t4_text/649x234_01051970722_NHXH_FE180_E90_MICA.jpg","https://bitner.com.pl/data/t4txt_photos/031602210624_Karta%20NHXH_FE180_PH120_E90_MICA.pdf"]
[912,null,"BEZPIECZNE","B64340",5902956369215,"NHXH-J FE180/PH120/E90","1x70 RM","Ognioodporny, bezhalogenowy kabel energetyczny, napięcie 0,6/1 kV","BITNER","KMT",1,134832,"PLN",0.23,null,null,null,null,null,null,null,"n01",null,"EC003251","27.32.13","8544 49 99","https://bitner.com.pl/data/t4_text/649x234_01051970722_NHXH_FE180_E90_MICA.jpg","https://bitner.com.pl/data/t4txt_photos/031602210624_Karta%20NHXH_FE180_PH120_E90_MICA.pdf"]
[913,null,"BEZPIECZNE","B64341",5902956369222,"NHXH-J FE180/PH120/E90","1x95 RM","Ognioodporny, bezhalogenowy kabel energetyczny, napięcie 0,6/1 kV","BITNER","KMT",1,177797,"PLN",0.23,null,null,null,null,null,null,null,"n01",null,"EC003251","27.32.13","8544 49 99","https://bitner.com.pl/data/t4_text/649x234_01051970722_NHXH_FE180_E90_MICA.jpg","https://bitner.com.pl/data/t4txt_photos/031602210624_Karta%20NHXH_FE180_PH120_E90_MICA.pdf"]
[914,null,"BEZPIECZNE","B64342",5902956369239,"NHXH-J FE180/PH120/E90","1x120 RM","Ognioodporny, bezhalogenowy kabel energetyczny, napięcie 0,6/1 kV","BITNER","KMT",1,216108,"PLN",0.23,null,null,null,null,null,null,null,"n01",null,"EC003251","27.32.13","8544 49 99","https://bitner.com.pl/data/t4_text/649x234_01051970722_NHXH_FE180_E90_MICA.jpg","https://bitner.com.pl/data/t4txt_photos/031602210624_Karta%20NHXH_FE180_PH120_E90_MICA.pdf"]
[915,null,"BEZPIECZNE","B64343",5902956369246,"NHXH-J FE180/PH120/E90","1x150 RM","Ognioodporny, bezhalogenowy kabel energetyczny, napięcie 0,6/1 kV","BITNER","KMT",1,276905,"PLN",0.23,null,null,null,null,null,null,null,"n01",null,"EC003251","27.32.13","8544 49 99","https://bitner.com.pl/data/t4_text/649x234_01051970722_NHXH_FE180_E90_MICA.jpg","https://bitner.com.pl/data/t4txt_photos/031602210624_Karta%20NHXH_FE180_PH120_E90_MICA.pdf"]
[916,null,"BEZPIECZNE","B64344",5902956369253,"NHXH-J FE180/PH120/E90","1x185 RM","Ognioodporny, bezhalogenowy kabel energetyczny, napięcie 0,6/1 kV","BITNER","KMT",1,336021,"PLN",0.23,null,null,null,null,null,null,null,"n01",null,"EC003251","27.32.13","8544 49 99","https://bitner.com.pl/data/t4_text/649x234_01051970722_NHXH_FE180_E90_MICA.jpg","https://bitner.com.pl/data/t4txt_photos/031602210624_Karta%20NHXH_FE180_PH120_E90_MICA.pdf"]
[917,null,"BEZPIECZNE","B64345",5902956369260,"NHXH-J FE180/PH120/E90","1x240 RM","Ognioodporny, bezhalogenowy kabel energetyczny, napięcie 0,6/1 kV","BITNER","KMT",1,429545,"PLN",0.23,null,null,null,null,null,null,null,"n01",null,"EC003251","27.32.13","8544 49 99","https://bitner.com.pl/data/t4_text/649x234_01051970722_NHXH_FE180_E90_MICA.jpg","https://bitner.com.pl/data/t4txt_photos/031602210624_Karta%20NHXH_FE180_PH120_E90_MICA.pdf"]
[918,null,"BEZPIECZNE","B64346",5902956369277,"NHXH-J FE180/PH120/E90","1x300 RM","Ognioodporny, bezhalogenowy kabel energetyczny, napięcie 0,6/1 kV","BITNER","KMT",1,522986,"PLN",0.23,null,null,null,null,null,null,null,"n01",null,"EC003251","27.32.13","8544 49 99","https://bitner.com.pl/data/t4_text/649x234_01051970722_NHXH_FE180_E90_MICA.jpg","https://bitner.com.pl/data/t4txt_photos/031602210624_Karta%20NHXH_FE180_PH120_E90_MICA.pdf"]
[919,null,"BEZPIECZNE","B64347",5902956369284,"NHXH-J FE180/PH120/E90","1x400 RM","Ognioodporny, bezhalogenowy kabel energetyczny, napięcie 0,6/1 kV","BITNER","KMT",1,713939,"PLN",0.23,null,null,null,null,null,null,null,"n01",null,"EC003251","27.32.13","8544 49 99","https://bitner.com.pl/data/t4_text/649x234_01051970722_NHXH_FE180_E90_MICA.jpg","https://bitner.com.pl/data/t4txt_photos/031602210624_Karta%20NHXH_FE180_PH120_E90_MICA.pdf"]
[920,null,"BEZPIECZNE","B64348",5902956369291,"NHXH-J FE180/PH120/E90","1x500 RM","Ognioodporny, bezhalogenowy kabel energetyczny, napięcie 0,6/1 kV","BITNER","KMT",1,918347,"PLN",0.23,null,null,null,null,null,null,null,"n01",null,"EC003251","27.32.13","8544 49 99","https://bitner.com.pl/data/t4_text/649x234_01051970722_NHXH_FE180_E90_MICA.jpg","https://bitner.com.pl/data/t4txt_photos/031602210624_Karta%20NHXH_FE180_PH120_E90_MICA.pdf"]
[921,null,"BEZPIECZNE","B64349",5902956369307,"NHXH-J FE180/PH120/E90","3x1,5 RE","Ognioodporny, bezhalogenowy kabel energetyczny, napięcie 0,6/1 kV","BITNER","KMT",1,19137,"PLN",0.23,null,null,null,null,null,null,null,"n01",null,"EC003251","27.32.13","8544 49 99","https://bitner.com.pl/data/t4_text/649x234_01051970722_NHXH_FE180_E90_MICA.jpg","https://bitner.com.pl/data/t4txt_photos/031602210624_Karta%20NHXH_FE180_PH120_E90_MICA.pdf"]
[922,null,"BEZPIECZNE","B64350",5902956369314,"NHXH-J FE180/PH120/E90","3x2,5 RE","Ognioodporny, bezhalogenowy kabel energetyczny, napięcie 0,6/1 kV","BITNER","KMT",1,25762,"PLN",0.23,null,null,null,null,null,null,null,"n01",null,"EC003251","27.32.13","8544 49 99","https://bitner.com.pl/data/t4_text/649x234_01051970722_NHXH_FE180_E90_MICA.jpg","https://bitner.com.pl/data/t4txt_photos/031602210624_Karta%20NHXH_FE180_PH120_E90_MICA.pdf"]
[923,null,"BEZPIECZNE","B64351",5902956369321,"NHXH-J FE180/PH120/E90","3x4 RE","Ognioodporny, bezhalogenowy kabel energetyczny, napięcie 0,6/1 kV","BITNER","KMT",1,34044,"PLN",0.23,null,null,null,null,null,null,null,"n01",null,"EC003251","27.32.13","8544 49 99","https://bitner.com.pl/data/t4_text/649x234_01051970722_NHXH_FE180_E90_MICA.jpg","https://bitner.com.pl/data/t4txt_photos/031602210624_Karta%20NHXH_FE180_PH120_E90_MICA.pdf"]
[924,null,"BEZPIECZNE","B64352",5902956369338,"NHXH-J FE180/PH120/E90","3x6 RE","Ognioodporny, bezhalogenowy kabel energetyczny, napięcie 0,6/1 kV","BITNER","KMT",1,45846,"PLN",0.23,null,null,null,null,null,null,null,"n01",null,"EC003251","27.32.13","8544 49 99","https://bitner.com.pl/data/t4_text/649x234_01051970722_NHXH_FE180_E90_MICA.jpg","https://bitner.com.pl/data/t4txt_photos/031602210624_Karta%20NHXH_FE180_PH120_E90_MICA.pdf"]
[925,null,"BEZPIECZNE","B64353",5902956369345,"NHXH-J FE180/PH120/E90","3x10 RE","Ognioodporny, bezhalogenowy kabel energetyczny, napięcie 0,6/1 kV","BITNER","KMT",1,69362,"PLN",0.23,null,null,null,null,null,null,null,"n01",null,"EC003251","27.32.13","8544 49 99","https://bitner.com.pl/data/t4_text/649x234_01051970722_NHXH_FE180_E90_MICA.jpg","https://bitner.com.pl/data/t4txt_photos/031602210624_Karta%20NHXH_FE180_PH120_E90_MICA.pdf"]
[926,null,"BEZPIECZNE","B64354",5902956369352,"NHXH-J FE180/PH120/E90","3x16 RM","Ognioodporny, bezhalogenowy kabel energetyczny, napięcie 0,6/1 kV","BITNER","KMT",1,115016,"PLN",0.23,null,null,null,null,null,null,null,"n01",null,"EC003251","27.32.13","8544 49 99","https://bitner.com.pl/data/t4_text/649x234_01051970722_NHXH_FE180_E90_MICA.jpg","https://bitner.com.pl/data/t4txt_photos/031602210624_Karta%20NHXH_FE180_PH120_E90_MICA.pdf"]
[927,null,"BEZPIECZNE","B64355",5902956369369,"NHXH-J FE180/PH120/E90","3x25 RM","Ognioodporny, bezhalogenowy kabel energetyczny, napięcie 0,6/1 kV","BITNER","KMT",1,166579,"PLN",0.23,null,null,null,null,null,null,null,"n01",null,"EC003251","27.32.13","8544 49 99","https://bitner.com.pl/data/t4_text/649x234_01051970722_NHXH_FE180_E90_MICA.jpg","https://bitner.com.pl/data/t4txt_photos/031602210624_Karta%20NHXH_FE180_PH120_E90_MICA.pdf"]
[928,null,"BEZPIECZNE","B64356",5902956369376,"NHXH-J FE180/PH120/E90","3x35 RM","Ognioodporny, bezhalogenowy kabel energetyczny, napięcie 0,6/1 kV","BITNER","KMT",1,218514,"PLN",0.23,null,null,null,null,null,null,null,"n01",null,"EC003251","27.32.13","8544 49 99","https://bitner.com.pl/data/t4_text/649x234_01051970722_NHXH_FE180_E90_MICA.jpg","https://bitner.com.pl/data/t4txt_photos/031602210624_Karta%20NHXH_FE180_PH120_E90_MICA.pdf"]
[929,null,"BEZPIECZNE","B64357",5902956369383,"NHXH-J FE180/PH120/E90","3x50 RM","Ognioodporny, bezhalogenowy kabel energetyczny, napięcie 0,6/1 kV","BITNER","KMT",1,305982,"PLN",0.23,null,null,null,null,null,null,null,"n01",null,"EC003251","27.32.13","8544 49 99","https://bitner.com.pl/data/t4_text/649x234_01051970722_NHXH_FE180_E90_MICA.jpg","https://bitner.com.pl/data/t4txt_photos/031602210624_Karta%20NHXH_FE180_PH120_E90_MICA.pdf"]
[930,null,"BEZPIECZNE","B64358",5902956369390,"NHXH-J FE180/PH120/E90","3x70 RM","Ognioodporny, bezhalogenowy kabel energetyczny, napięcie 0,6/1 kV","BITNER","KMT",1,409538,"PLN",0.23,null,null,null,null,null,null,null,"n01",null,"EC003251","27.32.13","8544 49 99","https://bitner.com.pl/data/t4_text/649x234_01051970722_NHXH_FE180_E90_MICA.jpg","https://bitner.com.pl/data/t4txt_photos/031602210624_Karta%20NHXH_FE180_PH120_E90_MICA.pdf"]
[931,null,"BEZPIECZNE","B64359",5902956369406,"NHXH-J FE180/PH120/E90","3x95 RM","Ognioodporny, bezhalogenowy kabel energetyczny, napięcie 0,6/1 kV","BITNER","KMT",1,558834,"PLN",0.23,null,null,null,null,null,null,null,"n01",null,"EC003251","27.32.13","8544 49 99","https://bitner.com.pl/data/t4_text/649x234_01051970722_NHXH_FE180_E90_MICA.jpg","https://bitner.com.pl/data/t4txt_photos/031602210624_Karta%20NHXH_FE180_PH120_E90_MICA.pdf"]
[932,null,"BEZPIECZNE","B64360",5902956369413,"NHXH-J FE180/PH120/E90","3x120 RM","Ognioodporny, bezhalogenowy kabel energetyczny, napięcie 0,6/1 kV","BITNER","KMT",1,679686,"PLN",0.23,null,null,null,null,null,null,null,"n01",null,"EC003251","27.32.13","8544 49 99","https://bitner.com.pl/data/t4_text/649x234_01051970722_NHXH_FE180_E90_MICA.jpg","https://bitner.com.pl/data/t4txt_photos/031602210624_Karta%20NHXH_FE180_PH120_E90_MICA.pdf"]
[933,null,"BEZPIECZNE","B64361",5902956369420,"NHXH-J FE180/PH120/E90","3x150 RM","Ognioodporny, bezhalogenowy kabel energetyczny, napięcie 0,6/1 kV","BITNER","KMT",1,870679,"PLN",0.23,null,null,null,null,null,null,null,"n01",null,"EC003251","27.32.13","8544 49 99","https://bitner.com.pl/data/t4_text/649x234_01051970722_NHXH_FE180_E90_MICA.jpg","https://bitner.com.pl/data/t4txt_photos/031602210624_Karta%20NHXH_FE180_PH120_E90_MICA.pdf"]
[934,null,"BEZPIECZNE","B64362",5902956369437,"NHXH-J FE180/PH120/E90","3x185 RM","Ognioodporny, bezhalogenowy kabel energetyczny, napięcie 0,6/1 kV","BITNER","KMT",1,1056528,"PLN",0.23,null,null,null,null,null,null,null,"n01",null,"EC003251","27.32.13","8544 49 99","https://bitner.com.pl/data/t4_text/649x234_01051970722_NHXH_FE180_E90_MICA.jpg","https://bitner.com.pl/data/t4txt_photos/031602210624_Karta%20NHXH_FE180_PH120_E90_MICA.pdf"]
[935,null,"BEZPIECZNE","B64363",5902956369444,"NHXH-J FE180/PH120/E90","3x240 RM","Ognioodporny, bezhalogenowy kabel energetyczny, napięcie 0,6/1 kV","BITNER","KMT",1,1352005,"PLN",0.23,null,null,null,null,null,null,null,"n01",null,"EC003251","27.32.13","8544 49 99","https://bitner.com.pl/data/t4_text/649x234_01051970722_NHXH_FE180_E90_MICA.jpg","https://bitner.com.pl/data/t4txt_photos/031602210624_Karta%20NHXH_FE180_PH120_E90_MICA.pdf"]
[936,null,"BEZPIECZNE","B64364",5902956369451,"NHXH-J FE180/PH120/E90","4x1,5 RE","Ognioodporny, bezhalogenowy kabel energetyczny, napięcie 0,6/1 kV","BITNER","KMT",1,24140,"PLN",0.23,null,null,null,null,null,null,null,"n01",null,"EC003251","27.32.13","8544 49 99","https://bitner.com.pl/data/t4_text/649x234_01051970722_NHXH_FE180_E90_MICA.jpg","https://bitner.com.pl/data/t4txt_photos/031602210624_Karta%20NHXH_FE180_PH120_E90_MICA.pdf"]
[937,null,"BEZPIECZNE","B64365",5902956369468,"NHXH-J FE180/PH120/E90","4x2,5 RE","Ognioodporny, bezhalogenowy kabel energetyczny, napięcie 0,6/1 kV","BITNER","KMT",1,31589,"PLN",0.23,null,null,null,null,null,null,null,"n01",null,"EC003251","27.32.13","8544 49 99","https://bitner.com.pl/data/t4_text/649x234_01051970722_NHXH_FE180_E90_MICA.jpg","https://bitner.com.pl/data/t4txt_photos/031602210624_Karta%20NHXH_FE180_PH120_E90_MICA.pdf"]
[938,null,"BEZPIECZNE","B64366",5902956369475,"NHXH-J FE180/PH120/E90","4x4 RE","Ognioodporny, bezhalogenowy kabel energetyczny, napięcie 0,6/1 kV","BITNER","KMT",1,43749,"PLN",0.23,null,null,null,null,null,null,null,"n01",null,"EC003251","27.32.13","8544 49 99","https://bitner.com.pl/data/t4_text/649x234_01051970722_NHXH_FE180_E90_MICA.jpg","https://bitner.com.pl/data/t4txt_photos/031602210624_Karta%20NHXH_FE180_PH120_E90_MICA.pdf"]
[939,null,"BEZPIECZNE","B64367",5902956369482,"NHXH-J FE180/PH120/E90","4x6 RE","Ognioodporny, bezhalogenowy kabel energetyczny, napięcie 0,6/1 kV","BITNER","KMT",1,59315,"PLN",0.23,null,null,null,null,null,null,null,"n01",null,"EC003251","27.32.13","8544 49 99","https://bitner.com.pl/data/t4_text/649x234_01051970722_NHXH_FE180_E90_MICA.jpg","https://bitner.com.pl/data/t4txt_photos/031602210624_Karta%20NHXH_FE180_PH120_E90_MICA.pdf"]
[940,null,"BEZPIECZNE","B64368",5902956369499,"NHXH-J FE180/PH120/E90","4x10 RE","Ognioodporny, bezhalogenowy kabel energetyczny, napięcie 0,6/1 kV","BITNER","KMT",1,90377,"PLN",0.23,null,null,null,null,null,null,null,"n01",null,"EC003251","27.32.13","8544 49 99","https://bitner.com.pl/data/t4_text/649x234_01051970722_NHXH_FE180_E90_MICA.jpg","https://bitner.com.pl/data/t4txt_photos/031602210624_Karta%20NHXH_FE180_PH120_E90_MICA.pdf"]
[941,null,"BEZPIECZNE","B64369",5902956369505,"NHXH-J FE180/PH120/E90","4x16 RM","Ognioodporny, bezhalogenowy kabel energetyczny, napięcie 0,6/1 kV","BITNER","KMT",1,145010,"PLN",0.23,null,null,null,null,null,null,null,"n01",null,"EC003251","27.32.13","8544 49 99","https://bitner.com.pl/data/t4_text/649x234_01051970722_NHXH_FE180_E90_MICA.jpg","https://bitner.com.pl/data/t4txt_photos/031602210624_Karta%20NHXH_FE180_PH120_E90_MICA.pdf"]
[942,null,"BEZPIECZNE","B64370",5902956369512,"NHXH-J FE180/PH120/E90","4x25 RM","Ognioodporny, bezhalogenowy kabel energetyczny, napięcie 0,6/1 kV","BITNER","KMT",1,218817,"PLN",0.23,null,null,null,null,null,null,null,"n01",null,"EC003251","27.32.13","8544 49 99","https://bitner.com.pl/data/t4_text/649x234_01051970722_NHXH_FE180_E90_MICA.jpg","https://bitner.com.pl/data/t4txt_photos/031602210624_Karta%20NHXH_FE180_PH120_E90_MICA.pdf"]
[943,null,"BEZPIECZNE","B64371",5902956369529,"NHXH-J FE180/PH120/E90","4x35 RM","Ognioodporny, bezhalogenowy kabel energetyczny, napięcie 0,6/1 kV","BITNER","KMT",1,287622,"PLN",0.23,null,null,null,null,null,null,null,"n01",null,"EC003251","27.32.13","8544 49 99","https://bitner.com.pl/data/t4_text/649x234_01051970722_NHXH_FE180_E90_MICA.jpg","https://bitner.com.pl/data/t4txt_photos/031602210624_Karta%20NHXH_FE180_PH120_E90_MICA.pdf"]
[944,null,"BEZPIECZNE","B64372",5902956369536,"NHXH-J FE180/PH120/E90","4x50 RM","Ognioodporny, bezhalogenowy kabel energetyczny, napięcie 0,6/1 kV","BITNER","KMT",1,402919,"PLN",0.23,null,null,null,null,null,null,null,"n01",null,"EC003251","27.32.13","8544 49 99","https://bitner.com.pl/data/t4_text/649x234_01051970722_NHXH_FE180_E90_MICA.jpg","https://bitner.com.pl/data/t4txt_photos/031602210624_Karta%20NHXH_FE180_PH120_E90_MICA.pdf"]
[945,null,"BEZPIECZNE","B64373",5902956369543,"NHXH-J FE180/PH120/E90","4x70 RM","Ognioodporny, bezhalogenowy kabel energetyczny, napięcie 0,6/1 kV","BITNER","KMT",1,540168,"PLN",0.23,null,null,null,null,null,null,null,"n01",null,"EC003251","27.32.13","8544 49 99","https://bitner.com.pl/data/t4_text/649x234_01051970722_NHXH_FE180_E90_MICA.jpg","https://bitner.com.pl/data/t4txt_photos/031602210624_Karta%20NHXH_FE180_PH120_E90_MICA.pdf"]
[946,null,"BEZPIECZNE","B64374",5902956369550,"NHXH-J FE180/PH120/E90","4x95 RM","Ognioodporny, bezhalogenowy kabel energetyczny, napięcie 0,6/1 kV","BITNER","KMT",1,738686,"PLN",0.23,null,null,null,null,null,null,null,"n01",null,"EC003251","27.32.13","8544 49 99","https://bitner.com.pl/data/t4_text/649x234_01051970722_NHXH_FE180_E90_MICA.jpg","https://bitner.com.pl/data/t4txt_photos/031602210624_Karta%20NHXH_FE180_PH120_E90_MICA.pdf"]
[947,null,"BEZPIECZNE","B64375",5902956369567,"NHXH-J FE180/PH120/E90","4x120 RM","Ognioodporny, bezhalogenowy kabel energetyczny, napięcie 0,6/1 kV","BITNER","KMT",1,897641,"PLN",0.23,null,null,null,null,null,null,null,"n01",null,"EC003251","27.32.13","8544 49 99","https://bitner.com.pl/data/t4_text/649x234_01051970722_NHXH_FE180_E90_MICA.jpg","https://bitner.com.pl/data/t4txt_photos/031602210624_Karta%20NHXH_FE180_PH120_E90_MICA.pdf"]
[948,null,"BEZPIECZNE","B64376",5902956369574,"NHXH-J FE180/PH120/E90","4x150 RM","Ognioodporny, bezhalogenowy kabel energetyczny, napięcie 0,6/1 kV","BITNER","KMT",1,1152265,"PLN",0.23,null,null,null,null,null,null,null,"n01",null,"EC003251","27.32.13","8544 49 99","https://bitner.com.pl/data/t4_text/649x234_01051970722_NHXH_FE180_E90_MICA.jpg","https://bitner.com.pl/data/t4txt_photos/031602210624_Karta%20NHXH_FE180_PH120_E90_MICA.pdf"]
[949,null,"BEZPIECZNE","B64377",5902956369581,"NHXH-J FE180/PH120/E90","4x185 RM","Ognioodporny, bezhalogenowy kabel energetyczny, napięcie 0,6/1 kV","BITNER","KMT",1,1399876,"PLN",0.23,null,null,null,null,null,null,null,"n01",null,"EC003251","27.32.13","8544 49 99","https://bitner.com.pl/data/t4_text/649x234_01051970722_NHXH_FE180_E90_MICA.jpg","https://bitner.com.pl/data/t4txt_photos/031602210624_Karta%20NHXH_FE180_PH120_E90_MICA.pdf"]
[950,null,"BEZPIECZNE","B64378",5902956369598,"NHXH-J FE180/PH120/E90","4x240 RM","Ognioodporny, bezhalogenowy kabel energetyczny, napięcie 0,6/1 kV","BITNER","KMT",1,1786691,"PLN",0.23,null,null,null,null,null,null,null,"n01",null,"EC003251","27.32.13","8544 49 99","https://bitner.com.pl/data/t4_text/649x234_01051970722_NHXH_FE180_E90_MICA.jpg","https://bitner.com.pl/data/t4txt_photos/031602210624_Karta%20NHXH_FE180_PH120_E90_MICA.pdf"]
[951,null,"BEZPIECZNE","B64379",5902956369604,"NHXH-J FE180/PH120/E90","5x1,5 RE","Ognioodporny, bezhalogenowy kabel energetyczny, napięcie 0,6/1 kV","BITNER","KMT",1,29627,"PLN",0.23,null,null,null,null,null,null,null,"n01",null,"EC003251","27.32.13","8544 49 99","https://bitner.com.pl/data/t4_text/649x234_01051970722_NHXH_FE180_E90_MICA.jpg","https://bitner.com.pl/data/t4txt_photos/031602210624_Karta%20NHXH_FE180_PH120_E90_MICA.pdf"]
[952,null,"BEZPIECZNE","B64380",5902956369611,"NHXH-J FE180/PH120/E90","5x2,5 RE","Ognioodporny, bezhalogenowy kabel energetyczny, napięcie 0,6/1 kV","BITNER","KMT",1,38584,"PLN",0.23,null,null,null,null,null,null,null,"n01",null,"EC003251","27.32.13","8544 49 99","https://bitner.com.pl/data/t4_text/649x234_01051970722_NHXH_FE180_E90_MICA.jpg","https://bitner.com.pl/data/t4txt_photos/031602210624_Karta%20NHXH_FE180_PH120_E90_MICA.pdf"]
[953,null,"BEZPIECZNE","B64381",5902956369628,"NHXH-J FE180/PH120/E90","5x4 RE","Ognioodporny, bezhalogenowy kabel energetyczny, napięcie 0,6/1 kV","BITNER","KMT",1,53746,"PLN",0.23,null,null,null,null,null,null,null,"n01",null,"EC003251","27.32.13","8544 49 99","https://bitner.com.pl/data/t4_text/649x234_01051970722_NHXH_FE180_E90_MICA.jpg","https://bitner.com.pl/data/t4txt_photos/031602210624_Karta%20NHXH_FE180_PH120_E90_MICA.pdf"]
[954,null,"BEZPIECZNE","B64382",5902956369635,"NHXH-J FE180/PH120/E90","5x6 RE","Ognioodporny, bezhalogenowy kabel energetyczny, napięcie 0,6/1 kV","BITNER","KMT",1,73119,"PLN",0.23,null,null,null,null,null,null,null,"n01",null,"EC003251","27.32.13","8544 49 99","https://bitner.com.pl/data/t4_text/649x234_01051970722_NHXH_FE180_E90_MICA.jpg","https://bitner.com.pl/data/t4txt_photos/031602210624_Karta%20NHXH_FE180_PH120_E90_MICA.pdf"]
[955,null,"BEZPIECZNE","B64383",5902956369642,"NHXH-J FE180/PH120/E90","5x10 RE","Ognioodporny, bezhalogenowy kabel energetyczny, napięcie 0,6/1 kV","BITNER","KMT",1,112212,"PLN",0.23,null,null,null,null,null,null,null,"n01",null,"EC003251","27.32.13","8544 49 99","https://bitner.com.pl/data/t4_text/649x234_01051970722_NHXH_FE180_E90_MICA.jpg","https://bitner.com.pl/data/t4txt_photos/031602210624_Karta%20NHXH_FE180_PH120_E90_MICA.pdf"]
[956,null,"BEZPIECZNE","B64384",5902956369659,"NHXH-J FE180/PH120/E90","5x16 RM","Ognioodporny, bezhalogenowy kabel energetyczny, napięcie 0,6/1 kV","BITNER","KMT",1,179893,"PLN",0.23,null,null,null,null,null,null,null,"n01",null,"EC003251","27.32.13","8544 49 99","https://bitner.com.pl/data/t4_text/649x234_01051970722_NHXH_FE180_E90_MICA.jpg","https://bitner.com.pl/data/t4txt_photos/031602210624_Karta%20NHXH_FE180_PH120_E90_MICA.pdf"]
[957,null,"BEZPIECZNE","B64385",5902956369666,"NHXH-J FE180/PH120/E90","5x25 RM","Ognioodporny, bezhalogenowy kabel energetyczny, napięcie 0,6/1 kV","BITNER","KMT",1,272327,"PLN",0.23,null,null,null,null,null,null,null,"n01",null,"EC003251","27.32.13","8544 49 99","https://bitner.com.pl/data/t4_text/649x234_01051970722_NHXH_FE180_E90_MICA.jpg","https://bitner.com.pl/data/t4txt_photos/031602210624_Karta%20NHXH_FE180_PH120_E90_MICA.pdf"]
[958,null,"BEZPIECZNE","B64386",5902956369673,"NHXH-J FE180/PH120/E90","5x35 RM","Ognioodporny, bezhalogenowy kabel energetyczny, napięcie 0,6/1 kV","BITNER","KMT",1,358831,"PLN",0.23,null,null,null,null,null,null,null,"n01",null,"EC003251","27.32.13","8544 49 99","https://bitner.com.pl/data/t4_text/649x234_01051970722_NHXH_FE180_E90_MICA.jpg","https://bitner.com.pl/data/t4txt_photos/031602210624_Karta%20NHXH_FE180_PH120_E90_MICA.pdf"]
[959,null,"BEZPIECZNE","B64387",5902956369680,"NHXH-J FE180/PH120/E90","5x50 RM","Ognioodporny, bezhalogenowy kabel energetyczny, napięcie 0,6/1 kV","BITNER","KMT",1,501953,"PLN",0.23,null,null,null,null,null,null,null,"n01",null,"EC003251","27.32.13","8544 49 99","https://bitner.com.pl/data/t4_text/649x234_01051970722_NHXH_FE180_E90_MICA.jpg","https://bitner.com.pl/data/t4txt_photos/031602210624_Karta%20NHXH_FE180_PH120_E90_MICA.pdf"]
[960,null,"BEZPIECZNE","B64388",5902956369697,"NHXH-J FE180/PH120/E90","5x70 RM","Ognioodporny, bezhalogenowy kabel energetyczny, napięcie 0,6/1 kV","BITNER","KMT",1,674131,"PLN",0.23,null,null,null,null,null,null,null,"n01",null,"EC003251","27.32.13","8544 49 99","https://bitner.com.pl/data/t4_text/649x234_01051970722_NHXH_FE180_E90_MICA.jpg","https://bitner.com.pl/data/t4txt_photos/031602210624_Karta%20NHXH_FE180_PH120_E90_MICA.pdf"]
[961,null,"BEZPIECZNE","B64389",5902956369703,"NHXH-J FE180/PH120/E90","5x95 RM","Ognioodporny, bezhalogenowy kabel energetyczny, napięcie 0,6/1 kV","BITNER","KMT",1,921129,"PLN",0.23,null,null,null,null,null,null,null,"n01",null,"EC003251","27.32.13","8544 49 99","https://bitner.com.pl/data/t4_text/649x234_01051970722_NHXH_FE180_E90_MICA.jpg","https://bitner.com.pl/data/t4txt_photos/031602210624_Karta%20NHXH_FE180_PH120_E90_MICA.pdf"]
[962,null,"BEZPIECZNE","B64390",5902956369710,"NHXH-J FE180/PH120/E90","5x120 RM","Ognioodporny, bezhalogenowy kabel energetyczny, napięcie 0,6/1 kV","BITNER","KMT",1,1121526,"PLN",0.23,null,null,null,null,null,null,null,"n01",null,"EC003251","27.32.13","8544 49 99","https://bitner.com.pl/data/t4_text/649x234_01051970722_NHXH_FE180_E90_MICA.jpg","https://bitner.com.pl/data/t4txt_photos/031602210624_Karta%20NHXH_FE180_PH120_E90_MICA.pdf"]
[963,null,"BEZPIECZNE","B64391",5902956369727,"NHXH-J FE180/PH120/E90","5x150 RM","Ognioodporny, bezhalogenowy kabel energetyczny, napięcie 0,6/1 kV","BITNER","KMT",1,1437236,"PLN",0.23,null,null,null,null,null,null,null,"n01",null,"EC003251","27.32.13","8544 49 99","https://bitner.com.pl/data/t4_text/649x234_01051970722_NHXH_FE180_E90_MICA.jpg","https://bitner.com.pl/data/t4txt_photos/031602210624_Karta%20NHXH_FE180_PH120_E90_MICA.pdf"]
[964,null,"BEZPIECZNE","B64392",5902956369734,"NHXH-J FE180/PH120/E90","5x185 RM","Ognioodporny, bezhalogenowy kabel energetyczny, napięcie 0,6/1 kV","BITNER","KMT",1,1741893,"PLN",0.23,null,null,null,null,null,null,null,"n01",null,"EC003251","27.32.13","8544 49 99","https://bitner.com.pl/data/t4_text/649x234_01051970722_NHXH_FE180_E90_MICA.jpg","https://bitner.com.pl/data/t4txt_photos/031602210624_Karta%20NHXH_FE180_PH120_E90_MICA.pdf"]
[965,null,"BEZPIECZNE","B64393",5902956369741,"NHXH-J FE180/PH120/E90","7x1,5 RE","Ognioodporny, bezhalogenowy kabel energetyczny, napięcie 0,6/1 kV","BITNER","KMT",1,38735,"PLN",0.23,null,null,null,null,null,null,null,"n01",null,"EC003251","27.32.13","8544 49 99","https://bitner.com.pl/data/t4_text/649x234_01051970722_NHXH_FE180_E90_MICA.jpg","https://bitner.com.pl/data/t4txt_photos/031602210624_Karta%20NHXH_FE180_PH120_E90_MICA.pdf"]
[966,null,"BEZPIECZNE","B64394",5902956369758,"NHXH-J FE180/PH120/E90","7x2,5 RE","Ognioodporny, bezhalogenowy kabel energetyczny, napięcie 0,6/1 kV","BITNER","KMT",1,53615,"PLN",0.23,null,null,null,null,null,null,null,"n01",null,"EC003251","27.32.13","8544 49 99","https://bitner.com.pl/data/t4_text/649x234_01051970722_NHXH_FE180_E90_MICA.jpg","https://bitner.com.pl/data/t4txt_photos/031602210624_Karta%20NHXH_FE180_PH120_E90_MICA.pdf"]
[967,null,"BEZPIECZNE","B64395",5902956369765,"NHXH-J FE180/PH120/E90","7x4 RE","Ognioodporny, bezhalogenowy kabel energetyczny, napięcie 0,6/1 kV","BITNER","KMT",1,71921,"PLN",0.23,null,null,null,null,null,null,null,"n01",null,"EC003251","27.32.13","8544 49 99","https://bitner.com.pl/data/t4_text/649x234_01051970722_NHXH_FE180_E90_MICA.jpg","https://bitner.com.pl/data/t4txt_photos/031602210624_Karta%20NHXH_FE180_PH120_E90_MICA.pdf"]
[968,null,"BEZPIECZNE","B64396",5902956369772,"NHXH-J FE180/PH120/E90","7x6 RE","Ognioodporny, bezhalogenowy kabel energetyczny, napięcie 0,6/1 kV","BITNER","KMT",1,98974,"PLN",0.23,null,null,null,null,null,null,null,"n01",null,"EC003251","27.32.13","8544 49 99","https://bitner.com.pl/data/t4_text/649x234_01051970722_NHXH_FE180_E90_MICA.jpg","https://bitner.com.pl/data/t4txt_photos/031602210624_Karta%20NHXH_FE180_PH120_E90_MICA.pdf"]
[969,null,"BEZPIECZNE","B64397",5902956369789,"NHXH-J FE180/PH120/E90","7x10 RE","Ognioodporny, bezhalogenowy kabel energetyczny, napięcie 0,6/1 kV","BITNER","KMT",1,151804,"PLN",0.23,null,null,null,null,null,null,null,"n01",null,"EC003251","27.32.13","8544 49 99","https://bitner.com.pl/data/t4_text/649x234_01051970722_NHXH_FE180_E90_MICA.jpg","https://bitner.com.pl/data/t4txt_photos/031602210624_Karta%20NHXH_FE180_PH120_E90_MICA.pdf"]
[970,null,"BEZPIECZNE","B64398",5902956369796,"NHXH-J FE180/PH120/E90","7x16 RM","Ognioodporny, bezhalogenowy kabel energetyczny, napięcie 0,6/1 kV","BITNER","KMT",1,234945,"PLN",0.23,null,null,null,null,null,null,null,"n01",null,"EC003251","27.32.13","8544 49 99","https://bitner.com.pl/data/t4_text/649x234_01051970722_NHXH_FE180_E90_MICA.jpg","https://bitner.com.pl/data/t4txt_photos/031602210624_Karta%20NHXH_FE180_PH120_E90_MICA.pdf"]
[971,null,"BEZPIECZNE","B64399",5902956369802,"NHXH-J FE180/PH120/E90","7x25 RM","Ognioodporny, bezhalogenowy kabel energetyczny, napięcie 0,6/1 kV","BITNER","KMT",1,374540,"PLN",0.23,null,null,null,null,null,null,null,"n01",null,"EC003251","27.32.13","8544 49 99","https://bitner.com.pl/data/t4_text/649x234_01051970722_NHXH_FE180_E90_MICA.jpg","https://bitner.com.pl/data/t4txt_photos/031602210624_Karta%20NHXH_FE180_PH120_E90_MICA.pdf"]
[972,null,"BEZPIECZNE","B64400",5902956369819,"NHXH-J FE180/PH120/E90","10x1,5 RE","Ognioodporny, bezhalogenowy kabel energetyczny, napięcie 0,6/1 kV","BITNER","KMT",1,52312,"PLN",0.23,null,null,null,null,null,null,null,"n01",null,"EC003251","27.32.13","8544 49 99","https://bitner.com.pl/data/t4_text/649x234_01051970722_NHXH_FE180_E90_MICA.jpg","https://bitner.com.pl/data/t4txt_photos/031602210624_Karta%20NHXH_FE180_PH120_E90_MICA.pdf"]
[973,null,"BEZPIECZNE","B64401",5902956369826,"NHXH-J FE180/PH120/E90","10x2,5 RE","Ognioodporny, bezhalogenowy kabel energetyczny, napięcie 0,6/1 kV","BITNER","KMT",1,72588,"PLN",0.23,null,null,null,null,null,null,null,"n01",null,"EC003251","27.32.13","8544 49 99","https://bitner.com.pl/data/t4_text/649x234_01051970722_NHXH_FE180_E90_MICA.jpg","https://bitner.com.pl/data/t4txt_photos/031602210624_Karta%20NHXH_FE180_PH120_E90_MICA.pdf"]
[974,null,"BEZPIECZNE","B64402",5902956369833,"NHXH-J FE180/PH120/E90","10x4 RE","Ognioodporny, bezhalogenowy kabel energetyczny, napięcie 0,6/1 kV","BITNER","KMT",1,102375,"PLN",0.23,null,null,null,null,null,null,null,"n01",null,"EC003251","27.32.13","8544 49 99","https://bitner.com.pl/data/t4_text/649x234_01051970722_NHXH_FE180_E90_MICA.jpg","https://bitner.com.pl/data/t4txt_photos/031602210624_Karta%20NHXH_FE180_PH120_E90_MICA.pdf"]
[975,null,"BEZPIECZNE","B64403",5902956369840,"NHXH-J FE180/PH120/E90","12x1,5 RE","Ognioodporny, bezhalogenowy kabel energetyczny, napięcie 0,6/1 kV","BITNER","KMT",1,60667,"PLN",0.23,null,null,null,null,null,null,null,"n01",null,"EC003251","27.32.13","8544 49 99","https://bitner.com.pl/data/t4_text/649x234_01051970722_NHXH_FE180_E90_MICA.jpg","https://bitner.com.pl/data/t4txt_photos/031602210624_Karta%20NHXH_FE180_PH120_E90_MICA.pdf"]
[976,null,"BEZPIECZNE","B64404",5902956369857,"NHXH-J FE180/PH120/E90","12x2,5 RE","Ognioodporny, bezhalogenowy kabel energetyczny, napięcie 0,6/1 kV","BITNER","KMT",1,84694,"PLN",0.23,null,null,null,null,null,null,null,"n01",null,"EC003251","27.32.13","8544 49 99","https://bitner.com.pl/data/t4_text/649x234_01051970722_NHXH_FE180_E90_MICA.jpg","https://bitner.com.pl/data/t4txt_photos/031602210624_Karta%20NHXH_FE180_PH120_E90_MICA.pdf"]
[977,null,"BEZPIECZNE","B64405",5902956369864,"NHXH-J FE180/PH120/E90","12x4 RE","Ognioodporny, bezhalogenowy kabel energetyczny, napięcie 0,6/1 kV","BITNER","KMT",1,120145,"PLN",0.23,null,null,null,null,null,null,null,"n01",null,"EC003251","27.32.13","8544 49 99","https://bitner.com.pl/data/t4_text/649x234_01051970722_NHXH_FE180_E90_MICA.jpg","https://bitner.com.pl/data/t4txt_photos/031602210624_Karta%20NHXH_FE180_PH120_E90_MICA.pdf"]
[978,null,"BEZPIECZNE","B64406",5902956369871,"NHXH-J FE180/PH120/E90","14x1,5 RE","Ognioodporny, bezhalogenowy kabel energetyczny, napięcie 0,6/1 kV","BITNER","KMT",1,69844,"PLN",0.23,null,null,null,null,null,null,null,"n01",null,"EC003251","27.32.13","8544 49 99","https://bitner.com.pl/data/t4_text/649x234_01051970722_NHXH_FE180_E90_MICA.jpg","https://bitner.com.pl/data/t4txt_photos/031602210624_Karta%20NHXH_FE180_PH120_E90_MICA.pdf"]
[979,null,"BEZPIECZNE","B64407",5902956369888,"NHXH-J FE180/PH120/E90","14x2,5 RE","Ognioodporny, bezhalogenowy kabel energetyczny, napięcie 0,6/1 kV","BITNER","KMT",1,97795,"PLN",0.23,null,null,null,null,null,null,null,"n01",null,"EC003251","27.32.13","8544 49 99","https://bitner.com.pl/data/t4_text/649x234_01051970722_NHXH_FE180_E90_MICA.jpg","https://bitner.com.pl/data/t4txt_photos/031602210624_Karta%20NHXH_FE180_PH120_E90_MICA.pdf"]
[980,null,"BEZPIECZNE","B64408",5902956369895,"NHXH-J FE180/PH120/E90","14x4 RE","Ognioodporny, bezhalogenowy kabel energetyczny, napięcie 0,6/1 kV","BITNER","KMT",1,133973,"PLN",0.23,null,null,null,null,null,null,null,"n01",null,"EC003251","27.32.13","8544 49 99","https://bitner.com.pl/data/t4_text/649x234_01051970722_NHXH_FE180_E90_MICA.jpg","https://bitner.com.pl/data/t4txt_photos/031602210624_Karta%20NHXH_FE180_PH120_E90_MICA.pdf"]
[981,null,"BEZPIECZNE","B64409",5902956369901,"NHXH-J FE180/PH120/E90","16x1,5 RE","Ognioodporny, bezhalogenowy kabel energetyczny, napięcie 0,6/1 kV","BITNER","KMT",1,80798,"PLN",0.23,null,null,null,null,null,null,null,"n01",null,"EC003251","27.32.13","8544 49 99","https://bitner.com.pl/data/t4_text/649x234_01051970722_NHXH_FE180_E90_MICA.jpg","https://bitner.com.pl/data/t4txt_photos/031602210624_Karta%20NHXH_FE180_PH120_E90_MICA.pdf"]
[982,null,"BEZPIECZNE","B64410",5902956369918,"NHXH-J FE180/PH120/E90","16x2,5 RE","Ognioodporny, bezhalogenowy kabel energetyczny, napięcie 0,6/1 kV","BITNER","KMT",1,111273,"PLN",0.23,null,null,null,null,null,null,null,"n01",null,"EC003251","27.32.13","8544 49 99","https://bitner.com.pl/data/t4_text/649x234_01051970722_NHXH_FE180_E90_MICA.jpg","https://bitner.com.pl/data/t4txt_photos/031602210624_Karta%20NHXH_FE180_PH120_E90_MICA.pdf"]
[983,null,"BEZPIECZNE","B64411",5902956369925,"NHXH-J FE180/PH120/E90","19x1,5 RE","Ognioodporny, bezhalogenowy kabel energetyczny, napięcie 0,6/1 kV","BITNER","KMT",1,97098,"PLN",0.23,null,null,null,null,null,null,null,"n01",null,"EC003251","27.32.13","8544 49 99","https://bitner.com.pl/data/t4_text/649x234_01051970722_NHXH_FE180_E90_MICA.jpg","https://bitner.com.pl/data/t4txt_photos/031602210624_Karta%20NHXH_FE180_PH120_E90_MICA.pdf"]
[984,null,"BEZPIECZNE","B64412",5902956369932,"NHXH-J FE180/PH120/E90","19x2,5 RE","Ognioodporny, bezhalogenowy kabel energetyczny, napięcie 0,6/1 kV","BITNER","KMT",1,130254,"PLN",0.23,null,null,null,null,null,null,null,"n01",null,"EC003251","27.32.13","8544 49 99","https://bitner.com.pl/data/t4_text/649x234_01051970722_NHXH_FE180_E90_MICA.jpg","https://bitner.com.pl/data/t4txt_photos/031602210624_Karta%20NHXH_FE180_PH120_E90_MICA.pdf"]
[985,null,"BEZPIECZNE","B64413",5902956369949,"NHXH-J FE180/PH120/E90","24x1,5 RE","Ognioodporny, bezhalogenowy kabel energetyczny, napięcie 0,6/1 kV","BITNER","KMT",1,117074,"PLN",0.23,null,null,null,null,null,null,null,"n01",null,"EC003251","27.32.13","8544 49 99","https://bitner.com.pl/data/t4_text/649x234_01051970722_NHXH_FE180_E90_MICA.jpg","https://bitner.com.pl/data/t4txt_photos/031602210624_Karta%20NHXH_FE180_PH120_E90_MICA.pdf"]
[986,null,"BEZPIECZNE","B64414",5902956369956,"NHXH-J FE180/PH120/E90","24x2,5 RE","Ognioodporny, bezhalogenowy kabel energetyczny, napięcie 0,6/1 kV","BITNER","KMT",1,159201,"PLN",0.23,null,null,null,null,null,null,null,"n01",null,"EC003251","27.32.13","8544 49 99","https://bitner.com.pl/data/t4_text/649x234_01051970722_NHXH_FE180_E90_MICA.jpg","https://bitner.com.pl/data/t4txt_photos/031602210624_Karta%20NHXH_FE180_PH120_E90_MICA.pdf"]
[987,null,"BEZPIECZNE","B64415",5902956369963,"NHXH-J FE180/PH120/E90","26x2,5 RE","Ognioodporny, bezhalogenowy kabel energetyczny, napięcie 0,6/1 kV","BITNER","KMT",1,178543,"PLN",0.23,null,null,null,null,null,null,null,"n01",null,"EC003251","27.32.13","8544 49 99","https://bitner.com.pl/data/t4_text/649x234_01051970722_NHXH_FE180_E90_MICA.jpg","https://bitner.com.pl/data/t4txt_photos/031602210624_Karta%20NHXH_FE180_PH120_E90_MICA.pdf"]
[988,null,"BEZPIECZNE","B64416",5902956369970,"NHXH-J FE180/PH120/E90","30x1,5 RE","Ognioodporny, bezhalogenowy kabel energetyczny, napięcie 0,6/1 kV","BITNER","KMT",1,138070,"PLN",0.23,null,null,null,null,null,null,null,"n01",null,"EC003251","27.32.13","8544 49 99","https://bitner.com.pl/data/t4_text/649x234_01051970722_NHXH_FE180_E90_MICA.jpg","https://bitner.com.pl/data/t4txt_photos/031602210624_Karta%20NHXH_FE180_PH120_E90_MICA.pdf"]
[989,null,"BEZPIECZNE","B64417",5902956369987,"NHXH-J FE180/PH120/E90","30x2,5 RE","Ognioodporny, bezhalogenowy kabel energetyczny, napięcie 0,6/1 kV","BITNER","KMT",1,195686,"PLN",0.23,null,null,null,null,null,null,null,"n01",null,"EC003251","27.32.13","8544 49 99","https://bitner.com.pl/data/t4_text/649x234_01051970722_NHXH_FE180_E90_MICA.jpg","https://bitner.com.pl/data/t4txt_photos/031602210624_Karta%20NHXH_FE180_PH120_E90_MICA.pdf"]
[990,null,"BEZPIECZNE","B64418",5902956369994,"NHXH-J FE180/PH120/E90","48x1,5 RE","Ognioodporny, bezhalogenowy kabel energetyczny, napięcie 0,6/1 kV","BITNER","KMT",1,229601,"PLN",0.23,null,null,null,null,null,null,null,"n01",null,"EC003251","27.32.13","8544 49 99","https://bitner.com.pl/data/t4_text/649x234_01051970722_NHXH_FE180_E90_MICA.jpg","https://bitner.com.pl/data/t4txt_photos/031602210624_Karta%20NHXH_FE180_PH120_E90_MICA.pdf"]
[991,null,"BEZPIECZNE","B64419",5902956370006,"NHXH-J FE180/PH120/E90","48x2,5 RE","Ognioodporny, bezhalogenowy kabel energetyczny, napięcie 0,6/1 kV","BITNER","KMT",1,320698,"PLN",0.23,null,null,null,null,null,null,null,"n01",null,"EC003251","27.32.13","8544 49 99","https://bitner.com.pl/data/t4_text/649x234_01051970722_NHXH_FE180_E90_MICA.jpg","https://bitner.com.pl/data/t4txt_photos/031602210624_Karta%20NHXH_FE180_PH120_E90_MICA.pdf"]
[992,null,"BEZPIECZNE","B64235",5902956370013,"NHXH-O FE180/PH120/E90","1x10 RE","Ognioodporny, bezhalogenowy kabel energetyczny, napięcie 0,6/1 kV","BITNER","KMT",1,21761,"PLN",0.23,null,null,null,null,null,null,null,"n01",null,"EC003251","27.32.13","8544 49 99","https://bitner.com.pl/data/t4_text/649x234_01051970722_NHXH_FE180_E90_MICA.jpg","https://bitner.com.pl/data/t4txt_photos/031602210624_Karta%20NHXH_FE180_PH120_E90_MICA.pdf"]
[993,null,"BEZPIECZNE","B64236",5902956370020,"NHXH-O FE180/PH120/E90","1x16 RM","Ognioodporny, bezhalogenowy kabel energetyczny, napięcie 0,6/1 kV","BITNER","KMT",1,36215,"PLN",0.23,null,null,null,null,null,null,null,"n01",null,"EC003251","27.32.13","8544 49 99","https://bitner.com.pl/data/t4_text/649x234_01051970722_NHXH_FE180_E90_MICA.jpg","https://bitner.com.pl/data/t4txt_photos/031602210624_Karta%20NHXH_FE180_PH120_E90_MICA.pdf"]
[994,null,"BEZPIECZNE","B64237",5902956370037,"NHXH-O FE180/PH120/E90","1x25 RM","Ognioodporny, bezhalogenowy kabel energetyczny, napięcie 0,6/1 kV","BITNER","KMT",1,54662,"PLN",0.23,null,null,null,null,null,null,null,"n01",null,"EC003251","27.32.13","8544 49 99","https://bitner.com.pl/data/t4_text/649x234_01051970722_NHXH_FE180_E90_MICA.jpg","https://bitner.com.pl/data/t4txt_photos/031602210624_Karta%20NHXH_FE180_PH120_E90_MICA.pdf"]
[995,null,"BEZPIECZNE","B64238",5902956370044,"NHXH-O FE180/PH120/E90","1x35 RM","Ognioodporny, bezhalogenowy kabel energetyczny, napięcie 0,6/1 kV","BITNER","KMT",1,71807,"PLN",0.23,null,null,null,null,null,null,null,"n01",null,"EC003251","27.32.13","8544 49 99","https://bitner.com.pl/data/t4_text/649x234_01051970722_NHXH_FE180_E90_MICA.jpg","https://bitner.com.pl/data/t4txt_photos/031602210624_Karta%20NHXH_FE180_PH120_E90_MICA.pdf"]
[996,null,"BEZPIECZNE","B64239",5902956370051,"NHXH-O FE180/PH120/E90","1x50 RM","Ognioodporny, bezhalogenowy kabel energetyczny, napięcie 0,6/1 kV","BITNER","KMT",1,100243,"PLN",0.23,null,null,null,null,null,null,null,"n01",null,"EC003251","27.32.13","8544 49 99","https://bitner.com.pl/data/t4_text/649x234_01051970722_NHXH_FE180_E90_MICA.jpg","https://bitner.com.pl/data/t4txt_photos/031602210624_Karta%20NHXH_FE180_PH120_E90_MICA.pdf"]
[997,null,"BEZPIECZNE","B64240",5902956370068,"NHXH-O FE180/PH120/E90","1x70 RM","Ognioodporny, bezhalogenowy kabel energetyczny, napięcie 0,6/1 kV","BITNER","KMT",1,134832,"PLN",0.23,null,null,null,null,null,null,null,"n01",null,"EC003251","27.32.13","8544 49 99","https://bitner.com.pl/data/t4_text/649x234_01051970722_NHXH_FE180_E90_MICA.jpg","https://bitner.com.pl/data/t4txt_photos/031602210624_Karta%20NHXH_FE180_PH120_E90_MICA.pdf"]
[1001,null,"BEZPIECZNE","B64244",5902956370105,"NHXH-O FE180/PH120/E90","1x185 RM","Ognioodporny, bezhalogenowy kabel energetyczny, napięcie 0,6/1 kV","BITNER","KMT",1,336021,"PLN",0.23,null,null,null,null,null,null,null,"n01",null,"EC003251","27.32.13","8544 49 99","https://bitner.com.pl/data/t4_text/649x234_01051970722_NHXH_FE180_E90_MICA.jpg","https://bitner.com.pl/data/t4txt_photos/031602210624_Karta%20NHXH_FE180_PH120_E90_MICA.pdf"]
[1019,null,"BEZPIECZNE","B64262",5902956370280,"NHXH-O FE180/PH120/E90","3x185 RM","Ognioodporny, bezhalogenowy kabel energetyczny, napięcie 0,6/1 kV","BITNER","KMT",1,1056528,"PLN",0.23,null,null,null,null,null,null,null,"n01",null,"EC003251","27.32.13","8544 49 99","https://bitner.com.pl/data/t4_text/649x234_01051970722_NHXH_FE180_E90_MICA.jpg","https://bitner.com.pl/data/t4txt_photos/031602210624_Karta%20NHXH_FE180_PH120_E90_MICA.pdf"]
[1029,null,"BEZPIECZNE","B64272",5902956370389,"NHXH-O FE180/PH120/E90","4x50 RM","Ognioodporny, bezhalogenowy kabel energetyczny, napięcie 0,6/1 kV","BITNER","KMT",1,402919,"PLN",0.23,null,null,null,null,null,null,null,"n01",null,"EC003251","27.32.13","8544 49 99","https://bitner.com.pl/data/t4_text/649x234_01051970722_NHXH_FE180_E90_MICA.jpg","https://bitner.com.pl/data/t4txt_photos/031602210624_Karta%20NHXH_FE180_PH120_E90_MICA.pdf"]
[1040,null,"BEZPIECZNE","B64283",5902956370495,"NHXH-O FE180/PH120/E90","5x10 RE","Ognioodporny, bezhalogenowy kabel energetyczny, napięcie 0,6/1 kV","BITNER","KMT",1,112212,"PLN",0.23,null,null,null,null,null,null,null,"n01",null,"EC003251","27.32.13","8544 49 99","https://bitner.com.pl/data/t4_text/649x234_01051970722_NHXH_FE180_E90_MICA.jpg","https://bitner.com.pl/data/t4txt_photos/031602210624_Karta%20NHXH_FE180_PH120_E90_MICA.pdf"]
[1049,null,"BEZPIECZNE","B64292",5902956370587,"NHXH-O FE180/PH120/E90","5x185 RM","Ognioodporny, bezhalogenowy kabel energetyczny, napięcie 0,6/1 kV","BITNER","KMT",1,1741893,"PLN",0.23,null,null,null,null,null,null,null,"n01",null,"EC003251","27.32.13","8544 49 99","https://bitner.com.pl/data/t4_text/649x234_01051970722_NHXH_FE180_E90_MICA.jpg","https://bitner.com.pl/data/t4txt_photos/031602210624_Karta%20NHXH_FE180_PH120_E90_MICA.pdf"]
[1064,null,"BEZPIECZNE","B64307",5902956370730,"NHXH-O FE180/PH120/E90","14x2,5 RE","Ognioodporny, bezhalogenowy kabel energetyczny, napięcie 0,6/1 kV","BITNER","KMT",1,97795,"PLN",0.23,null,null,null,null,null,null,null,"n01",null,"EC003251","27.32.13","8544 49 99","https://bitner.com.pl/data/t4_text/649x234_01051970722_NHXH_FE180_E90_MICA.jpg","https://bitner.com.pl/data/t4txt_photos/031602210624_Karta%20NHXH_FE180_PH120_E90_MICA.pdf"]
[1070,null,"BEZPIECZNE","B64313",5902956370792,"NHXH-O FE180/PH120/E90","24x1,5 RE","Ognioodporny, bezhalogenowy kabel energetyczny, napięcie 0,6/1 kV","BITNER","KMT",1,117074,"PLN",0.23,null,null,null,null,null,null,null,"n01",null,"EC003251","27.32.13","8544 49 99","https://bitner.com.pl/data/t4_text/649x234_01051970722_NHXH_FE180_E90_MICA.jpg","https://bitner.com.pl/data/t4txt_photos/031602210624_Karta%20NHXH_FE180_PH120_E90_MICA.pdf"]
[1079,null,"BEZPIECZNE","TN0001",5902956139238,"YnTKSY","1x2x0,8","Kable sygnalizacji pożaru do układania na stałe","BITNER","KMT",1,2479,"PLN",0.23,null,null,null,null,null,null,null,"n64",null,"EC003249","27.32.13","8544 49 95","https://bitner.com.pl/data/t4_text/649x234_11234980819_16_YnTKSY.jpg","https://bitner.com.pl/data/t4txt_photos/040113310521_YnTKSY.pdf"]
[1092,null,"BEZPIECZNE","TN0101",5902956139832,"YnTKSYekw","1x4x0,8","Kable sygnalizacji pożaru do układania na stałe","BITNER","KMT",1,4784,"PLN",0.23,null,null,null,null,null,null,null,"n64",null,"EC003249","27.32.13","8544 49 95","https://bitner.com.pl/data/t4_text/649x234_11313980819_17_YnTKSYekw.jpg","https://bitner.com.pl/data/t4txt_photos/040231310521_YnTKSYekw.pdf"]
[1112,null,"ENERGETYCZNE I SYGNALIZACYJNE","S66469",5902956128133,"BiT 1000®solar czarny","1x70","Przewody jednożyłowe giętkie, do instalacji fotowoltaicznych","BITNER","KMT",1,171925,"PLN",0.23,null,null,null,null,null,null,null,"n32A",null,"EC003251","27.32.13","8544 49 99","https://bitner.com.pl/data/t4_text/649x234_123004230221_BiT%201000%C2%AEsolar%20zdj%C4%99cie.png","https://bitner.com.pl/data/t4txt_photos/011704100620_BiT%201000%20solar.pdf"]
[1121,null,"ENERGETYCZNE I SYGNALIZACYJNE","S66467.05",5902956238399,"BiT 1000®solar czerwony","1x35","Przewody jednożyłowe giętkie, do instalacji fotowoltaicznych","BITNER","KMT",1,79851,"PLN",0.23,null,null,null,null,null,null,null,"n32A",null,"EC003251","27.32.13","8544 49 99","https://bitner.com.pl/data/t4_text/649x234_123004230221_BiT%201000%C2%AEsolar%20zdj%C4%99cie.png","https://bitner.com.pl/data/t4txt_photos/011704100620_BiT%201000%20solar.pdf"]
[1127,null,"ENERGETYCZNE I SYGNALIZACYJNE","S66462.06",5902956238450,"BiT 1000®solar niebieski","1x4,0","Przewody jednożyłowe giętkie, do instalacji fotowoltaicznych","BITNER","KMT",1,12774,"PLN",0.23,null,null,null,null,null,null,null,"n32A",null,"EC003251","27.32.13","8544 49 99","https://bitner.com.pl/data/t4_text/649x234_123004230221_BiT%201000%C2%AEsolar%20zdj%C4%99cie.png","https://bitner.com.pl/data/t4txt_photos/011704100620_BiT%201000%20solar.pdf"]
[1142,null,"ENERGETYCZNE I SYGNALIZACYJNE","S68351",5902956336750,"BiT 1000®solar PV BLACK","1x6,0","Przewody jednożyłowe giętkie, do instalacji fotowoltaicznych","BITNER","KMT",1,17800,"PLN",0.23,null,null,null,null,null,null,null,"n32A",null,"EC003251","27.32.13","8544 49 99","https://bitner.com.pl/data/t4_text/649x234_122832230221_BiT%201000%C2%AEsolar%20PV%20zdj%C4%99cie.png","https://bitner.com.pl/data/t4txt_photos/010304100620_BiT%201000%20solar%20PV.pdf"]
[1151,null,"ENERGETYCZNE I SYGNALIZACYJNE","EM9007",5902956127990,"BiT CP","1x25","Specjalny kabel do ochrony katodowej 0,6/1 kV","BITNER","KMT",1,55510,"PLN",0.23,null,null,null,null,null,null,null,"n32B",null,"EC003251","27.32.13","8544 49 99","https://bitner.com.pl/data/t4_text/649x234_051043251116_BiT%20CP.JPG","https://bitner.com.pl/data/t4txt_photos/020531300719_18_BiT_CP.pdf"]
[1162,null,"ENERGETYCZNE I SYGNALIZACYJNE","S61805",5902956085153,"H07 VVH6-F 450/750V","12G1,5","Giętkie przewody płaskie 450/750V","BITNER","KMT",1,63886,"PLN",0.23,null,null,null,null,null,null,null,"n31",null,"EC003250","27.32.13","8544 49 95","https://bitner.com.pl/data/t4_text/649x234_033052241116_H07%20VVH6-F.JPG","https://bitner.com.pl/data/t4txt_photos/03592870519_2_H07%20VVH6-F.pdf"]
[1172,null,"ENERGETYCZNE I SYGNALIZACYJNE","S61815",5902956085252,"H07 VVH6-F 450/750V","5G6,0","Giętkie przewody płaskie 450/750V","BITNER","KMT",1,99033,"PLN",0.23,null,null,null,null,null,null,null,"n31",null,"EC003250","27.32.13","8544 49 95","https://bitner.com.pl/data/t4_text/649x234_033052241116_H07%20VVH6-F.JPG","https://bitner.com.pl/data/t4txt_photos/03592870519_2_H07%20VVH6-F.pdf"]
[1190,null,"ENERGETYCZNE I SYGNALIZACYJNE","IS0014",5902956084859,"BiT GsLGs  450/750V ","5G1,0","Giętkie kable w izolacji silikonowej do pracy w szerokim zakresie temperatur","BITNER","KMT",1,27758,"PLN",0.23,null,null,null,null,null,null,null,"n27",null,"EC003250","27.32.13","8544 49 95","https://bitner.com.pl/data/t4_text/649x234_032810241116_GsLGs.JPG","https://bitner.com.pl/data/t4txt_photos/030558300719_8_BiT_GsLGs.pdf"]
[1205,null,"ENERGETYCZNE I SYGNALIZACYJNE","IS0034",5902956085078,"BiT GsLGs  450/750V ","3G16","Giętkie kable w izolacji silikonowej do pracy w szerokim zakresie temperatur","BITNER","KMT",1,157996,"PLN",0.23,null,null,null,null,null,null,null,"n27",null,"EC003250","27.32.13","8544 49 95","https://bitner.com.pl/data/t4_text/649x234_032810241116_GsLGs.JPG","https://bitner.com.pl/data/t4txt_photos/030558300719_8_BiT_GsLGs.pdf"]
[1214,null,"ENERGETYCZNE I SYGNALIZACYJNE","IS0107",5902956079657,"BiT LGs 300/500V ",6,"Jednożyłowe przewody w izolacji silikonowej do pracy w szerokim zakresie temperatur","BITNER","KMT",1,15441,"PLN",0.23,null,null,null,null,null,null,null,"n27",null,"EC003250","27.32.13","8544 49 95","https://bitner.com.pl/data/t4_text/649x234_031407241116_LGs.JPG","https://bitner.com.pl/data/t4txt_photos/095522270219_7_BiT_LGs.pdf"]
[1225,null,"ENERGETYCZNE I SYGNALIZACYJNE","IS0209",5902956084644,"BiT LGs 450/750V ",25,"Jednożyłowe przewody w izolacji silikonowej do pracy w szerokim zakresie temperatur","BITNER","KMT",1,67556,"PLN",0.23,null,null,null,null,null,null,null,"n27",null,"EC003250","27.32.13","8544 49 95","https://bitner.com.pl/data/t4_text/649x234_032548241116_LGs.JPG","https://bitner.com.pl/data/t4txt_photos/095522270219_7_BiT_LGs.pdf"]
[1235,null,"ENERGETYCZNE I SYGNALIZACYJNE","EM8390",5902956123770,"BiT YKSXS 0,6/1kV ","7G1,0","kabel sygnalizacyjny o izolacji XLPE i powłoce PVC","BITNER","KMT",1,16514,"PLN",0.23,null,null,null,null,null,null,null,"n51",null,"EC003251","27.32.13","8544 49 99","https://bitner.com.pl/data/t4_text/649x234_085419241116_YKSXS.JPG","https://bitner.com.pl/data/t4txt_photos/05081511216_BiT_YKSXS_0,6_1_kV.pdf"]
[1248,null,"ENERGETYCZNE I SYGNALIZACYJNE","EM8406",5902956123893,"BiT YKSXS 0,6/1kV ","14G1,5","kabel sygnalizacyjny o izolacji XLPE i powłoce PVC","BITNER","KMT",1,44104,"PLN",0.23,null,null,null,null,null,null,null,"n51",null,"EC003251","27.32.13","8544 49 99","https://bitner.com.pl/data/t4_text/649x234_085419241116_YKSXS.JPG","https://bitner.com.pl/data/t4txt_photos/05081511216_BiT_YKSXS_0,6_1_kV.pdf"]
[1260,null,"ENERGETYCZNE I SYGNALIZACYJNE","EM8412",5902956123930,"BiT YKSXS 0,6/1kV ","37G1,5","kabel sygnalizacyjny o izolacji XLPE i powłoce PVC","BITNER","KMT",1,112644,"PLN",0.23,null,null,null,null,null,null,null,"n51",null,"EC003251","27.32.13","8544 49 99","https://bitner.com.pl/data/t4_text/649x234_085419241116_YKSXS.JPG","https://bitner.com.pl/data/t4txt_photos/05081511216_BiT_YKSXS_0,6_1_kV.pdf"]
[1265,null,"ENERGETYCZNE I SYGNALIZACYJNE","EM8414",5902956123954,"BiT YKSXS 0,6/1kV ","61G1,5","kabel sygnalizacyjny o izolacji XLPE i powłoce PVC","BITNER","KMT",1,183704,"PLN",0.23,null,null,null,null,null,null,null,"n51B",null,"EC003251","27.32.13","8544 49 99","https://bitner.com.pl/data/t4_text/649x234_085419241116_YKSXS.JPG","https://bitner.com.pl/data/t4txt_photos/05081511216_BiT_YKSXS_0,6_1_kV.pdf"]
[1278,null,"ENERGETYCZNE I SYGNALIZACYJNE","EM8311",5902956122858,"BiT YKSY 0,6/1kV ","61G1,0","Kabel sygnalizacyjny o izolacji i powłoce PVC, 0,6/1kV","BITNER","KMT",1,117768,"PLN",0.23,null,null,null,null,null,null,null,"n51B",null,"EC003251","27.32.13","8544 49 99","https://bitner.com.pl/data/t4_text/649x234_085235241116_BiT%20YKSY.JPG","https://bitner.com.pl/data/t4txt_photos/023828260320_BiT%20YKSY.pdf"]
[1295,null,"ENERGETYCZNE I SYGNALIZACYJNE","EM8329",5902956122995,"BiT YKSY 0,6/1kV ","14G2,5","Kabel sygnalizacyjny o izolacji i powłoce PVC, 0,6/1kV","BITNER","KMT",1,61512,"PLN",0.23,null,null,null,null,null,null,null,"n51B",null,"EC003251","27.32.13","8544 49 99","https://bitner.com.pl/data/t4_text/649x234_085235241116_BiT%20YKSY.JPG","https://bitner.com.pl/data/t4txt_photos/023828260320_BiT%20YKSY.pdf"]
[1307,null,"ENERGETYCZNE I SYGNALIZACYJNE","EM8551",5902956124449,"BiT YKSYektmy 0,6/1kV","10G1,0","Kable sygnalizacyjne ekranowane taśmą miedzianą, 0,6/1kV","BITNER","KMT",1,42360,"PLN",0.23,null,null,null,null,null,null,null,"n51G",null,"EC003251","27.32.13","8544 49 99","https://bitner.com.pl/data/t4_text/649x234_085602241116_YKSYektmy.JPG","https://bitner.com.pl/data/t4txt_photos/040146300719_5_BiT_YKSYektmy.pdf"]
[1320,null,"ENERGETYCZNE I SYGNALIZACYJNE","EM8570",5902956124579,"BiT YKSYektmy 0,6/1kV","24G1,5","Kable sygnalizacyjne ekranowane taśmą miedzianą, 0,6/1kV","BITNER","KMT",1,103803,"PLN",0.23,null,null,null,null,null,null,null,"n51G",null,"EC003251","27.32.13","8544 49 99","https://bitner.com.pl/data/t4_text/649x234_085602241116_YKSYektmy.JPG","https://bitner.com.pl/data/t4txt_photos/040146300719_5_BiT_YKSYektmy.pdf"]
[1330,null,"ENERGETYCZNE I SYGNALIZACYJNE","EM8581",5902956124678,"BiT YKSYektmy 0,6/1kV","24G2,5","Kable sygnalizacyjne ekranowane taśmą miedzianą, 0,6/1kV","BITNER","KMT",1,136046,"PLN",0.23,null,null,null,null,null,null,null,"n51G",null,"EC003251","27.32.13","8544 49 99","https://bitner.com.pl/data/t4_text/649x234_085602241116_YKSYektmy.JPG","https://bitner.com.pl/data/t4txt_photos/040146300719_5_BiT_YKSYektmy.pdf"]
[1341,null,"ENERGETYCZNE I SYGNALIZACYJNE","EM8452",5902956125293,"BiT YKSYFtZny 0,6/1kV","7G2,5","Kabel sygnalizacyjny opancerzony taśmą stalową, 0,6/1kV","BITNER","KMT",1,39105,"PLN",0.23,null,null,null,null,null,null,null,"n51F",null,"EC003251","27.32.13","8544 49 99","https://bitner.com.pl/data/t4_text/649x234_085756241116_YKSYFtZny.JPG","https://bitner.com.pl/data/t4txt_photos/094239300320_BiT%20YKSYFtZny.pdf"]
[1347,null,"ENERGETYCZNE I SYGNALIZACYJNE","EM8458",5902956125309,"BiT YKSYFtZny 0,6/1kV","10G2,5","Kabel sygnalizacyjny opancerzony taśmą stalową, 0,6/1kV","BITNER","KMT",1,55219,"PLN",0.23,null,null,null,null,null,null,null,"n51F",null,"EC003251","27.32.13","8544 49 99","https://bitner.com.pl/data/t4_text/649x234_085756241116_YKSYFtZny.JPG","https://bitner.com.pl/data/t4txt_photos/094239300320_BiT%20YKSYFtZny.pdf"]
[1358,null,"ENERGETYCZNE I SYGNALIZACYJNE","EM8470",5902956125231,"BiT YKSYFtZny 0,6/1kV","24G1,5","Kabel sygnalizacyjny opancerzony taśmą stalową, 0,6/1kV","BITNER","KMT",1,78488,"PLN",0.23,null,null,null,null,null,null,null,"n51F",null,"EC003251","27.32.13","8544 49 99","https://bitner.com.pl/data/t4_text/649x234_085756241116_YKSYFtZny.JPG","https://bitner.com.pl/data/t4txt_photos/094239300320_BiT%20YKSYFtZny.pdf"]
[1371,null,"ENERGETYCZNE I SYGNALIZACYJNE","EM8483",5902956125286,"BiT YKSYFtZny 0,6/1kV","75G1,5","Kabel sygnalizacyjny opancerzony taśmą stalową, 0,6/1kV","BITNER","KMT",1,234630,"PLN",0.23,null,null,null,null,null,null,null,"n51F",null,"EC003251","27.32.13","8544 49 99","https://bitner.com.pl/data/t4_text/649x234_085756241116_YKSYFtZny.JPG","https://bitner.com.pl/data/t4txt_photos/094239300320_BiT%20YKSYFtZny.pdf"]
[1382,null,"ENERGETYCZNE I SYGNALIZACYJNE","EM8113",5902956124203,"BiT YnKSXS 0,6/1kV","7G1,5","kabel sygnalizacyjny o izolacji XLPE i uniepalnionej powłoce PVC","BITNER","KMT",1,21586,"PLN",0.23,null,null,null,null,null,null,null,"n51",null,"EC003251","27.32.13","8544 49 99","https://bitner.com.pl/data/t4_text/649x234_061829301116_YnKXS.JPG","https://bitner.com.pl/data/t4txt_photos/05125111216_BiT_YnKSXS_0,6_1_kV.pdf"]
[1400,null,"ENERGETYCZNE I SYGNALIZACYJNE","EM8135",5902956124388,"BiT YnKSXS 0,6/1kV","10G4,0","kabel sygnalizacyjny o izolacji XLPE i uniepalnionej powłoce PVC","BITNER","KMT",1,83127,"PLN",0.23,null,null,null,null,null,null,null,"n51B",null,"EC003251","27.32.13","8544 49 99","https://bitner.com.pl/data/t4_text/649x234_061829301116_YnKXS.JPG","https://bitner.com.pl/data/t4txt_photos/05125111216_BiT_YnKSXS_0,6_1_kV.pdf"]
[1413,null,"ENERGETYCZNE I SYGNALIZACYJNE","EM8659",5902956123497,"BiT YnKSY 0,6/1kV","37G1,0","Uniepalnione kable sygnalizacyjne, 0,6/1kV","BITNER","KMT",1,76653,"PLN",0.23,null,null,null,null,null,null,null,"n51",null,"EC003251","27.32.13","8544 49 99","https://bitner.com.pl/data/t4_text/649x234_085321241116_YnKSY.JPG","https://bitner.com.pl/data/t4txt_photos/024034260320_BiT%20YnKSY.pdf"]
[1417,null,"ENERGETYCZNE I SYGNALIZACYJNE","EM8663",5902956123534,"BiT YnKSY 0,6/1kV","7G1,5","Uniepalnione kable sygnalizacyjne, 0,6/1kV","BITNER","KMT",1,22083,"PLN",0.23,null,null,null,null,null,null,null,"n51",null,"EC003251","27.32.13","8544 49 99","https://bitner.com.pl/data/t4_text/649x234_085321241116_YnKSY.JPG","https://bitner.com.pl/data/t4txt_photos/024034260320_BiT%20YnKSY.pdf"]
[1434,null,"ENERGETYCZNE I SYGNALIZACYJNE","EM8681",5902956123671,"BiT YnKSY 0,6/1kV","24G2,5","Uniepalnione kable sygnalizacyjne, 0,6/1kV","BITNER","KMT",1,103004,"PLN",0.23,null,null,null,null,null,null,null,"n51B",null,"EC003251","27.32.13","8544 49 99","https://bitner.com.pl/data/t4_text/649x234_085321241116_YnKSY.JPG","https://bitner.com.pl/data/t4txt_photos/024034260320_BiT%20YnKSY.pdf"]
[1443,null,"ENERGETYCZNE I SYGNALIZACYJNE","IG2050.03",5902956334817,"BiTOne H05V-K BLACK",0.5,"Giętkie przewody jednożyłowe o izolacji PVC, zgodne z EN 50525-2-31","BITNER","KMT",1,1203,"PLN",0.23,null,null,null,null,null,null,null,"n28",null,"EC003250","27.32.13","8544 49 95","https://bitner.com.pl/data/t4_text/649x234_033009200421_BiTOne_H05V-K.jpg","https://bitner.com.pl/data/t4txt_photos/032847200421_BiTOne_16.04.2021%20PL.pdf"]
[1452,null,"ENERGETYCZNE I SYGNALIZACYJNE","IG2006.03",5902956334947,"BiTOne H07V-K BLACK",25,"Giętkie przewody jednożyłowe o izolacji PVC, zgodne z EN 50525-2-31","BITNER","KMT",1,52183,"PLN",0.23,null,null,null,null,null,null,null,"n28",null,"EC003250","27.32.13","8544 49 95","https://bitner.com.pl/data/t4_text/649x234_033038200421_BiTOne_H07V-K.jpg","https://bitner.com.pl/data/t4txt_photos/033128200421_BiTOne_16.04.2021%20PL.pdf"]
[1464,null,"ENERGETYCZNE I SYGNALIZACYJNE","IG2000.06",5902956335012,"BiTOne H07V-K BLUE",1.5,"Giętkie przewody jednożyłowe o izolacji PVC, zgodne z EN 50525-2-31","BITNER","KMT",1,3279,"PLN",0.23,null,null,null,null,null,null,null,"n28",null,"EC003250","27.32.13","8544 49 95","https://bitner.com.pl/data/t4_text/649x234_033038200421_BiTOne_H07V-K.jpg","https://bitner.com.pl/data/t4txt_photos/033128200421_BiTOne_16.04.2021%20PL.pdf"]
[1485,null,"ENERGETYCZNE I SYGNALIZACYJNE","IG2003.05",5902956335210,"BiTOne H07V-K RED",6,"Giętkie przewody jednożyłowe o izolacji PVC, zgodne z EN 50525-2-31","BITNER","KMT",1,12598,"PLN",0.23,null,null,null,null,null,null,null,"n28",null,"EC003250","27.32.13","8544 49 95","https://bitner.com.pl/data/t4_text/649x234_033038200421_BiTOne_H07V-K.jpg","https://bitner.com.pl/data/t4txt_photos/033128200421_BiTOne_16.04.2021%20PL.pdf"]
[1491,null,"ENERGETYCZNE I SYGNALIZACYJNE","IG2009.05",5902956335272,"BiTOne H07V-K RED",70,"Giętkie przewody jednożyłowe o izolacji PVC, zgodne z EN 50525-2-31","BITNER","KMT",1,148153,"PLN",0.23,null,null,null,null,null,null,null,"n28",null,"EC003250","27.32.13","8544 49 95","https://bitner.com.pl/data/t4_text/649x234_033038200421_BiTOne_H07V-K.jpg","https://bitner.com.pl/data/t4txt_photos/033128200421_BiTOne_16.04.2021%20PL.pdf"]
[1506,null,"ENERGETYCZNE I SYGNALIZACYJNE","IG2006.09",5902956335418,"BiTOne H07V-K BROWN",25,"Giętkie przewody jednożyłowe o izolacji PVC, zgodne z EN 50525-2-31","BITNER","KMT",1,52183,"PLN",0.23,null,null,null,null,null,null,null,"n28",null,"EC003250","27.32.13","8544 49 95","https://bitner.com.pl/data/t4_text/649x234_033038200421_BiTOne_H07V-K.jpg","https://bitner.com.pl/data/t4txt_photos/033128200421_BiTOne_16.04.2021%20PL.pdf"]
[1515,null,"ENERGETYCZNE I SYGNALIZACYJNE","IG2050.13",5902956335500,"BiTOne H05V-K GN/YL",0.5,"Giętkie przewody jednożyłowe o izolacji PVC, zgodne z EN 50525-2-31","BITNER","KMT",1,1203,"PLN",0.23,null,null,null,null,null,null,null,"n28",null,"EC003250","27.32.13","8544 49 95","https://bitner.com.pl/data/t4_text/649x234_033009200421_BiTOne_H05V-K.jpg","https://bitner.com.pl/data/t4txt_photos/032847200421_BiTOne_16.04.2021%20PL.pdf"]
[1527,null,"ENERGETYCZNE I SYGNALIZACYJNE","IG2009.13",5902956335616,"BiTOne H07V-K GN/YL",70,"Giętkie przewody jednożyłowe o izolacji PVC, zgodne z EN 50525-2-31","BITNER","KMT",1,148153,"PLN",0.23,null,null,null,null,null,null,null,"n28",null,"EC003250","27.32.13","8544 49 95","https://bitner.com.pl/data/t4_text/649x234_033038200421_BiTOne_H07V-K.jpg","https://bitner.com.pl/data/t4txt_photos/033128200421_BiTOne_16.04.2021%20PL.pdf"]
[1536,null,"ENERGETYCZNE I SYGNALIZACYJNE","IG2000.02",5902956336385,"BiTOne H07V-K GREY","1x1,5 ","Giętkie przewody jednożyłowe o izolacji PVC, zgodne z EN 50525-2-31","BITNER","KMT",1,3279,"PLN",0.23,null,null,null,null,null,null,null,"n28",null,"EC003250","27.32.13","8544 49 95","https://bitner.com.pl/data/t4_text/649x234_033038200421_BiTOne_H07V-K.jpg","https://bitner.com.pl/data/t4txt_photos/032847200421_BiTOne_16.04.2021%20PL.pdf"]
[1550,null,"ENERGETYCZNE I SYGNALIZACYJNE","IG2052.08",5902956336200,"BiTOne H05V-K VIOLET","1x1,0 ","Giętkie przewody jednożyłowe o izolacji PVC, zgodne z EN 50525-2-31","BITNER","KMT",1,2287,"PLN",0.23,null,null,null,null,null,null,null,"n28",null,"EC003250","27.32.13","8544 49 95","https://bitner.com.pl/data/t4_text/649x234_033009200421_BiTOne_H05V-K.jpg","https://bitner.com.pl/data/t4txt_photos/032847200421_BiTOne_16.04.2021%20PL.pdf"]
[1557,null,"ENERGETYCZNE I SYGNALIZACYJNE","IG2001.10",5902956336477,"BiTOne H07V-K WHITE","1x2,5 ","Giętkie przewody jednożyłowe o izolacji PVC, zgodne z EN 50525-2-31","BITNER","KMT",1,5433,"PLN",0.23,null,null,null,null,null,null,null,"n28",null,"EC003250","27.32.13","8544 49 95","https://bitner.com.pl/data/t4_text/649x234_033038200421_BiTOne_H07V-K.jpg","https://bitner.com.pl/data/t4txt_photos/033128200421_BiTOne_16.04.2021%20PL.pdf"]
[1578,null,"ENERGETYCZNE I SYGNALIZACYJNE","IG0403.03",5902956311276,"LgYd czarny",2.5,"Przewód instalacyjny o wzmocnionej izolacji 450/750V","BITNER","KMT",1,4850,"PLN",0.23,null,null,null,null,null,null,null,"n28E",null,"EC003250","27.32.13","8544 49 95"]
[1589,null,"ENERGETYCZNE I SYGNALIZACYJNE","EM2106",5902956289476,"YKYektmyżo 0,6/1kV","3x4,0RE","Elektroenergetyczny kabel o izolacji PVC i powłoce PVC, ekranowany taśmą miedzianą,  0,6/1kV","BITNER","KMT",1,36205,"PLN",0.23,null,null,null,null,null,null,null,"n21F",null,"EC003251","27.32.13","8544 49 99"]
[1599,null,"ENERGETYCZNE I SYGNALIZACYJNE","EM2116",5902956289575,"YKYektmyżo 0,6/1kV","5x2,5RE","Elektroenergetyczny kabel o izolacji PVC i powłoce PVC, ekranowany taśmą miedzianą,  0,6/1kV","BITNER","KMT",1,37022,"PLN",0.23,null,null,null,null,null,null,null,"n21F",null,"EC003251","27.32.13","8544 49 99"]
[1608,null,"ENERGETYCZNE I SYGNALIZACYJNE","EM2129",5902956289667,"YKYektmyżo 0,6/1kV","5x4,0RE","Elektroenergetyczny kabel o izolacji PVC i powłoce PVC, ekranowany taśmą miedzianą,  0,6/1kV","BITNER","KMT",1,53029,"PLN",0.23,null,null,null,null,null,null,null,"n21F",null,"EC003251","27.32.13","8544 49 99"]
[1624,null,"ENERGETYCZNE I SYGNALIZACYJNE","EM1925",5902956290182,"YKYFtZnyżo 0,6/1kV ","3x2,5RE","Kable zasilające, opancerzone taśmą stalowa ocynkowaną 0,6/1kV","BITNER","KMT",1,19933,"PLN",0.23,null,null,null,null,null,null,null,"n21F",null,"EC003251","27.32.13","8544 49 99","https://bitner.com.pl/data/t4_text/649x234_011835250620_YKYFtZny_YKYFtZny%C5%BCo_pion.jpg","https://bitner.com.pl/data/t4txt_photos/011426250620_YKYFtZny,%20YKYFtZny%C5%BCo.pdf"]
[1629,null,"ENERGETYCZNE I SYGNALIZACYJNE","EM1930",5902956290236,"YKYFtZnyżo 0,6/1kV ","3x25RMC","Kable zasilające, opancerzone taśmą stalowa ocynkowaną 0,6/1kV","BITNER","KMT",1,143191,"PLN",0.23,null,null,null,null,null,null,null,"n21F",null,"EC003251","27.32.13","8544 49 99","https://bitner.com.pl/data/t4_text/649x234_011835250620_YKYFtZny_YKYFtZny%C5%BCo_pion.jpg","https://bitner.com.pl/data/t4txt_photos/011426250620_YKYFtZny,%20YKYFtZny%C5%BCo.pdf"]
[1642,null,"ENERGETYCZNE I SYGNALIZACYJNE","EM1943",5902956290366,"YKYFtZnyżo 0,6/1kV ","5x1,5RE","Kable zasilające, opancerzone taśmą stalowa ocynkowaną 0,6/1kV","BITNER","KMT",1,20924,"PLN",0.23,null,null,null,null,null,null,null,"n21F",null,"EC003251","27.32.13","8544 49 99","https://bitner.com.pl/data/t4_text/649x234_011835250620_YKYFtZny_YKYFtZny%C5%BCo_pion.jpg","https://bitner.com.pl/data/t4txt_photos/011426250620_YKYFtZny,%20YKYFtZny%C5%BCo.pdf"]
[1659,null,"ENERGETYCZNE I SYGNALIZACYJNE","EM3509",5902956204622,"YnKXS 0,6/1kV ","1x50 RM","Elektroenergetyczny kabel o izolacji XLPE i uniepalnionej  powłoce PVC 0,6/1kV","BITNER","KMT",1,84815,"PLN",0.23,null,null,null,null,null,null,null,"n21H",null,"EC003251","27.32.13","8544 49 99","https://bitner.com.pl/data/t4_text/649x234_061829301116_YnKXS.JPG","https://bitner.com.pl/data/t4txt_photos/09430410420_YnKXS,%20YnKXS%C5%BCo.pdf"]
[1671,null,"ENERGETYCZNE I SYGNALIZACYJNE","EM3519",5902956204721,"YnKXS 0,6/1kV ","2x2,5 RE","Elektroenergetyczny kabel o izolacji XLPE i uniepalnionej  powłoce PVC 0,6/1kV","BITNER","KMT",1,11323,"PLN",0.23,null,null,null,null,null,null,null,"n21H",null,"EC003251","27.32.13","8544 49 99","https://bitner.com.pl/data/t4_text/649x234_061829301116_YnKXS.JPG","https://bitner.com.pl/data/t4txt_photos/09430410420_YnKXS,%20YnKXS%C5%BCo.pdf"]
[1676,null,"ENERGETYCZNE I SYGNALIZACYJNE","EM3524",5902956205247,"YnKXSżo 0,6/1kV ","3x1,0 RE","Elektroenergetyczny kabel o izolacji XLPE i uniepalnionej  powłoce PVC 0,6/1kV","BITNER","KMT",1,8081,"PLN",0.23,null,null,null,null,null,null,null,"n21H",null,"EC003251","27.32.13","8544 49 99","https://bitner.com.pl/data/t4_text/649x234_061829301116_YnKXS.JPG","https://bitner.com.pl/data/t4txt_photos/09430410420_YnKXS,%20YnKXS%C5%BCo.pdf"]
[1692,null,"ENERGETYCZNE I SYGNALIZACYJNE","EM3540",5902956205407,"YnKXSżo 0,6/1kV ","4x1,0 RE","Elektroenergetyczny kabel o izolacji XLPE i uniepalnionej  powłoce PVC 0,6/1kV","BITNER","KMT",1,10275,"PLN",0.23,null,null,null,null,null,null,null,"n21H",null,"EC003251","27.32.13","8544 49 99","https://bitner.com.pl/data/t4_text/649x234_061829301116_YnKXS.JPG","https://bitner.com.pl/data/t4txt_photos/09430410420_YnKXS,%20YnKXS%C5%BCo.pdf"]
[1701,null,"ENERGETYCZNE I SYGNALIZACYJNE","EM3549",5902956205490,"YnKXSżo 0,6/1kV ","4x50 RM","Elektroenergetyczny kabel o izolacji XLPE i uniepalnionej  powłoce PVC 0,6/1kV","BITNER","KMT",1,345548,"PLN",0.23,null,null,null,null,null,null,null,"n21H",null,"EC003251","27.32.13","8544 49 99","https://bitner.com.pl/data/t4_text/649x234_061829301116_YnKXS.JPG","https://bitner.com.pl/data/t4txt_photos/09430410420_YnKXS,%20YnKXS%C5%BCo.pdf"]
[1711,null,"ENERGETYCZNE I SYGNALIZACYJNE","EM3559",5902956205599,"YnKXSżo 0,6/1kV ","5x4,0 RE","Elektroenergetyczny kabel o izolacji XLPE i uniepalnionej  powłoce PVC 0,6/1kV","BITNER","KMT",1,37482,"PLN",0.23,null,null,null,null,null,null,null,"n21H",null,"EC003251","27.32.13","8544 49 99","https://bitner.com.pl/data/t4_text/649x234_061829301116_YnKXS.JPG","https://bitner.com.pl/data/t4txt_photos/09430410420_YnKXS,%20YnKXS%C5%BCo.pdf"]
[1722,null,"ENERGETYCZNE I SYGNALIZACYJNE","EM3570",5902956205704,"YnKXSżo 0,6/1kV ","5x185 RM","Elektroenergetyczny kabel o izolacji XLPE i uniepalnionej  powłoce PVC 0,6/1kV","BITNER","KMT",1,1619306,"PLN",0.23,null,null,null,null,null,null,null,"n21H",null,"EC003251","27.32.13","8544 49 99","https://bitner.com.pl/data/t4_text/649x234_061829301116_YnKXS.JPG","https://bitner.com.pl/data/t4txt_photos/09430410420_YnKXS,%20YnKXS%C5%BCo.pdf"]
[1735,null,"ENERGETYCZNE I SYGNALIZACYJNE","EM2712",5902956203472,"YnKY 0,6/1kV","1x120RMC","Elektroenergetyczny kabel o powłoce PVC uniepalnionej, 0,6/1kV","BITNER","KMT",1,205698,"PLN",0.23,null,null,null,null,null,null,null,"n21H",null,"EC003251","27.32.13","8544 49 99","https://bitner.com.pl/data/t4_text/649x234_061515301116_YnKY.JPG","https://bitner.com.pl/data/t4txt_photos/084204310719_8_YnKY_YnKY%C5%BCo.pdf"]
[1746,null,"ENERGETYCZNE I SYGNALIZACYJNE","EM2723",5902956204066,"YnKYżo 0,6/1kV","3x1,0RE","Elektroenergetyczny kabel o powłoce PVC uniepalnionej, 0,6/1kV","BITNER","KMT",1,8250,"PLN",0.23,null,null,null,null,null,null,null,"n21H",null,"EC003251","27.32.13","8544 49 99","https://bitner.com.pl/data/t4_text/649x234_061515301116_YnKY.JPG","https://bitner.com.pl/data/t4txt_photos/084204310719_8_YnKY_YnKY%C5%BCo.pdf"]
[1764,null,"ENERGETYCZNE I SYGNALIZACYJNE","EM2741",5902956204240,"YnKYżo 0,6/1kV","4x2,5RE","Elektroenergetyczny kabel o powłoce PVC uniepalnionej, 0,6/1kV","BITNER","KMT",1,20544,"PLN",0.23,null,null,null,null,null,null,null,"n21H",null,"EC003251","27.32.13","8544 49 99","https://bitner.com.pl/data/t4_text/649x234_061515301116_YnKY.JPG","https://bitner.com.pl/data/t4txt_photos/084204310719_8_YnKY_YnKY%C5%BCo.pdf"]
[1777,null,"ENERGETYCZNE I SYGNALIZACYJNE","EM2754",5902956204370,"YnKYżo 0,6/1kV","4x240RMC","Elektroenergetyczny kabel o powłoce PVC uniepalnionej, 0,6/1kV","BITNER","KMT",1,1709509,"PLN",0.23,null,null,null,null,null,null,null,"n21H",null,"EC003251","27.32.13","8544 49 99","https://bitner.com.pl/data/t4_text/649x234_061515301116_YnKY.JPG","https://bitner.com.pl/data/t4txt_photos/084204310719_8_YnKY_YnKY%C5%BCo.pdf"]
[1781,null,"ENERGETYCZNE I SYGNALIZACYJNE","EM2768",5902956204417,"YnKYżo 0,6/1kV","5x4,0RE","Elektroenergetyczny kabel o powłoce PVC uniepalnionej, 0,6/1kV","BITNER","KMT",1,39200,"PLN",0.23,null,null,null,null,null,null,null,"n21H",null,"EC003251","27.32.13","8544 49 99","https://bitner.com.pl/data/t4_text/649x234_061515301116_YnKY.JPG","https://bitner.com.pl/data/t4txt_photos/084204310719_8_YnKY_YnKY%C5%BCo.pdf"]
[1794,null,"ENERGETYCZNE I SYGNALIZACYJNE","EN5401",5902956362001,"BiT 1100®Power OR","1G2,5 RE","Uniepalnione i olejoodporne, elektroenergetyczne kable o izolacji z polietylenu sieciowanego, 0,6/1 kV","BITNER","KMT",1,5828,"PLN",0.23,null,null,null,null,null,null,null,"n21H",null,"EC003251","27.32.13","8544 49 99","https://bitner.com.pl/data/t4_text/649x234_032855180522_1100%20power%20or.jpg","https://bitner.com.pl/data/t4txt_photos/032917180522_BiT%201100%C2%AEPower%20OR_dodatkowe_przekroje_PL.pdf"]
[1807,null,"ENERGETYCZNE I SYGNALIZACYJNE","EN5414",5902956362124,"BiT 1100®Power OR","1G240 RM","Uniepalnione i olejoodporne, elektroenergetyczne kable o izolacji z polietylenu sieciowanego, 0,6/1 kV","BITNER","KMT",1,392219,"PLN",0.23,null,null,null,null,null,null,null,"n21H",null,"EC003251","27.32.13","8544 49 99","https://bitner.com.pl/data/t4_text/649x234_032855180522_1100%20power%20or.jpg","https://bitner.com.pl/data/t4txt_photos/032917180522_BiT%201100%C2%AEPower%20OR_dodatkowe_przekroje_PL.pdf"]
[1816,null,"ENERGETYCZNE I SYGNALIZACYJNE","EN5426",5902956362209,"BiT 1100®Power OR","1x25 RM","Uniepalnione i olejoodporne, elektroenergetyczne kable o izolacji z polietylenu sieciowanego, 0,6/1 kV","BITNER","KMT",1,44229,"PLN",0.23,null,null,null,null,null,null,null,"n21H",null,"EC003251","27.32.13","8544 49 99","https://bitner.com.pl/data/t4_text/649x234_032855180522_1100%20power%20or.jpg","https://bitner.com.pl/data/t4txt_photos/032917180522_BiT%201100%C2%AEPower%20OR_dodatkowe_przekroje_PL.pdf"]
[1828,null,"ENERGETYCZNE I SYGNALIZACYJNE","EN5441",5902956700957,"BiT 1100®Power OR","4G1,5 RE","Uniepalnione i olejoodporne, elektroenergetyczne kable o izolacji z polietylenu sieciowanego, 0,6/1 kV","BITNER","KMT",1,15975,"PLN",0.23,null,null,null,null,null,null,null,"n21H",null,"EC003251","27.32.13","8544 49 99","https://bitner.com.pl/data/t4_text/649x234_032855180522_1100%20power%20or.jpg","https://bitner.com.pl/data/t4txt_photos/032917180522_BiT%201100%C2%AEPower%20OR_dodatkowe_przekroje_PL.pdf"]
[1844,null,"ENERGETYCZNE I SYGNALIZACYJNE","EN5577",5902956640109,"BiT 1100®Power OR","14G2,5 RE","Uniepalnione i olejoodporne, elektroenergetyczne kable o izolacji z polietylenu sieciowanego, 0,6/1 kV","BITNER","KMT",1,67896,"PLN",0.23,null,null,null,null,null,null,null,"n21H",null,"EC003251","27.32.13","8544 49 99","https://bitner.com.pl/data/t4_text/649x234_032855180522_1100%20power%20or.jpg","https://bitner.com.pl/data/t4txt_photos/032917180522_BiT%201100%C2%AEPower%20OR_dodatkowe_przekroje_PL.pdf"]
[1857,null,"ENERGETYCZNE I SYGNALIZACYJNE","EN5454",5902956700933,"BiT 1100®Power OR","5G10 RE","Uniepalnione i olejoodporne, elektroenergetyczne kable o izolacji z polietylenu sieciowanego, 0,6/1 kV","BITNER","KMT",1,93183,"PLN",0.23,null,null,null,null,null,null,null,"n21H",null,"EC003251","27.32.13","8544 49 99","https://bitner.com.pl/data/t4_text/649x234_032855180522_1100%20power%20or.jpg","https://bitner.com.pl/data/t4txt_photos/032917180522_BiT%201100%C2%AEPower%20OR_dodatkowe_przekroje_PL.pdf"]
[1870,null,"ENERGETYCZNE I SYGNALIZACYJNE","EN5467",5902956362452,"BiT 1100®Power OR","3G70 RM","Uniepalnione i olejoodporne, elektroenergetyczne kable o izolacji z polietylenu sieciowanego, 0,6/1 kV","BITNER","KMT",1,352069,"PLN",0.23,null,null,null,null,null,null,null,"n21H",null,"EC003251","27.32.13","8544 49 99","https://bitner.com.pl/data/t4_text/649x234_032855180522_1100%20power%20or.jpg","https://bitner.com.pl/data/t4txt_photos/032917180522_BiT%201100%C2%AEPower%20OR_dodatkowe_przekroje_PL.pdf"]
[1879,null,"ENERGETYCZNE I SYGNALIZACYJNE","EN5476",5902956362506,"BiT 1100®Power OR","3G150 RM","Uniepalnione i olejoodporne, elektroenergetyczne kable o izolacji z polietylenu sieciowanego, 0,6/1 kV","BITNER","KMT",1,772484,"PLN",0.23,null,null,null,null,null,null,null,"n21H",null,"EC003251","27.32.13","8544 49 99","https://bitner.com.pl/data/t4_text/649x234_032855180522_1100%20power%20or.jpg","https://bitner.com.pl/data/t4txt_photos/032917180522_BiT%201100%C2%AEPower%20OR_dodatkowe_przekroje_PL.pdf"]
[1891,null,"ENERGETYCZNE I SYGNALIZACYJNE","EN5493",5902956366580,"BiT 1100®Power OR","5x1,5 RE","Uniepalnione i olejoodporne, elektroenergetyczne kable o izolacji z polietylenu sieciowanego, 0,6/1 kV","BITNER","KMT",1,18836,"PLN",0.23,null,null,null,null,null,null,null,"n21H",null,"EC003251","27.32.13","8544 49 99","https://bitner.com.pl/data/t4_text/649x234_032855180522_1100%20power%20or.jpg","https://bitner.com.pl/data/t4txt_photos/032917180522_BiT%201100%C2%AEPower%20OR_dodatkowe_przekroje_PL.pdf"]
[1900,null,"ENERGETYCZNE I SYGNALIZACYJNE","EN5494",5902956366672,"BiT 1100®Power OR","2x2,5 RE","Uniepalnione i olejoodporne, elektroenergetyczne kable o izolacji z polietylenu sieciowanego, 0,6/1 kV","BITNER","KMT",1,13871,"PLN",0.23,null,null,null,null,null,null,null,"n21H",null,"EC003251","27.32.13","8544 49 99","https://bitner.com.pl/data/t4_text/649x234_032855180522_1100%20power%20or.jpg","https://bitner.com.pl/data/t4txt_photos/032917180522_BiT%201100%C2%AEPower%20OR_dodatkowe_przekroje_PL.pdf"]
[1914,null,"ENERGETYCZNE I SYGNALIZACYJNE","EN5500",5902956366801,"BiT 1100®Power OR","4x4 RE","Uniepalnione i olejoodporne, elektroenergetyczne kable o izolacji z polietylenu sieciowanego, 0,6/1 kV","BITNER","KMT",1,33040,"PLN",0.23,null,null,null,null,null,null,null,"n21H",null,"EC003251","27.32.13","8544 49 99","https://bitner.com.pl/data/t4_text/649x234_032855180522_1100%20power%20or.jpg","https://bitner.com.pl/data/t4txt_photos/032917180522_BiT%201100%C2%AEPower%20OR_dodatkowe_przekroje_PL.pdf"]
[1921,null,"ENERGETYCZNE I SYGNALIZACYJNE","EN5507",5902956366863,"BiT 1100®Power OR","3x10 RE","Uniepalnione i olejoodporne, elektroenergetyczne kable o izolacji z polietylenu sieciowanego, 0,6/1 kV","BITNER","KMT",1,56140,"PLN",0.23,null,null,null,null,null,null,null,"n21H",null,"EC003251","27.32.13","8544 49 99","https://bitner.com.pl/data/t4_text/649x234_032855180522_1100%20power%20or.jpg","https://bitner.com.pl/data/t4txt_photos/032917180522_BiT%201100%C2%AEPower%20OR_dodatkowe_przekroje_PL.pdf"]
[1930,null,"ENERGETYCZNE I SYGNALIZACYJNE","EN5516",5902956366931,"BiT 1100®Power OR","4x25 RM","Uniepalnione i olejoodporne, elektroenergetyczne kable o izolacji z polietylenu sieciowanego, 0,6/1 kV","BITNER","KMT",1,183686,"PLN",0.23,null,null,null,null,null,null,null,"n21H",null,"EC003251","27.32.13","8544 49 99","https://bitner.com.pl/data/t4_text/649x234_032855180522_1100%20power%20or.jpg","https://bitner.com.pl/data/t4txt_photos/032917180522_BiT%201100%C2%AEPower%20OR_dodatkowe_przekroje_PL.pdf"]
[1949,null,"ENERGETYCZNE I SYGNALIZACYJNE","EN5535",5902956367112,"BiT 1100®Power OR","3x120 RM","Uniepalnione i olejoodporne, elektroenergetyczne kable o izolacji z polietylenu sieciowanego, 0,6/1 kV","BITNER","KMT",1,602906,"PLN",0.23,null,null,null,null,null,null,null,"n21H",null,"EC003251","27.32.13","8544 49 99","https://bitner.com.pl/data/t4_text/649x234_032855180522_1100%20power%20or.jpg","https://bitner.com.pl/data/t4txt_photos/032917180522_BiT%201100%C2%AEPower%20OR_dodatkowe_przekroje_PL.pdf"]
[1963,null,"ENERGETYCZNE I SYGNALIZACYJNE","EN5549",5902956367259,"BiT 1100®Power OR","5x240 RM","Uniepalnione i olejoodporne, elektroenergetyczne kable o izolacji z polietylenu sieciowanego, 0,6/1 kV","BITNER","KMT",1,1991904,"PLN",0.23,null,null,null,null,null,null,null,"n21H",null,"EC003251","27.32.13","8544 49 99","https://bitner.com.pl/data/t4_text/649x234_032855180522_1100%20power%20or.jpg","https://bitner.com.pl/data/t4txt_photos/032917180522_BiT%201100%C2%AEPower%20OR_dodatkowe_przekroje_PL.pdf"]
[1972,null,"GÓRNICZE","IP0408",5902956083524,"H07BQ-F","3G4,0","Gietkie kable zasilające o zwiększonej odporności mechanicznej i chemicznej","BITNER","KMT",1,27361,"PLN",0.23,null,null,null,null,null,null,null,"n37",null,"EC003250","27.32.13","8544 49 95","https://bitner.com.pl/data/t4_text/649x234_032425241116_H07%20BQ-F.JPG","https://bitner.com.pl/data/t4txt_photos/01562760420_14_H07%20BQ-F.pdf"]
[1977,null,"GÓRNICZE","IP0413",5902956083562,"H07BQ-F","4G1,5","Gietkie kable zasilające o zwiększonej odporności mechanicznej i chemicznej","BITNER","KMT",1,16276,"PLN",0.23,null,null,null,null,null,null,null,"n37",null,"EC003250","27.32.13","8544 49 95","https://bitner.com.pl/data/t4_text/649x234_032425241116_H07%20BQ-F.JPG","https://bitner.com.pl/data/t4txt_photos/01562760420_14_H07%20BQ-F.pdf"]
[1993,null,"GÓRNICZE","IP0429",5902956083739,"(H)07BQ-F","10G2,5","Gietkie kable zasilające o zwiększonej odporności mechanicznej i chemicznej","BITNER","KMT",1,53975,"PLN",0.23,null,null,null,null,null,null,null,"n37",null,"EC003250","27.32.13","8544 49 95","https://bitner.com.pl/data/t4_text/649x234_032425241116_H07%20BQ-F.JPG","https://bitner.com.pl/data/t4txt_photos/01562760420_14_H07%20BQ-F.pdf"]
[2001,null,"GÓRNICZE","GT0502",5902956184689,"8GTL3Gkon-G 300/500V","10x2x1,0","Telekomunikacyjny przewód górniczy,  ekran ogólny w postaci oplotu z drutów miedzianych ocynowanych, zastowanie  kopalnie odkrywkowe otworowe i piaskownie","BITNER","KMT",1,103944,"PLN",0.23,null,null,null,null,null,null,null,"n41",null,"EC003249","27.32.13","8544 49 95","https://bitner.com.pl/data/t4_text/649x234_020050260517_6_8GTL3Gkon-G.jpg","https://bitner.com.pl/data/t4txt_photos/124202310320_6_8GTL3Gkon_G_300_500V.pdf"]
[2014,null,"GÓRNICZE","GG1711",5902956155153,"OGŁ","4x10","Elektroenergetyczny przewód górniczy do silników głębinowych o izolacji i oponie gumowej","BITNER","KMT",1,78599,"PLN",0.23,null,null,null,null,null,null,null,"n34",null,"EC000837","27.32.13","8544 49 99","https://bitner.com.pl/data/t4_text/649x234_012129170217_15_OG%C5%81.jpg","https://bitner.com.pl/data/t4txt_photos/111302160120_Og%C5%81.pdf"]
[2023,null,"GÓRNICZE","GG1904",5902956153937,"O2nGcekż-G 0,6/1kV","3x35+16+6x2,5","Oponowy przewód górniczy, wielożyłowy ekranowany o izolacji i oponie gumowej","BITNER","KMT",1,402825,"PLN",0.23,null,null,null,null,null,null,null,"n42",null,"EC000837","27.32.13","8544 49 99","https://bitner.com.pl/data/t4_text/649x234_022239160217_6_O2nGcek%C5%BC-G.jpg","https://bitner.com.pl/data/t4txt_photos/015832310320_6_O2nGcek%C5%BC_G.pdf"]
[2036,null,"GÓRNICZE","GG1003",5902956153388,"OnG 0,6/1kV",35,"Elektroenergetyczny przewód jednożyłowy o izolacji i oponie gumowej","BITNER","KMT",1,71760,"PLN",0.23,null,null,null,null,null,null,null,"n42",null,"EC000837","27.32.13","8544 49 99","https://bitner.com.pl/data/t4_text/649x234_032117150217_1_OnG%20jedno%C5%BCy%C5%82owy.JPG","https://bitner.com.pl/data/t4txt_photos/013744310320_1_OnG_jedno%C5%BCy%C5%82owy.pdf"]
[2056,null,"GÓRNICZE","GG9002",5902956157010,"OnGcekgż-G 12/20kV","3x25+3x16/3","Oponowy przewód górniczy ekranowany w izolacji i oponie gumowej","BITNER","KMT",1,488580,"PLN",0.23,null,null,null,null,null,null,null,"n42s",null,"EC000837","27.32.14","8544 60 10","https://bitner.com.pl/data/t4_text/649x234_125153160120_4_OnGcekg%C5%BC_G_12_20kV.jpg","https://bitner.com.pl/data/t4txt_photos/015700250320_4_OnGcekg%C5%BC_G_12_20kV.pdf"]
[2065,null,"GÓRNICZE","GG5109",5902956156785,"OnGcekgż-G 3,6/6kV","3x185+3x95/3","Oponowy przewód górniczy, wielożyłowy ekranowany o izolacji i oponie gumowej","BITNER","KMT",1,1270568,"PLN",0.23,null,null,null,null,null,null,null,"n42s",null,"EC000837","27.32.14","8544 60 10","https://bitner.com.pl/data/t4_text/649x234_124005160120_1_OnGcekg%C5%BC_G_3_6_6kV.jpg","https://bitner.com.pl/data/t4txt_photos/012411250320_1_OnGcekg%C5%BC_G_3_6_6kV.pdf"]
[2075,null,"GÓRNICZE","GG1100",5902956153777,"OnGcekż-G 0,6/1kV","3x25+16+3x2,5  ","Oponowy przewód górniczy, wielożyłowy ekranowany o izolacji i oponie gumowej","BITNER","KMT",1,288363,"PLN",0.23,null,null,null,null,null,null,null,"n42",null,"EC000837","27.32.13","8544 49 99","https://bitner.com.pl/data/t4_text/649x234_014655160217_5_OnGcek%C5%BC-G.jpg","https://bitner.com.pl/data/t4txt_photos/015640310320_5_OnGcek%C5%BC_G.pdf"]
[2086,null,"GÓRNICZE","GG1415",5902956154231,"OnGcekż-G2 0,6/1kV","3x70+3x16+25+6x2,5","Oponowy przewód górniczy, wielożyłowy ekranowany o izolacji i oponie gumowej zdwoma układami żył","BITNER","KMT",1,925293,"PLN",0.23,null,null,null,null,null,null,null,"n42",null,"EC000837","27.32.13","8544 49 99","https://bitner.com.pl/data/t4_text/649x234_032008160217_8_OnGcek%C5%BC-G2.jpg","https://bitner.com.pl/data/t4txt_photos/114526160120_OnGcek%C5%BC-G2.pdf"]
[2095,null,"GÓRNICZE","GG1806",5902956154057,"OnGcekż-GW 0,6/1kV","3x70+35+6x2,5","Oponowy przewód górniczy, wielożyłowy ekranowany o izolacji i oponie gumowej, uszczelniony","BITNER","KMT",1,783077,"PLN",0.23,null,null,null,null,null,null,null,"n42",null,"EC000837","27.32.13","8544 49 99","https://bitner.com.pl/data/t4_text/649x234_015448160217_7_OnGcek%C5%BC-GW.jpg","https://bitner.com.pl/data/t4txt_photos/115016160120_OnGcek%C5%BC-GW.pdf"]
[2110,null,"GÓRNICZE","GG1162",5902956154798,"OnGcekżi-G 0,6/1kV","3x2,5+2,5+2x2,5","Oponowy przewód górniczy, wielożyłowy ekranowany o izolacji i oponie gumowej","BITNER","KMT",1,87481,"PLN",0.23,null,null,null,null,null,null,null,"n42",null,"EC000837","27.32.13","8544 49 99","https://bitner.com.pl/data/t4_text/649x234_011138170217_11_OnGcek%C5%BCi-G.jpg","https://bitner.com.pl/data/t4txt_photos/115508160120_OnGcek%C5%BCi-G.pdf"]
[2116,null,"GÓRNICZE","GG1171",5902956154897,"OnGcekżi-G 0,6/1kV","3x2,5+2,5+4x2,5","Oponowy przewód górniczy, wielożyłowy ekranowany o izolacji i oponie gumowej","BITNER","KMT",1,121714,"PLN",0.23,null,null,null,null,null,null,null,"n42",null,"EC000837","27.32.13","8544 49 99","https://bitner.com.pl/data/t4_text/649x234_011138170217_11_OnGcek%C5%BCi-G.jpg","https://bitner.com.pl/data/t4txt_photos/115508160120_OnGcek%C5%BCi-G.pdf"]
[2129,null,"GÓRNICZE","GG1057",5902956153678,"OnGc-G 0,6/1kV","3x25+4x16/4,0+25","Oponowy przewód górniczy, wielożyłowy nieekranowany o izolacji i oponie gumowej","BITNER","KMT",1,171869,"PLN",0.23,null,null,null,null,null,null,null,"n42",null,"EC000837","27.32.13","8544 49 99","https://bitner.com.pl/data/t4_text/649x234_014328160217_4_OnGc-G.jpg","https://bitner.com.pl/data/t4txt_photos/014552310320_4_OnGc_G.pdf"]
[2145,null,"GÓRNICZE","GG8105",5902956157355,"OnGcrekgż-G(S) 6/10 kV","3x70+3x35/3","Przewód oponowy średniego napięcia","BITNER","KMT",1,789793,"PLN",0.23,null,null,null,null,null,null,null,"n42s",null,"EC000837","27.32.14","8544 60 10","https://bitner.com.pl/data/t4_text/649x234_011236270217_8_OnGcrekg%C5%BC-G(S)_3,6_6kV.JPG","https://bitner.com.pl/data/t4txt_photos/020203250320_8_OnGcrekg%C5%BC_G_S_6_10kV.pdf"]
[2158,null,"GÓRNICZE","GG8210",5902956313669,"OnGcrekgż-G(Z) 6/10kV","3x50+3x50/3","Przewód oponowy średniego napięcia","BITNER","KMT",1,668724,"PLN",0.23,null,null,null,null,null,null,null,"n42s",null,"EC000837","27.32.14","8544 60 10","https://bitner.com.pl/data/t4_text/649x234_013848270217_10_OnGcrekg%C5%BC-G(Z)_6_10kV.JPG","https://bitner.com.pl/data/t4txt_photos/020439250320_10_OnGcrekg%C5%BC_G_Z_6_10kV.pdf"]
[2162,null,"GÓRNICZE","GG1606",5902956154606,"OnZGcekż-GW(A) 0,6/1kV","3x95+35+6x4,0","Oponowy przewód górniczy, wielożyłowy ekranowany o izolacji i oponie gumowej","BITNER","KMT",1,1089557,"PLN",0.23,null,null,null,null,null,null,null,"n42",null,"EC000837","27.32.13","8544 49 99","https://bitner.com.pl/data/t4_text/649x234_034906160217_10_OnZGcek%C5%BC-GW(A).jpg","https://bitner.com.pl/data/t4txt_photos/122036160120_OnZGcek%C5%BC-GW(A).pdf"]
[2179,null,"GÓRNICZE","G61719",5902956179616,"YHKGSYFoyn 0,6/1kV","4x2,5+2,5","Sygnalizacyjny kabel górniczy opancerzony o izolacji i osłonie PVC, z ekranami indywidulanymi na żyłach","BITNER","KMT",1,66998,"PLN",0.23,null,null,null,null,null,null,null,"n41",null,"EC003251","27.32.13","8544 49 99","https://bitner.com.pl/data/t4_text/649x234_100046140120_YHKGSYFoyn.jpg","https://bitner.com.pl/data/t4txt_photos/100000300320_12_YHKGSYFoyn.pdf"]
[2188,null,"GÓRNICZE","G61733",5902956179401,"YHKGSYFoyn 0,6/1kV","23x1,0+1,0","Sygnalizacyjny kabel górniczy opancerzony o izolacji i osłonie PVC, z ekranami indywidulanymi na żyłach","BITNER","KMT",1,156465,"PLN",0.23,null,null,null,null,null,null,null,"n41",null,"EC003251","27.32.13","8544 49 99","https://bitner.com.pl/data/t4_text/649x234_100046140120_YHKGSYFoyn.jpg","https://bitner.com.pl/data/t4txt_photos/100000300320_12_YHKGSYFoyn.pdf"]
[2197,null,"GÓRNICZE","G61749",5902956179708,"YHKGSYFoyn 0,6/1kV","29x2,5+2,5","Sygnalizacyjny kabel górniczy opancerzony o izolacji i osłonie PVC, z ekranami indywidulanymi na żyłach","BITNER","KMT",1,255486,"PLN",0.23,null,null,null,null,null,null,null,"n41",null,"EC003251","27.32.13","8544 49 99","https://bitner.com.pl/data/t4_text/649x234_100046140120_YHKGSYFoyn.jpg","https://bitner.com.pl/data/t4txt_photos/100000300320_12_YHKGSYFoyn.pdf"]
[2209,null,"GÓRNICZE","G32539",5902956178985,"YHKGSYFoyn 300/500V","23x1,5+1,5","Sygnalizacyjny kabel górniczy opancerzony o izolacji i osłonie PVC, z ekranami indywidulanymi na żyłach","BITNER","KMT",1,161057,"PLN",0.23,null,null,null,null,null,null,null,"n41",null,"EC003248","27.32.13","8544 49 95","https://bitner.com.pl/data/t4_text/649x234_100046140120_YHKGSYFoyn.jpg","https://bitner.com.pl/data/t4txt_photos/100000300320_12_YHKGSYFoyn.pdf"]
[2222,null,"GÓRNICZE","GP5604",5902956156136,"YHKGXSekyn 3,6/6kV","3x70/25","Elektroenergetyczny kabel górniczy podwójnie ekranowany","BITNER","KMT",1,456200,"PLN",0.23,null,null,null,null,null,null,null,"n41s",null,"EC003251","27.32.14","8544 60 10","https://bitner.com.pl/data/t4_text/649x234_024735200217_8_YHKGXSekyn_3,6_6kV.JPG","https://bitner.com.pl/data/t4txt_photos/020543200520_7_YHKGXSekyn.pdf"]
[2232,null,"GÓRNICZE","GP1458",5902956153302,"YHKGXSFoyn 0,6/1kV","3x150/50","Elektroenergetyczny, ekranowany kabel górniczy opancerzony drutem stalowym","BITNER","KMT",1,804613,"PLN",0.23,null,null,null,null,null,null,null,"n41",null,"EC003251","27.32.13","8544 49 99","https://bitner.com.pl/data/t4_text/649x234_03151370120_YHKGXSFoyn.jpg","https://bitner.com.pl/data/t4txt_photos/125950260320_17_YHKGXSFoyn.pdf"]
[2251,null,"GÓRNICZE","GP1202",5902956152756,"YHKGXSyn 0,6/1kV","3x25/16","Elektroenergetyczny ekranowany kabel górniczy o izolacji XLPE","BITNER","KMT",1,176535,"PLN",0.23,null,null,null,null,null,null,null,"n41",null,"EC003251","27.32.13","8544 49 99","https://bitner.com.pl/data/t4_text/649x234_02371570120_YHKGXSyn.jpg","https://bitner.com.pl/data/t4txt_photos/125635260320_14_YHKGXSyn.pdf"]
[2264,null,"GÓRNICZE","GP1109",5902956152473,"YHKGYekyn 0,6/1kV","3x185/50","Elektroenergetyczny kabel górniczy podwójnie ekranowany","BITNER","KMT",1,876600,"PLN",0.23,null,null,null,null,null,null,null,"n41",null,"EC003251","27.32.13","8544 49 99","https://bitner.com.pl/data/t4_text/649x234_02104170120_YHKGYekyn.jpg","https://bitner.com.pl/data/t4txt_photos/125304260320_11_YHKGYekyn.pdf"]
[2267,null,"GÓRNICZE","GP1057",5902956152688,"YHKGYFoyn 0,6/1kV","3x120/35","Elektroenergetyczny, ekranowany kabel górniczy, opancerzony drutami stalowymi","BITNER","KMT",1,621477,"PLN",0.23,null,null,null,null,null,null,null,"n41",null,"EC003251","27.32.13","8544 49 99","https://bitner.com.pl/data/t4_text/649x234_02232270120_YHKGYFoyn.jpg","https://bitner.com.pl/data/t4txt_photos/125536260320_13_YHKGYFoyn.pdf"]
[2285,null,"GÓRNICZE","G30904",5902956169488,"YKGSLYkonyn 300/500V","6x1,0+1,0","Sygnalizacyjny ekranowany kabel górniczy o izolacji i uniepalnionej powłoce PVC","BITNER","KMT",1,32222,"PLN",0.23,null,null,null,null,null,null,null,"n41",null,"EC003250","27.32.13","8544 49 95","https://bitner.com.pl/data/t4_text/649x234_114645140120_YKGSLYkonyn.jpg","https://bitner.com.pl/data/t4txt_photos/034207270320_5_YKGSLYkonyn.pdf"]
[2294,null,"GÓRNICZE","G30935",5902956169778,"YKGSLYkonyn 300/500V","9x2,5+2,5","Sygnalizacyjny ekranowany kabel górniczy o izolacji i uniepalnionej powłoce PVC","BITNER","KMT",1,65179,"PLN",0.23,null,null,null,null,null,null,null,"n41",null,"EC003250","27.32.13","8544 49 95","https://bitner.com.pl/data/t4_text/649x234_114645140120_YKGSLYkonyn.jpg","https://bitner.com.pl/data/t4txt_photos/034207270320_5_YKGSLYkonyn.pdf"]
[2302,null,"GÓRNICZE","G60908",5902956174147,"YKGSYFoyn 0,6/1kV","18x1,0+1,0","Sygnalizacyjny opancerzony kabel górniczy o izolacji i osłonie PVC","BITNER","KMT",1,76879,"PLN",0.23,null,null,null,null,null,null,null,"n41",null,"EC003251","27.32.13","8544 49 99","https://bitner.com.pl/data/t4_text/649x234_120620140120_YKGSYFoyn.jpg","https://bitner.com.pl/data/t4txt_photos/094659300320_8_YKGSYFoyn.pdf"]
[2315,null,"GÓRNICZE","G60926",5902956174383,"YKGSYFoyn 0,6/1kV","6x2,5+2,5","Sygnalizacyjny opancerzony kabel górniczy o izolacji i osłonie PVC","BITNER","KMT",1,53291,"PLN",0.23,null,null,null,null,null,null,null,"n41",null,"EC003251","27.32.13","8544 49 99","https://bitner.com.pl/data/t4_text/649x234_120620140120_YKGSYFoyn.jpg","https://bitner.com.pl/data/t4txt_photos/094659300320_8_YKGSYFoyn.pdf"]
[2330,null,"GÓRNICZE","G60938",5902956315571,"YKGSYFoyn 0,6/1kV","23x2,5+2,5","Sygnalizacyjny opancerzony kabel górniczy o izolacji i osłonie PVC","BITNER","KMT",1,135581,"PLN",0.23,null,null,null,null,null,null,null,"n41",null,"EC003251","27.32.13","8544 49 99","https://bitner.com.pl/data/t4_text/649x234_120620140120_YKGSYFoyn.jpg","https://bitner.com.pl/data/t4txt_photos/094659300320_8_YKGSYFoyn.pdf"]
[2344,null,"GÓRNICZE","G62435",5902956168238,"YKGSYkonyn 0,6/1kV","9x2,5+2,5","Sygnalizacyjny ekranowany kabel górniczy o izolacji i osłonie PVC","BITNER","KMT",1,63378,"PLN",0.23,null,null,null,null,null,null,null,"n41",null,"EC003251","27.32.13","8544 49 99","https://bitner.com.pl/data/t4_text/649x234_123831140120_YKGSYkonyn.jpg","https://bitner.com.pl/data/t4txt_photos/022542270320_3_YKGSYkonyn.pdf"]
[2357,null,"GÓRNICZE","G61112",5902956177155,"YnHKGSLY 0,6/1kV","29x1,0+1,0","Sygnalizacyjny kabel górniczy o izolacji i powłoce PVC z ekranami indywidualnymi na żyłach","BITNER","KMT",1,107883,"PLN",0.23,null,null,null,null,null,null,null,"n41",null,"EC000837","27.32.13","8544 49 99","https://bitner.com.pl/data/t4_text/649x234_125257140120_YnHKGSLY.jpg","https://bitner.com.pl/data/t4txt_photos/020406190121_10_YnHKGSLY.pdf"]
[2365,null,"GÓRNICZE","G10602",5902956175854,"YnHKGSLY 150/250V","3x1,0+1,0","Sygnalizacyjny kabel górniczy o izolacji i powłoce PVC z ekranami indywidualnymi na żyłach","BITNER","KMT",1,15917,"PLN",0.23,null,null,null,null,null,null,null,"n41",null,"EC003250","27.32.13","8544 49 95","https://bitner.com.pl/data/t4_text/649x234_125257140120_YnHKGSLY.jpg","https://bitner.com.pl/data/t4txt_photos/020406190121_10_YnHKGSLY.pdf"]
[2378,null,"GÓRNICZE","G31910",5902956176530,"YnHKGSLY 300/500V","23x1,0+1,0","Sygnalizacyjny kabel górniczy o izolacji i powłoce PVC z ekranami indywidualnymi na żyłach","BITNER","KMT",1,79195,"PLN",0.23,null,null,null,null,null,null,null,"n41",null,"EC003250","27.32.13","8544 49 95","https://bitner.com.pl/data/t4_text/649x234_125257140120_YnHKGSLY.jpg","https://bitner.com.pl/data/t4txt_photos/020406190121_10_YnHKGSLY.pdf"]
[2387,null,"GÓRNICZE","G31923",5902956176660,"YnHKGSLY 300/500V","18x1,5+1,5","Sygnalizacyjny kabel górniczy o izolacji i powłoce PVC z ekranami indywidualnymi na żyłach","BITNER","KMT",1,79858,"PLN",0.23,null,null,null,null,null,null,null,"n41",null,"EC003250","27.32.13","8544 49 95","https://bitner.com.pl/data/t4_text/649x234_125257140120_YnHKGSLY.jpg","https://bitner.com.pl/data/t4txt_photos/020406190121_10_YnHKGSLY.pdf"]
[2400,null,"GÓRNICZE","G10938",5902956181459,"YnHKGSLYkon 150/250V","18x2,5+2,5","Sygnalizacyjny ekranowany kabel górniczy o izolacji i powłoce PVC z ekranami indywidualnymi na żyłach","BITNER","KMT",1,139526,"PLN",0.23,null,null,null,null,null,null,null,"n41",null,"EC003250","27.32.13","8544 49 95","https://bitner.com.pl/data/t4_text/649x234_010624140120_YnHKGSLYkon.jpg","https://bitner.com.pl/data/t4txt_photos/100414300320_14_YnHKGSLYkon.pdf"]
[2408,null,"GÓRNICZE","GG33318",5902956181855,"YnHKGSLYkon 300/500V","4x1,5+1,5","Sygnalizacyjny ekranowany kabel górniczy o izolacji i powłoce PVC z ekranami indywidualnymi na żyłach","BITNER","KMT",1,41831,"PLN",0.23,null,null,null,null,null,null,null,"n41",null,"EC003250","27.32.13","8544 49 95","https://bitner.com.pl/data/t4_text/649x234_010624140120_YnHKGSLYkon.jpg","https://bitner.com.pl/data/t4txt_photos/100414300320_14_YnHKGSLYkon.pdf"]
[2429,null,"GÓRNICZE","G62917",5902956175403,"YnHKGSY 0,6/1kV","3x1,5+1,5","Sygnalizacyjny kabel górniczy o izolacji i powłoce PVC z ekranami indywidualnymi na żyłach","BITNER","KMT",1,24612,"PLN",0.23,null,null,null,null,null,null,null,"n41",null,"EC003251","27.32.13","8544 49 99","https://bitner.com.pl/data/t4_text/649x234_011824140120_YnHKGSY.jpg","https://bitner.com.pl/data/t4txt_photos/095003300320_9_YnHKGSY.pdf"]
[2435,null,"GÓRNICZE","G62925",5902956175489,"YnHKGSY 0,6/1kV","23x1,5+1,5","Sygnalizacyjny kabel górniczy o izolacji i powłoce PVC z ekranami indywidualnymi na żyłach","BITNER","KMT",1,111288,"PLN",0.23,null,null,null,null,null,null,null,"n41",null,"EC003251","27.32.13","8544 49 99","https://bitner.com.pl/data/t4_text/649x234_011824140120_YnHKGSY.jpg","https://bitner.com.pl/data/t4txt_photos/095003300320_9_YnHKGSY.pdf"]
[2450,null,"GÓRNICZE","G62948",5902956175717,"YnHKGSY 0,6/1kV","4x4,0+4,0","Sygnalizacyjny kabel górniczy o izolacji i powłoce PVC z ekranami indywidualnymi na żyłach","BITNER","KMT",1,58878,"PLN",0.23,null,null,null,null,null,null,null,"n41",null,"EC003251","27.32.13","8544 49 99","https://bitner.com.pl/data/t4_text/649x234_011824140120_YnHKGSY.jpg","https://bitner.com.pl/data/t4txt_photos/095003300320_9_YnHKGSY.pdf"]
[2459,null,"GÓRNICZE","GG33507",5902956174703,"YnHKGSY 300/500V","13x1,0+1,0","Sygnalizacyjny kabel górniczy o izolacji i powłoce PVC z ekranami indywidualnymi na żyłach","BITNER","KMT",1,45824,"PLN",0.23,null,null,null,null,null,null,null,"n41",null,"EC003248","27.32.13","8544 49 95","https://bitner.com.pl/data/t4_text/649x234_011824140120_YnHKGSY.jpg","https://bitner.com.pl/data/t4txt_photos/095003300320_9_YnHKGSY.pdf"]
[2474,null,"GÓRNICZE","GT0412",5902956184405,"YnHTKGX","2x2x0,8+1,0","Telekomunikacyjny ekranowany kabel górniczy","BITNER","KMT",1,27148,"PLN",0.23,null,null,null,null,null,null,null,"n41",null,"EC003249","27.32.13","8544 49 93","https://bitner.com.pl/data/t4_text/649x234_014151260517_3_YnHTKGX.jpg","https://bitner.com.pl/data/t4txt_photos/123732310320_4_YnHTKGX.pdf"]
[2480,null,"GÓRNICZE","G60035",5902956167095,"YnKGSLY 0,6/1kV","6x2,5+2,5","Sygnalizacyjny kabel górniczy o izolacji i powłoce PVC","BITNER","KMT",1,30806,"PLN",0.23,null,null,null,null,null,null,null,"n41",null,"EC000837","27.32.13","8544 49 99","https://bitner.com.pl/data/t4_text/649x234_013522140120_YnKGSLY.jpg","https://bitner.com.pl/data/t4txt_photos/022019270320_2_YnKGSLY.pdf"]
[2498,null,"GÓRNICZE","G30331",5902956166319,"YnKGSLY 300/500V","2x2,5+2,5","Sygnalizacyjny kabel górniczy o izolacji i powłoce PVC","BITNER","KMT",1,13919,"PLN",0.23,null,null,null,null,null,null,null,"n41",null,"EC003250","27.32.13","8544 49 95","https://bitner.com.pl/data/t4_text/649x234_013522140120_YnKGSLY.jpg","https://bitner.com.pl/data/t4txt_photos/022019270320_2_YnKGSLY.pdf"]
[2501,null,"GÓRNICZE","G3014",5902956171832,"YnKGSLYkon 0,6/1kV","2x1,0+1,0","Sygnalizacyjny ekranowany kabel górniczy o izolacji i powłoce PVC","BITNER","KMT",1,15841,"PLN",0.23,null,null,null,null,null,null,null,"n41",null,"EC000837","27.32.13","8544 49 99","https://bitner.com.pl/data/t4_text/649x234_015643140120_YnKGSLYkon.jpg","https://bitner.com.pl/data/t4txt_photos/034735270320_6_YnKGSLYkon.pdf"]
[2522,null,"GÓRNICZE","G31102",5902956171283,"YnKGSLYkon 300/500V","3x1,0+1,0","Sygnalizacyjny ekranowany kabel górniczy o izolacji i powłoce PVC","BITNER","KMT",1,17004,"PLN",0.23,null,null,null,null,null,null,null,"n41",null,"EC003250","27.32.13","8544 49 95","https://bitner.com.pl/data/t4_text/649x234_015643140120_YnKGSLYkon.jpg","https://bitner.com.pl/data/t4txt_photos/034735270320_6_YnKGSLYkon.pdf"]
[2526,null,"GÓRNICZE","G31106",5902956171320,"YnKGSLYkon 300/500V","11x1,0+1,0","Sygnalizacyjny ekranowany kabel górniczy o izolacji i powłoce PVC","BITNER","KMT",1,37211,"PLN",0.23,null,null,null,null,null,null,null,"n41",null,"EC003250","27.32.13","8544 49 95","https://bitner.com.pl/data/t4_text/649x234_015643140120_YnKGSLYkon.jpg","https://bitner.com.pl/data/t4txt_photos/034735270320_6_YnKGSLYkon.pdf"]
[2543,null,"GÓRNICZE","G31125",5902956171504,"YnKGSLYkon 300/500V","23x1,5+1,5","Sygnalizacyjny ekranowany kabel górniczy o izolacji i powłoce PVC","BITNER","KMT",1,86921,"PLN",0.23,null,null,null,null,null,null,null,"n41",null,"EC003250","27.32.13","8544 49 95","https://bitner.com.pl/data/t4_text/649x234_015643140120_YnKGSLYkon.jpg","https://bitner.com.pl/data/t4txt_photos/034735270320_6_YnKGSLYkon.pdf"]
[2552,null,"GÓRNICZE","G31137",5902956171610,"YnKGSLYkon 300/500V","13x2,5+2,5","Sygnalizacyjny ekranowany kabel górniczy o izolacji i powłoce PVC","BITNER","KMT",1,72500,"PLN",0.23,null,null,null,null,null,null,null,"n41",null,"EC003250","27.32.13","8544 49 95","https://bitner.com.pl/data/t4_text/649x234_015643140120_YnKGSLYkon.jpg","https://bitner.com.pl/data/t4txt_photos/034735270320_6_YnKGSLYkon.pdf"]
[2561,null,"GÓRNICZE","G62203",5902956164537,"YnKGSY 0,6/1kV","4x1,0+1,0","Sygnalizacyjny kabel górniczy o izoalcji i powłoce PVC","BITNER","KMT",1,14309,"PLN",0.23,null,null,null,null,null,null,null,"n41",null,"EC003251","27.32.13","8544 49 99","https://bitner.com.pl/data/t4_text/649x234_021927140120_YnKGSY.jpg","https://bitner.com.pl/data/t4txt_photos/021648270320_1_YnKGSY.pdf"]
[2573,null,"GÓRNICZE","G62220",5902956164704,"YnKGSY 0,6/1kV","9x1,5+1,5","Sygnalizacyjny kabel górniczy o izoalcji i powłoce PVC","BITNER","KMT",1,32698,"PLN",0.23,null,null,null,null,null,null,null,"n41",null,"EC003251","27.32.13","8544 49 99","https://bitner.com.pl/data/t4_text/649x234_021927140120_YnKGSY.jpg","https://bitner.com.pl/data/t4txt_photos/021648270320_1_YnKGSY.pdf"]
[2582,null,"GÓRNICZE","G62234",5902956164841,"YnKGSY 0,6/1kV","6x2,5+2,5","Sygnalizacyjny kabel górniczy o izoalcji i powłoce PVC","BITNER","KMT",1,29918,"PLN",0.23,null,null,null,null,null,null,null,"n41",null,"EC003251","27.32.13","8544 49 99","https://bitner.com.pl/data/t4_text/649x234_021927140120_YnKGSY.jpg","https://bitner.com.pl/data/t4txt_photos/021648270320_1_YnKGSY.pdf"]
[2596,null,"GÓRNICZE","G62255",5902956165053,"YnKGSY 0,6/1kV","23x4,0+4,0","Sygnalizacyjny kabel górniczy o izoalcji i powłoce PVC","BITNER","KMT",1,137550,"PLN",0.23,null,null,null,null,null,null,null,"n41",null,"EC003251","27.32.13","8544 49 99","https://bitner.com.pl/data/t4_text/649x234_021927140120_YnKGSY.jpg","https://bitner.com.pl/data/t4txt_photos/021648270320_1_YnKGSY.pdf"]
[2615,null,"GÓRNICZE","GP0308",5902956151438,"YnKGY-żo 0,6/1kV","5x4,0","Kabel elektroenergetyczny górniczy","BITNER","KMT",1,34752,"PLN",0.23,null,null,null,null,null,null,null,"n41",null,"EC003251","27.32.13","8544 49 99","https://bitner.com.pl/data/t4_text/649x234_12032270120_YnKGY-%C5%BCo.jpg","https://bitner.com.pl/data/t4txt_photos/123909260320_4_YnKGY_%C5%BCo.pdf"]
[2616,null,"GÓRNICZE","GP0310",5902956151452,"YnKGY-żo 0,6/1kV","4x6,0","Kabel elektroenergetyczny górniczy","BITNER","KMT",1,32834,"PLN",0.23,null,null,null,null,null,null,null,"n41",null,"EC003251","27.32.13","8544 49 99","https://bitner.com.pl/data/t4_text/649x234_12032270120_YnKGY-%C5%BCo.jpg","https://bitner.com.pl/data/t4txt_photos/123909260320_4_YnKGY_%C5%BCo.pdf"]
[2631,null,"GÓRNICZE","GP0014",5902956151124,"YnOGY  0,6/1kV","3x6,0+6,0+4,0","Przewód górniczy o izolacji i powłoce PVC","BITNER","KMT",1,63189,"PLN",0.23,null,null,null,null,null,null,null,"n41",null,"EC000837","27.32.13","8544 49 99","https://bitner.com.pl/data/t4_text/649x234_11402070120_YnOGY.jpg","https://bitner.com.pl/data/t4txt_photos/123402260320_1_YnOGY.pdf"]
[2645,null,"GÓRNICZE","G32915",5902956183057,"YnStY-Gżo 300/500V","7x1,5","Górnicze elastyczne przewody sterownicze","BITNER","KMT",1,16102,"PLN",0.23,null,null,null,null,null,null,null,"n41",null,"EC003250","27.32.13","8544 49 95","https://bitner.com.pl/data/t4_text/649x234_023131140120_YnStY-G(%C5%BCo).jpg","https://bitner.com.pl/data/t4txt_photos/100606300320_15_YnStY_G_%C5%BCo.pdf"]
[2659,null,"GÓRNICZE","GT0200",5902956184184,"YTKGXFoyn","5x2x0,8","Telekomunikacyjny opancerzony kabel górniczy","BITNER","KMT",1,22012,"PLN",0.23,null,null,null,null,null,null,null,"n41",null,"EC003249","27.32.13","8544 49 93","https://bitner.com.pl/data/t4_text/649x234_012505260517_4_YTKGXFoyn.jpg","https://bitner.com.pl/data/t4txt_photos/123619310320_3_YTKGXFoyn.pdf"]
[2666,null,"GÓRNICZE","GT0207",5902956184252,"YTKGXFoyn","60x2x0,8","Telekomunikacyjny opancerzony kabel górniczy","BITNER","KMT",1,114992,"PLN",0.23,null,null,null,null,null,null,null,"n41",null,"EC003249","27.32.13","8544 49 93","https://bitner.com.pl/data/t4_text/649x234_012505260517_4_YTKGXFoyn.jpg","https://bitner.com.pl/data/t4txt_photos/123619310320_3_YTKGXFoyn.pdf"]
[2679,null,"STEROWNICZE","S30081",5902956000712,"BiT LiYY 300/300V","4x0,5","Kable sterownicze giętkie, żyły kolorowe, izolacja i powłoka PVC, do zastosowań wnętrzowych,  300/300V","BITNER","KMT",1,6087,"PLN",0.23,null,null,null,null,null,null,null,"n84",null,"EC003250","27.32.13","8544 49 95","https://bitner.com.pl/data/t4_text/649x234_071629231116_LiYY%20300_300.JPG","https://bitner.com.pl/data/t4txt_photos/09445281118_LiYY_300_300.pdf"]
[2694,null,"STEROWNICZE","S30106",5902956000934,"BiT LiYY 300/300V","3x0,75","Kable sterownicze giętkie, żyły kolorowe, izolacja i powłoka PVC, do zastosowań wnętrzowych,  300/300V","BITNER","KMT",1,6668,"PLN",0.23,null,null,null,null,null,null,null,"n84",null,"EC003250","27.32.13","8544 49 95","https://bitner.com.pl/data/t4_text/649x234_071629231116_LiYY%20300_300.JPG","https://bitner.com.pl/data/t4txt_photos/09445281118_LiYY_300_300.pdf"]
[2708,null,"STEROWNICZE","S30123",5902956001085,"BiT LiYY 300/300V","37x0,75","Kable sterownicze giętkie, żyły kolorowe, izolacja i powłoka PVC, do zastosowań wnętrzowych,  300/300V","BITNER","KMT",1,74304,"PLN",0.23,null,null,null,null,null,null,null,"n84",null,"EC003250","27.32.13","8544 49 95","https://bitner.com.pl/data/t4_text/649x234_071629231116_LiYY%20300_300.JPG","https://bitner.com.pl/data/t4txt_photos/09445281118_LiYY_300_300.pdf"]
[2709,null,"STEROWNICZE","S30127",5902956001108,"BiT LiYY 300/300V","2x1,0","Kable sterownicze giętkie, żyły kolorowe, izolacja i powłoka PVC, do zastosowań wnętrzowych,  300/300V","BITNER","KMT",1,6243,"PLN",0.23,null,null,null,null,null,null,null,"n84",null,"EC003250","27.32.13","8544 49 95","https://bitner.com.pl/data/t4_text/649x234_071629231116_LiYY%20300_300.JPG","https://bitner.com.pl/data/t4txt_photos/09445281118_LiYY_300_300.pdf"]
[2729,null,"STEROWNICZE","S30156",5902956001306,"BiT LiYY 300/300V","10x1,5","Kable sterownicze giętkie, żyły kolorowe, izolacja i powłoka PVC, do zastosowań wnętrzowych,  300/300V","BITNER","KMT",1,39092,"PLN",0.23,null,null,null,null,null,null,null,"n84",null,"EC003250","27.32.13","8544 49 95","https://bitner.com.pl/data/t4_text/649x234_071629231116_LiYY%20300_300.JPG","https://bitner.com.pl/data/t4txt_photos/09445281118_LiYY_300_300.pdf"]
[2738,null,"STEROWNICZE","S30174",5902956001399,"BiT LiYY 300/300V","5x2,5","Kable sterownicze giętkie, żyły kolorowe, izolacja i powłoka PVC, do zastosowań wnętrzowych,  300/300V","BITNER","KMT",1,32409,"PLN",0.23,null,null,null,null,null,null,null,"n84",null,"EC003250","27.32.13","8544 49 95","https://bitner.com.pl/data/t4_text/649x234_071629231116_LiYY%20300_300.JPG","https://bitner.com.pl/data/t4txt_photos/09445281118_LiYY_300_300.pdf"]
[2751,null,"STEROWNICZE","S30349",5902956001948,"BiT LiYY 300/300V","10x2x0,5","Kable sterownicze giętkie, parowane,  żyły kolorowe, izolacja i powłoka PVC, do zastosowań wnętrzowych,  300/300V","BITNER","KMT",1,28175,"PLN",0.23,null,null,null,null,null,null,null,"n84",null,"EC003250","27.32.13","8544 49 95","https://bitner.com.pl/data/t4_text/649x234_071629231116_LiYY%20300_300.JPG","https://bitner.com.pl/data/t4txt_photos/09445281118_LiYY_300_300.pdf"]
[2764,null,"STEROWNICZE","S30368",5902956002075,"BiT LiYY 300/300V","12x2x0,75","Kable sterownicze giętkie, parowane,  żyły kolorowe, izolacja i powłoka PVC, do zastosowań wnętrzowych,  300/300V","BITNER","KMT",1,49196,"PLN",0.23,null,null,null,null,null,null,null,"n84",null,"EC003250","27.32.13","8544 49 95","https://bitner.com.pl/data/t4_text/649x234_071629231116_LiYY%20300_300.JPG","https://bitner.com.pl/data/t4txt_photos/09445281118_LiYY_300_300.pdf"]
[2772,null,"STEROWNICZE","S30382",5902956002150,"BiT LiYY 300/300V","7x2x1,0","Kable sterownicze giętkie, parowane,  żyły kolorowe, izolacja i powłoka PVC, do zastosowań wnętrzowych,  300/300V","BITNER","KMT",1,38607,"PLN",0.23,null,null,null,null,null,null,null,"n84",null,"EC003250","27.32.13","8544 49 95","https://bitner.com.pl/data/t4_text/649x234_071629231116_LiYY%20300_300.JPG","https://bitner.com.pl/data/t4txt_photos/09445281118_LiYY_300_300.pdf"]
[2781,null,"STEROWNICZE","S30397",5902956002242,"BiT LiYY 300/300V","5x2x1,5","Kable sterownicze giętkie, parowane,  żyły kolorowe, izolacja i powłoka PVC, do zastosowań wnętrzowych,  300/300V","BITNER","KMT",1,39153,"PLN",0.23,null,null,null,null,null,null,null,"n84",null,"EC003250","27.32.13","8544 49 95","https://bitner.com.pl/data/t4_text/649x234_071629231116_LiYY%20300_300.JPG","https://bitner.com.pl/data/t4txt_photos/09445281118_LiYY_300_300.pdf"]
[2799,null,"STEROWNICZE","S30599",5902956005076,"BiT LiYCY 300/300V","20x0,5","Kable sterownicze giętkie,  żyły kolorowe, ekran pasemka miedziane ocynowane gęstość krycia 85%, izolacja i powłoka PVC, do zastosowań wnętrzowych,  300/300V","BITNER","KMT",1,36075,"PLN",0.23,null,null,null,null,null,null,null,"n83",null,"EC003250","27.32.13","8544 49 95","https://bitner.com.pl/data/t4_text/649x234_072027231116_LiYCY_300.JPG","https://bitner.com.pl/data/t4txt_photos/01255481118_LiYCY_300_300.pdf"]
[2802,null,"STEROWNICZE","S30615",5902956005182,"BiT LiYCY 300/300V","2x0,75","Kable sterownicze giętkie,  żyły kolorowe, ekran pasemka miedziane ocynowane gęstość krycia 85%, izolacja i powłoka PVC, do zastosowań wnętrzowych,  300/300V","BITNER","KMT",1,7787,"PLN",0.23,null,null,null,null,null,null,null,"n83",null,"EC003250","27.32.13","8544 49 95","https://bitner.com.pl/data/t4_text/649x234_072027231116_LiYCY_300.JPG","https://bitner.com.pl/data/t4txt_photos/01255481118_LiYCY_300_300.pdf"]
[2816,null,"STEROWNICZE","S30631",5902956005328,"BiT LiYCY 300/300V","27x0,75","Kable sterownicze giętkie,  żyły kolorowe, ekran pasemka miedziane ocynowane gęstość krycia 85%, izolacja i powłoka PVC, do zastosowań wnętrzowych,  300/300V","BITNER","KMT",1,68309,"PLN",0.23,null,null,null,null,null,null,null,"n83",null,"EC003250","27.32.13","8544 49 95","https://bitner.com.pl/data/t4_text/649x234_072027231116_LiYCY_300.JPG","https://bitner.com.pl/data/t4txt_photos/01255481118_LiYCY_300_300.pdf"]
[2831,null,"STEROWNICZE","S30649",5902956005489,"BiT LiYCY 300/300V","20x1,0","Kable sterownicze giętkie,  żyły kolorowe, ekran pasemka miedziane ocynowane gęstość krycia 85%, izolacja i powłoka PVC, do zastosowań wnętrzowych,  300/300V","BITNER","KMT",1,69111,"PLN",0.23,null,null,null,null,null,null,null,"n83",null,"EC003250","27.32.13","8544 49 95","https://bitner.com.pl/data/t4_text/649x234_072027231116_LiYCY_300.JPG","https://bitner.com.pl/data/t4txt_photos/01255481118_LiYCY_300_300.pdf"]
[2844,null,"STEROWNICZE","S30667",5902956005632,"BiT LiYCY 300/300V","16x1,5","Kable sterownicze giętkie,  żyły kolorowe, ekran pasemka miedziane ocynowane gęstość krycia 85%, izolacja i powłoka PVC, do zastosowań wnętrzowych,  300/300V","BITNER","KMT",1,74343,"PLN",0.23,null,null,null,null,null,null,null,"n83",null,"EC003250","27.32.13","8544 49 95","https://bitner.com.pl/data/t4_text/649x234_072027231116_LiYCY_300.JPG","https://bitner.com.pl/data/t4txt_photos/01255481118_LiYCY_300_300.pdf"]
[2851,null,"STEROWNICZE","S30678",5902956005717,"BiT LiYCY 300/300V","3x2,5","Kable sterownicze giętkie,  żyły kolorowe, ekran pasemka miedziane ocynowane gęstość krycia 85%, izolacja i powłoka PVC, do zastosowań wnętrzowych,  300/300V","BITNER","KMT",1,27554,"PLN",0.23,null,null,null,null,null,null,null,"n83",null,"EC003250","27.32.13","8544 49 95","https://bitner.com.pl/data/t4_text/649x234_072027231116_LiYCY_300.JPG","https://bitner.com.pl/data/t4txt_photos/01255481118_LiYCY_300_300.pdf"]
[2865,null,"STEROWNICZE","S30850",5902956006271,"BiT LiYCY 300/300V","3x2x0,5","Kable sterownicze giętkie, parowane, żyły kolorowe, ekran pasemka miedziane ocynowane gęstość krycia 85%, izolacja i powłoka PVC, do zastosowań wnętrzowych,  300/300V","BITNER","KMT",1,16608,"PLN",0.23,null,null,null,null,null,null,null,"n83",null,"EC003250","27.32.13","8544 49 95","https://bitner.com.pl/data/t4_text/649x234_072027231116_LiYCY_300.JPG","https://bitner.com.pl/data/t4txt_photos/01255481118_LiYCY_300_300.pdf"]
[2874,null,"STEROWNICZE","S30859",5902956006363,"BiT LiYCY 300/300V","16x2x0,5","Kable sterownicze giętkie, parowane, żyły kolorowe, ekran pasemka miedziane ocynowane gęstość krycia 85%, izolacja i powłoka PVC, do zastosowań wnętrzowych,  300/300V","BITNER","KMT",1,62174,"PLN",0.23,null,null,null,null,null,null,null,"n83",null,"EC003250","27.32.13","8544 49 95","https://bitner.com.pl/data/t4_text/649x234_072027231116_LiYCY_300.JPG","https://bitner.com.pl/data/t4txt_photos/01255481118_LiYCY_300_300.pdf"]
[2886,null,"STEROWNICZE","S30874",5902956006486,"BiT LiYCY 300/300V","16x2x0,75","Kable sterownicze giętkie, parowane, żyły kolorowe, ekran pasemka miedziane ocynowane gęstość krycia 85%, izolacja i powłoka PVC, do zastosowań wnętrzowych,  300/300V","BITNER","KMT",1,84661,"PLN",0.23,null,null,null,null,null,null,null,"n83",null,"EC003250","27.32.13","8544 49 95","https://bitner.com.pl/data/t4_text/649x234_072027231116_LiYCY_300.JPG","https://bitner.com.pl/data/t4txt_photos/01255481118_LiYCY_300_300.pdf"]
[2895,null,"STEROWNICZE","S30886",5902956006578,"BiT LiYCY 300/300V","14x2x1,0","Kable sterownicze giętkie, parowane, żyły kolorowe, ekran pasemka miedziane ocynowane gęstość krycia 85%, izolacja i powłoka PVC, do zastosowań wnętrzowych,  300/300V","BITNER","KMT",1,96967,"PLN",0.23,null,null,null,null,null,null,null,"n83",null,"EC003250","27.32.13","8544 49 95","https://bitner.com.pl/data/t4_text/649x234_072027231116_LiYCY_300.JPG","https://bitner.com.pl/data/t4txt_photos/01255481118_LiYCY_300_300.pdf"]
[2916,null,"STEROWNICZE","S33078",5902956007476,"BiT LiHH 300/300V","14x0,5","Bezhalogenowe kable sterownicze giętkie, żyły kolor, do zastosowań wnętrzowych, 300V","BITNER","KMT",1,24389,"PLN",0.23,null,null,null,null,null,null,null,"n84",null,"EC003250","27.32.13","8544 49 95","https://bitner.com.pl/data/t4_text/649x234_072202231116_LiHH_300.JPG","https://bitner.com.pl/data/t4txt_photos/01474281118_LiHH_300_300.pdf"]
[2925,null,"STEROWNICZE","S33094",5902956007636,"BiT LiHH 300/300V","4x0,75","Bezhalogenowe kable sterownicze giętkie, żyły kolor, do zastosowań wnętrzowych, 300V","BITNER","KMT",1,10802,"PLN",0.23,null,null,null,null,null,null,null,"n84",null,"EC003250","27.32.13","8544 49 95","https://bitner.com.pl/data/t4_text/649x234_072202231116_LiHH_300.JPG","https://bitner.com.pl/data/t4txt_photos/01474281118_LiHH_300_300.pdf"]
[2937,null,"STEROWNICZE","S33107",5902956007766,"BiT LiHH 300/300V","30x0,75","Bezhalogenowe kable sterownicze giętkie, żyły kolor, do zastosowań wnętrzowych, 300V","BITNER","KMT",1,71209,"PLN",0.23,null,null,null,null,null,null,null,"n84",null,"EC003250","27.32.13","8544 49 95","https://bitner.com.pl/data/t4_text/649x234_072202231116_LiHH_300.JPG","https://bitner.com.pl/data/t4txt_photos/01474281118_LiHH_300_300.pdf"]
[2946,null,"STEROWNICZE","S33117",5902956007865,"BiT LiHH 300/300V","10x1,0","Bezhalogenowe kable sterownicze giętkie, żyły kolor, do zastosowań wnętrzowych, 300V","BITNER","KMT",1,33610,"PLN",0.23,null,null,null,null,null,null,null,"n84",null,"EC003250","27.32.13","8544 49 95","https://bitner.com.pl/data/t4_text/649x234_072202231116_LiHH_300.JPG","https://bitner.com.pl/data/t4txt_photos/01474281118_LiHH_300_300.pdf"]
[2960,null,"STEROWNICZE","S33131",5902956008008,"BiT LiHH 300/300V","12x1,5","Bezhalogenowe kable sterownicze giętkie, żyły kolor, do zastosowań wnętrzowych, 300V","BITNER","KMT",1,54933,"PLN",0.23,null,null,null,null,null,null,null,"n84",null,"EC003250","27.32.13","8544 49 95","https://bitner.com.pl/data/t4_text/649x234_072202231116_LiHH_300.JPG","https://bitner.com.pl/data/t4txt_photos/01474281118_LiHH_300_300.pdf"]
[2967,null,"STEROWNICZE","S33138",5902956008077,"BiT LiHH 300/300V","4x2,5","Bezhalogenowe kable sterownicze giętkie, żyły kolor, do zastosowań wnętrzowych, 300V","BITNER","KMT",1,31533,"PLN",0.23,null,null,null,null,null,null,null,"n84",null,"EC003250","27.32.13","8544 49 95","https://bitner.com.pl/data/t4_text/649x234_072202231116_LiHH_300.JPG","https://bitner.com.pl/data/t4txt_photos/01474281118_LiHH_300_300.pdf"]
[2984,null,"STEROWNICZE","S33452",5902956008664,"BiT LiHH 300/300V","16x2x0,5","Bezhalogenowe kable sterownicze giętkie, parowane, żyły kolor, do zastosowań wnętrzowych, 300V","BITNER","KMT",1,56817,"PLN",0.23,null,null,null,null,null,null,null,"n84",null,"EC003250","27.32.13","8544 49 95","https://bitner.com.pl/data/t4_text/649x234_072202231116_LiHH_300.JPG","https://bitner.com.pl/data/t4txt_photos/01474281118_LiHH_300_300.pdf"]
[2988,null,"STEROWNICZE","S33456",5902956008701,"BiT LiHH 300/300V","2x2x0,75","Bezhalogenowe kable sterownicze giętkie, parowane, żyły kolor, do zastosowań wnętrzowych, 300V","BITNER","KMT",1,11801,"PLN",0.23,null,null,null,null,null,null,null,"n84",null,"EC003250","27.32.13","8544 49 95","https://bitner.com.pl/data/t4_text/649x234_072202231116_LiHH_300.JPG","https://bitner.com.pl/data/t4txt_photos/01474281118_LiHH_300_300.pdf"]
[3009,null,"STEROWNICZE","S33477",5902956008916,"BiT LiHH 300/300V","3x2x1,5","Bezhalogenowe kable sterownicze giętkie, parowane, żyły kolor, do zastosowań wnętrzowych, 300V","BITNER","KMT",1,29311,"PLN",0.23,null,null,null,null,null,null,null,"n84",null,"EC003250","27.32.13","8544 49 95","https://bitner.com.pl/data/t4_text/649x234_072202231116_LiHH_300.JPG","https://bitner.com.pl/data/t4txt_photos/01474281118_LiHH_300_300.pdf"]
[3012,null,"STEROWNICZE","S33480",5902956008947,"BiT LiHH 300/300V","7x2x1,5","Bezhalogenowe kable sterownicze giętkie, parowane, żyły kolor, do zastosowań wnętrzowych, 300V","BITNER","KMT",1,66444,"PLN",0.23,null,null,null,null,null,null,null,"n84",null,"EC003250","27.32.13","8544 49 95","https://bitner.com.pl/data/t4_text/649x234_072202231116_LiHH_300.JPG","https://bitner.com.pl/data/t4txt_photos/01474281118_LiHH_300_300.pdf"]
[3030,null,"STEROWNICZE","S32882",5902956009814,"BiT LiHCH 300/300V","21x0,5","Bezhalogenowe kable sterownicze giętkie, ekran pasemka miedziane ocynowane gęstość krycia 85%, żyły kolor, do zastosowań wnętrzowych, 300V","BITNER","KMT",1,44781,"PLN",0.23,null,null,null,null,null,null,null,"n83",null,"EC003250","27.32.13","8544 49 95","https://bitner.com.pl/data/t4_text/649x234_072322231116_LiHCH_300.JPG","https://bitner.com.pl/data/t4txt_photos/125547250320_BiT%20LiHCH%20300-300.pdf"]
[3039,null,"STEROWNICZE","S32899",5902956009982,"BiT LiHCH 300/300V","10x0,75","Bezhalogenowe kable sterownicze giętkie, ekran pasemka miedziane ocynowane gęstość krycia 85%, żyły kolor, do zastosowań wnętrzowych, 300V","BITNER","KMT",1,32843,"PLN",0.23,null,null,null,null,null,null,null,"n83",null,"EC003250","27.32.13","8544 49 95","https://bitner.com.pl/data/t4_text/649x234_072322231116_LiHCH_300.JPG","https://bitner.com.pl/data/t4txt_photos/125547250320_BiT%20LiHCH%20300-300.pdf"]
[3047,null,"STEROWNICZE","S32907",5902956010063,"BiT LiHCH 300/300V","30x0,75","Bezhalogenowe kable sterownicze giętkie, ekran pasemka miedziane ocynowane gęstość krycia 85%, żyły kolor, do zastosowań wnętrzowych, 300V","BITNER","KMT",1,91007,"PLN",0.23,null,null,null,null,null,null,null,"n83",null,"EC003250","27.32.13","8544 49 95","https://bitner.com.pl/data/t4_text/649x234_072322231116_LiHCH_300.JPG","https://bitner.com.pl/data/t4txt_photos/125547250320_BiT%20LiHCH%20300-300.pdf"]
[3060,null,"STEROWNICZE","S32921",5902956010209,"BiT LiHCH 300/300V","18x1,0","Bezhalogenowe kable sterownicze giętkie, ekran pasemka miedziane ocynowane gęstość krycia 85%, żyły kolor, do zastosowań wnętrzowych, 300V","BITNER","KMT",1,74537,"PLN",0.23,null,null,null,null,null,null,null,"n83",null,"EC003250","27.32.13","8544 49 95","https://bitner.com.pl/data/t4_text/649x234_072322231116_LiHCH_300.JPG","https://bitner.com.pl/data/t4txt_photos/125547250320_BiT%20LiHCH%20300-300.pdf"]
[3081,null,"STEROWNICZE","S32945",5902956010445,"BiT LiHCH 300/300V","3x2,5","Bezhalogenowe kable sterownicze giętkie, ekran pasemka miedziane ocynowane gęstość krycia 85%, żyły kolor, do zastosowań wnętrzowych, 300V","BITNER","KMT",1,33058,"PLN",0.23,null,null,null,null,null,null,null,"n83",null,"EC003250","27.32.13","8544 49 95","https://bitner.com.pl/data/t4_text/649x234_072322231116_LiHCH_300.JPG","https://bitner.com.pl/data/t4txt_photos/125547250320_BiT%20LiHCH%20300-300.pdf"]
[3082,null,"STEROWNICZE","S32946",5902956010452,"BiT LiHCH 300/300V","4x2,5","Bezhalogenowe kable sterownicze giętkie, ekran pasemka miedziane ocynowane gęstość krycia 85%, żyły kolor, do zastosowań wnętrzowych, 300V","BITNER","KMT",1,38191,"PLN",0.23,null,null,null,null,null,null,null,"n83",null,"EC003250","27.32.13","8544 49 95","https://bitner.com.pl/data/t4_text/649x234_072322231116_LiHCH_300.JPG","https://bitner.com.pl/data/t4txt_photos/125547250320_BiT%20LiHCH%20300-300.pdf"]
[3102,null,"STEROWNICZE","S33250",5902956011077,"BiT LiHCH 300/300V","12x2x0,5","Bezhalogenowe kable sterownicze giętkie, parowane, ekran pasemka miedziane ocynowane gęstość krycia 85%, żyły kolor, do zastosowań wnętrzowych, 300V","BITNER","KMT",1,61096,"PLN",0.23,null,null,null,null,null,null,null,"n83",null,"EC003250","27.32.13","8544 49 95","https://bitner.com.pl/data/t4_text/649x234_072322231116_LiHCH_300.JPG","https://bitner.com.pl/data/t4txt_photos/125547250320_BiT%20LiHCH%20300-300.pdf"]
[3115,null,"STEROWNICZE","S33265",5902956011206,"BiT LiHCH 300/300V","14x2x0,75","Bezhalogenowe kable sterownicze giętkie, parowane, ekran pasemka miedziane ocynowane gęstość krycia 85%, żyły kolor, do zastosowań wnętrzowych, 300V","BITNER","KMT",1,91640,"PLN",0.23,null,null,null,null,null,null,null,"n83",null,"EC003250","27.32.13","8544 49 95","https://bitner.com.pl/data/t4_text/649x234_072322231116_LiHCH_300.JPG","https://bitner.com.pl/data/t4txt_photos/125547250320_BiT%20LiHCH%20300-300.pdf"]
[3117,null,"STEROWNICZE","S33267",5902956011220,"BiT LiHCH 300/300V","18x2x0,75","Bezhalogenowe kable sterownicze giętkie, parowane, ekran pasemka miedziane ocynowane gęstość krycia 85%, żyły kolor, do zastosowań wnętrzowych, 300V","BITNER","KMT",1,115952,"PLN",0.23,null,null,null,null,null,null,null,"n83",null,"EC003250","27.32.13","8544 49 95","https://bitner.com.pl/data/t4_text/649x234_072322231116_LiHCH_300.JPG","https://bitner.com.pl/data/t4txt_photos/125547250320_BiT%20LiHCH%20300-300.pdf"]
[3132,null,"STEROWNICZE","S33283",5902956011374,"BiT LiHCH 300/300V","7x2x1,5","Bezhalogenowe kable sterownicze giętkie, parowane, ekran pasemka miedziane ocynowane gęstość krycia 85%, żyły kolor, do zastosowań wnętrzowych, 300V","BITNER","KMT",1,87029,"PLN",0.23,null,null,null,null,null,null,null,"n83",null,"EC003250","27.32.13","8544 49 95","https://bitner.com.pl/data/t4_text/649x234_072322231116_LiHCH_300.JPG","https://bitner.com.pl/data/t4txt_photos/125547250320_BiT%20LiHCH%20300-300.pdf"]
[3145,null,"STEROWNICZE","S32008",5902956133724,"IB-BiT LiYY 300/300V","14x0,5","Giętkie kable sterownicze ekranowane do systemów iskrobezpiecznych","BITNER","KMT",1,24583,"PLN",0.23,null,null,null,null,null,null,null,"n87E",null,"EC003250","27.32.13","8544 49 95","https://bitner.com.pl/data/t4_text/649x234_060700251116_IB-BiT%20LiYY.JPG","https://bitner.com.pl/data/t4txt_photos/024201270319_5_IB_BiT_LiYY.pdf"]
[3153,null,"STEROWNICZE","S32018",5902956133823,"IB-BiT LiYY 300/300V","4x0,75","Giętkie kable sterownicze ekranowane do systemów iskrobezpiecznych","BITNER","KMT",1,11085,"PLN",0.23,null,null,null,null,null,null,null,"n87E",null,"EC003250","27.32.13","8544 49 95","https://bitner.com.pl/data/t4_text/649x234_060700251116_IB-BiT%20LiYY.JPG","https://bitner.com.pl/data/t4txt_photos/024201270319_5_IB_BiT_LiYY.pdf"]
[3166,null,"STEROWNICZE","S32032",5902956133960,"IB-BiT LiYY 300/300V","4x1,0","Giętkie kable sterownicze ekranowane do systemów iskrobezpiecznych","BITNER","KMT",1,14139,"PLN",0.23,null,null,null,null,null,null,null,"n87E",null,"EC003250","27.32.13","8544 49 95","https://bitner.com.pl/data/t4_text/649x234_060700251116_IB-BiT%20LiYY.JPG","https://bitner.com.pl/data/t4txt_photos/024201270319_5_IB_BiT_LiYY.pdf"]
[3180,null,"STEROWNICZE","S32046",5902956134103,"IB-BiT LiYY 300/300V","7x1,5","Giętkie kable sterownicze ekranowane do systemów iskrobezpiecznych","BITNER","KMT",1,32708,"PLN",0.23,null,null,null,null,null,null,null,"n87E",null,"EC003250","27.32.13","8544 49 95","https://bitner.com.pl/data/t4_text/649x234_060700251116_IB-BiT%20LiYY.JPG","https://bitner.com.pl/data/t4txt_photos/024201270319_5_IB_BiT_LiYY.pdf"]
[3195,null,"STEROWNICZE","S32061",5902956134257,"IB-BiT LiYY 300/300V","12x2,5","Giętkie kable sterownicze ekranowane do systemów iskrobezpiecznych","BITNER","KMT",1,90104,"PLN",0.23,null,null,null,null,null,null,null,"n87E",null,"EC003250","27.32.13","8544 49 95","https://bitner.com.pl/data/t4_text/649x234_060700251116_IB-BiT%20LiYY.JPG","https://bitner.com.pl/data/t4txt_photos/024201270319_5_IB_BiT_LiYY.pdf"]
[3208,null,"STEROWNICZE","S32217",5902956134431,"IB-BiT LiYCY 300/300V","48x0,5","Giętkie kable sterownicze ekranowane do systemów iskrobezpiecznych","BITNER","KMT",1,98500,"PLN",0.23,null,null,null,null,null,null,null,"n87E",null,"EC003250","27.32.13","8544 49 95","https://bitner.com.pl/data/t4_text/649x234_060925251116_IB-BiT%20LiYCY.JPG","https://bitner.com.pl/data/t4txt_photos/103535100419_6_IB_BiT_LiYCY.pdf"]
[3215,null,"STEROWNICZE","S32224",5902956134509,"IB-BiT LiYCY 300/300V","10x0,75","Giętkie kable sterownicze ekranowane do systemów iskrobezpiecznych","BITNER","KMT",1,33136,"PLN",0.23,null,null,null,null,null,null,null,"n87E",null,"EC003250","27.32.13","8544 49 95","https://bitner.com.pl/data/t4_text/649x234_060925251116_IB-BiT%20LiYCY.JPG","https://bitner.com.pl/data/t4txt_photos/103535100419_6_IB_BiT_LiYCY.pdf"]
[3225,null,"STEROWNICZE","S32235",5902956134615,"IB-BiT LiYCY 300/300V","4x1,0","Giętkie kable sterownicze ekranowane do systemów iskrobezpiecznych","BITNER","KMT",1,19159,"PLN",0.23,null,null,null,null,null,null,null,"n87E",null,"EC003250","27.32.13","8544 49 95","https://bitner.com.pl/data/t4_text/649x234_060925251116_IB-BiT%20LiYCY.JPG","https://bitner.com.pl/data/t4txt_photos/103535100419_6_IB_BiT_LiYCY.pdf"]
[3238,null,"STEROWNICZE","S32250",5902956134769,"IB-BiT LiYCY 300/300V","4x1,5","Giętkie kable sterownicze ekranowane do systemów iskrobezpiecznych","BITNER","KMT",1,25138,"PLN",0.23,null,null,null,null,null,null,null,"n87E",null,"EC003250","27.32.13","8544 49 95","https://bitner.com.pl/data/t4_text/649x234_060925251116_IB-BiT%20LiYCY.JPG","https://bitner.com.pl/data/t4txt_photos/103535100419_6_IB_BiT_LiYCY.pdf"]
[3250,null,"STEROWNICZE","S32263",5902956134899,"IB-BiT LiYCY 300/300V","3x2,5","Giętkie kable sterownicze ekranowane do systemów iskrobezpiecznych","BITNER","KMT",1,33327,"PLN",0.23,null,null,null,null,null,null,null,"n87E",null,"EC003250","27.32.13","8544 49 95","https://bitner.com.pl/data/t4_text/649x234_060925251116_IB-BiT%20LiYCY.JPG","https://bitner.com.pl/data/t4txt_photos/103535100419_6_IB_BiT_LiYCY.pdf"]
[3259,null,"STEROWNICZE","S32272",5902956134981,"IB-BiT LiYCY 300/300V","18x2,5","Giętkie kable sterownicze ekranowane do systemów iskrobezpiecznych","BITNER","KMT",1,164743,"PLN",0.23,null,null,null,null,null,null,null,"n87E",null,"EC003250","27.32.13","8544 49 95","https://bitner.com.pl/data/t4_text/649x234_060925251116_IB-BiT%20LiYCY.JPG","https://bitner.com.pl/data/t4txt_photos/103535100419_6_IB_BiT_LiYCY.pdf"]
[3268,null,"STEROWNICZE","S32307",5902956135070,"IB-BiT LiYCY 300/300V","14x2x0,5","Giętkie kable sterownicze ekranowane do systemów iskrobezpiecznych","BITNER","KMT",1,68349,"PLN",0.23,null,null,null,null,null,null,null,"n87E",null,"EC003250","27.32.13","8544 49 95","https://bitner.com.pl/data/t4_text/649x234_060925251116_IB-BiT%20LiYCY.JPG","https://bitner.com.pl/data/t4txt_photos/103535100419_6_IB_BiT_LiYCY.pdf"]
[3285,null,"STEROWNICZE","S32324",5902956135247,"IB-BiT LiYCY 300/300V","10x2x1,0","Giętkie kable sterownicze ekranowane do systemów iskrobezpiecznych","BITNER","KMT",1,91290,"PLN",0.23,null,null,null,null,null,null,null,"n87E",null,"EC003250","27.32.13","8544 49 95","https://bitner.com.pl/data/t4_text/649x234_060925251116_IB-BiT%20LiYCY.JPG","https://bitner.com.pl/data/t4txt_photos/103535100419_6_IB_BiT_LiYCY.pdf"]
[3301,null,"STEROWNICZE","S54406",5902956023124,"BiT 500®","5x0,5","Giętkie kable sterownicze, w izolacji i powłoce PVC, do zastosowań wnętrzowych,  żyły numerowane, 300/500V","BITNER","KMT",1,8278,"PLN",0.23,null,null,null,null,null,null,null,"n91",null,"EC003250","27.32.13","8544 49 95","https://bitner.com.pl/data/t4_text/649x234_075346231116_BiT%20500.JPG","https://bitner.com.pl/data/t4txt_photos/013613250320_BiT%20500%20300-500.pdf"]
[3313,null,"STEROWNICZE","S54418",5902956023247,"BiT 500®","19G0,5","Giętkie kable sterownicze, w izolacji i powłoce PVC, do zastosowań wnętrzowych,  żyły numerowane, 300/500V","BITNER","KMT",1,26806,"PLN",0.23,null,null,null,null,null,null,null,"n91",null,"EC003250","27.32.13","8544 49 95","https://bitner.com.pl/data/t4_text/649x234_075346231116_BiT%20500.JPG","https://bitner.com.pl/data/t4txt_photos/013613250320_BiT%20500%20300-500.pdf"]
[3322,null,"STEROWNICZE","S54509",5902956023339,"BiT 500®","50G0,5","Giętkie kable sterownicze, w izolacji i powłoce PVC, do zastosowań wnętrzowych,  żyły numerowane, 300/500V","BITNER","KMT",1,69265,"PLN",0.23,null,null,null,null,null,null,null,"n91",null,"EC003250","27.32.13","8544 49 95","https://bitner.com.pl/data/t4_text/649x234_075346231116_BiT%20500.JPG","https://bitner.com.pl/data/t4txt_photos/013613250320_BiT%20500%20300-500.pdf"]
[3331,null,"STEROWNICZE","S54431",5902956023421,"BiT 500®","5x0,75","Giętkie kable sterownicze, w izolacji i powłoce PVC, do zastosowań wnętrzowych,  żyły numerowane, 300/500V","BITNER","KMT",1,11645,"PLN",0.23,null,null,null,null,null,null,null,"n91",null,"EC003250","27.32.13","8544 49 95","https://bitner.com.pl/data/t4_text/649x234_075346231116_BiT%20500.JPG","https://bitner.com.pl/data/t4txt_photos/013613250320_BiT%20500%20300-500.pdf"]
[3348,null,"STEROWNICZE","S54514",5902956023599,"BiT 500®","30G0,75","Giętkie kable sterownicze, w izolacji i powłoce PVC, do zastosowań wnętrzowych,  żyły numerowane, 300/500V","BITNER","KMT",1,59978,"PLN",0.23,null,null,null,null,null,null,null,"n91",null,"EC003250","27.32.13","8544 49 95","https://bitner.com.pl/data/t4_text/649x234_075346231116_BiT%20500.JPG","https://bitner.com.pl/data/t4txt_photos/013613250320_BiT%20500%20300-500.pdf"]
[3352,null,"STEROWNICZE","S54518",5902956023636,"BiT 500®","42G0,75","Giętkie kable sterownicze, w izolacji i powłoce PVC, do zastosowań wnętrzowych,  żyły numerowane, 300/500V","BITNER","KMT",1,84622,"PLN",0.23,null,null,null,null,null,null,null,"n91",null,"EC003250","27.32.13","8544 49 95","https://bitner.com.pl/data/t4_text/649x234_075346231116_BiT%20500.JPG","https://bitner.com.pl/data/t4txt_photos/013613250320_BiT%20500%20300-500.pdf"]
[3361,null,"STEROWNICZE","S54453",5902956023728,"BiT 500®","5G1,0","Giętkie kable sterownicze, w izolacji i powłoce PVC, do zastosowań wnętrzowych,  żyły numerowane, 300/500V","BITNER","KMT",1,13646,"PLN",0.23,null,null,null,null,null,null,null,"n91",null,"EC003250","27.32.13","8544 49 95","https://bitner.com.pl/data/t4_text/649x234_075346231116_BiT%20500.JPG","https://bitner.com.pl/data/t4txt_photos/013613250320_BiT%20500%20300-500.pdf"]
[3383,null,"STEROWNICZE","S54527",5902956023940,"BiT 500®","40G1,0","Giętkie kable sterownicze, w izolacji i powłoce PVC, do zastosowań wnętrzowych,  żyły numerowane, 300/500V","BITNER","KMT",1,103713,"PLN",0.23,null,null,null,null,null,null,null,"n91",null,"EC003250","27.32.13","8544 49 95","https://bitner.com.pl/data/t4_text/649x234_075346231116_BiT%20500.JPG","https://bitner.com.pl/data/t4txt_photos/013613250320_BiT%20500%20300-500.pdf"]
[3394,null,"STEROWNICZE","S54479",5902956024053,"BiT 500®","5x1,5","Giętkie kable sterownicze, w izolacji i powłoce PVC, do zastosowań wnętrzowych,  żyły numerowane, 300/500V","BITNER","KMT",1,21158,"PLN",0.23,null,null,null,null,null,null,null,"n91",null,"EC003250","27.32.13","8544 49 95","https://bitner.com.pl/data/t4_text/649x234_075346231116_BiT%20500.JPG","https://bitner.com.pl/data/t4txt_photos/013613250320_BiT%20500%20300-500.pdf"]
[3403,null,"STEROWNICZE","S54486",5902956024145,"BiT 500®","12x1,5","Giętkie kable sterownicze, w izolacji i powłoce PVC, do zastosowań wnętrzowych,  żyły numerowane, 300/500V","BITNER","KMT",1,50099,"PLN",0.23,null,null,null,null,null,null,null,"n91",null,"EC003250","27.32.13","8544 49 95","https://bitner.com.pl/data/t4_text/649x234_075346231116_BiT%20500.JPG","https://bitner.com.pl/data/t4txt_photos/013613250320_BiT%20500%20300-500.pdf"]
[3411,null,"STEROWNICZE","S54541",5902956024220,"BiT 500®","30G1,5","Giętkie kable sterownicze, w izolacji i powłoce PVC, do zastosowań wnętrzowych,  żyły numerowane, 300/500V","BITNER","KMT",1,111322,"PLN",0.23,null,null,null,null,null,null,null,"n91",null,"EC003250","27.32.13","8544 49 95","https://bitner.com.pl/data/t4_text/649x234_075346231116_BiT%20500.JPG","https://bitner.com.pl/data/t4txt_photos/013613250320_BiT%20500%20300-500.pdf"]
[3424,null,"STEROWNICZE","S54492",5902956024350,"BiT 500®","5G2,5","Giętkie kable sterownicze, w izolacji i powłoce PVC, do zastosowań wnętrzowych,  żyły numerowane, 300/500V","BITNER","KMT",1,31251,"PLN",0.23,null,null,null,null,null,null,null,"n91",null,"EC003250","27.32.13","8544 49 95","https://bitner.com.pl/data/t4_text/649x234_075346231116_BiT%20500.JPG","https://bitner.com.pl/data/t4txt_photos/013613250320_BiT%20500%20300-500.pdf"]
[3433,null,"STEROWNICZE","S54552",5902956024466,"BiT 500®","18G2,5","Giętkie kable sterownicze, w izolacji i powłoce PVC, do zastosowań wnętrzowych,  żyły numerowane, 300/500V","BITNER","KMT",1,110106,"PLN",0.23,null,null,null,null,null,null,null,"n91",null,"EC003250","27.32.13","8544 49 95","https://bitner.com.pl/data/t4_text/649x234_075346231116_BiT%20500.JPG","https://bitner.com.pl/data/t4txt_photos/013613250320_BiT%20500%20300-500.pdf"]
[3446,null,"STEROWNICZE","S54565",5902956024596,"BiT 500®","7G4,0","Giętkie kable sterownicze, w izolacji i powłoce PVC, do zastosowań wnętrzowych,  żyły numerowane, 300/500V","BITNER","KMT",1,71685,"PLN",0.23,null,null,null,null,null,null,null,"n91",null,"EC003250","27.32.13","8544 49 95","https://bitner.com.pl/data/t4_text/649x234_075346231116_BiT%20500.JPG","https://bitner.com.pl/data/t4txt_photos/013613250320_BiT%20500%20300-500.pdf"]
[3454,null,"STEROWNICZE","S54573",5902956024671,"BiT 500®","7x2x0,5","Giętkie kable sterownicze, w izolacji i powłoce PVC, do zastosowań wnętrzowych,  żyły numerowane, 300/500V","BITNER","KMT",1,20470,"PLN",0.23,null,null,null,null,null,null,null,"n91",null,"EC003250","27.32.13","8544 49 95","https://bitner.com.pl/data/t4_text/649x234_075346231116_BiT%20500.JPG","https://bitner.com.pl/data/t4txt_photos/013613250320_BiT%20500%20300-500.pdf"]
[3470,null,"STEROWNICZE","S54589",5902956024831,"BiT 500®","10x2x0,75","Giętkie kable sterownicze, w izolacji i powłoce PVC, do zastosowań wnętrzowych,  żyły numerowane, 300/500V","BITNER","KMT",1,39645,"PLN",0.23,null,null,null,null,null,null,null,"n91",null,"EC003250","27.32.13","8544 49 95","https://bitner.com.pl/data/t4_text/649x234_075346231116_BiT%20500.JPG","https://bitner.com.pl/data/t4txt_photos/013613250320_BiT%20500%20300-500.pdf"]
[3487,null,"STEROWNICZE","S54606",5902956025005,"BiT 500®","16x2x1,0","Giętkie kable sterownicze, w izolacji i powłoce PVC, do zastosowań wnętrzowych,  żyły numerowane, 300/500V","BITNER","KMT",1,82285,"PLN",0.23,null,null,null,null,null,null,null,"n91",null,"EC003250","27.32.13","8544 49 95","https://bitner.com.pl/data/t4_text/649x234_075346231116_BiT%20500.JPG","https://bitner.com.pl/data/t4txt_photos/013613250320_BiT%20500%20300-500.pdf"]
[3496,null,"STEROWNICZE","S54615",5902956025098,"BiT 500®","7x2x1,5","Giętkie kable sterownicze, w izolacji i powłoce PVC, do zastosowań wnętrzowych,  żyły numerowane, 300/500V","BITNER","KMT",1,52371,"PLN",0.23,null,null,null,null,null,null,null,"n91",null,"EC003250","27.32.13","8544 49 95","https://bitner.com.pl/data/t4_text/649x234_075346231116_BiT%20500.JPG","https://bitner.com.pl/data/t4txt_photos/013613250320_BiT%20500%20300-500.pdf"]
[3509,null,"STEROWNICZE","S54628",5902956025227,"BiT 500®","6x2x2,5","Giętkie kable sterownicze, w izolacji i powłoce PVC, do zastosowań wnętrzowych,  żyły numerowane, 300/500V","BITNER","KMT",1,72557,"PLN",0.23,null,null,null,null,null,null,null,"n91",null,"EC003250","27.32.13","8544 49 95","https://bitner.com.pl/data/t4_text/649x234_075346231116_BiT%20500.JPG","https://bitner.com.pl/data/t4txt_photos/013613250320_BiT%20500%20300-500.pdf"]
[3517,null,"STEROWNICZE","SB4021",5902956025302,"BiT 500®C","3G0,5","Giętkie kable sterownicze, ekran oplot z pasemek miedzianych ocynowanych o gęstości krycia 85%, izolacja i powłoka PVC, do zastosowań wnętrzowych żyły numerowane, 300/500V","BITNER","KMT",1,7825,"PLN",0.23,null,null,null,null,null,null,null,"n91",null,"EC003250","27.32.13","8544 49 95","https://bitner.com.pl/data/t4_text/649x234_075554231116_BiT500C.JPG","https://bitner.com.pl/data/t4txt_photos/03043181118_BiT500C.pdf"]
[3526,null,"STEROWNICZE","SB4030",5902956025395,"BiT 500®C","8G0,5","Giętkie kable sterownicze, ekran oplot z pasemek miedzianych ocynowanych o gęstości krycia 85%, izolacja i powłoka PVC, do zastosowań wnętrzowych żyły numerowane, 300/500V","BITNER","KMT",1,19140,"PLN",0.23,null,null,null,null,null,null,null,"n91",null,"EC003250","27.32.13","8544 49 95","https://bitner.com.pl/data/t4_text/649x234_075554231116_BiT500C.JPG","https://bitner.com.pl/data/t4txt_photos/03043181118_BiT500C.pdf"]
[3544,null,"STEROWNICZE","SB4048",5902956025579,"BiT 500®C","56G0,5","Giętkie kable sterownicze, ekran oplot z pasemek miedzianych ocynowanych o gęstości krycia 85%, izolacja i powłoka PVC, do zastosowań wnętrzowych żyły numerowane, 300/500V","BITNER","KMT",1,95328,"PLN",0.23,null,null,null,null,null,null,null,"n91",null,"EC003250","27.32.13","8544 49 95","https://bitner.com.pl/data/t4_text/649x234_075554231116_BiT500C.JPG","https://bitner.com.pl/data/t4txt_photos/03043181118_BiT500C.pdf"]
[3547,null,"STEROWNICZE","SB4051",5902956025609,"BiT 500®C","3G0,75","Giętkie kable sterownicze, ekran oplot z pasemek miedzianych ocynowanych o gęstości krycia 85%, izolacja i powłoka PVC, do zastosowań wnętrzowych żyły numerowane, 300/500V","BITNER","KMT",1,9909,"PLN",0.23,null,null,null,null,null,null,null,"n91",null,"EC003250","27.32.13","8544 49 95","https://bitner.com.pl/data/t4_text/649x234_075554231116_BiT500C.JPG","https://bitner.com.pl/data/t4txt_photos/03043181118_BiT500C.pdf"]
[3560,null,"STEROWNICZE","SB4064",5902956025739,"BiT 500®C","12G0,75","Giętkie kable sterownicze, ekran oplot z pasemek miedzianych ocynowanych o gęstości krycia 85%, izolacja i powłoka PVC, do zastosowań wnętrzowych żyły numerowane, 300/500V","BITNER","KMT",1,34473,"PLN",0.23,null,null,null,null,null,null,null,"n91",null,"EC003250","27.32.13","8544 49 95","https://bitner.com.pl/data/t4_text/649x234_075554231116_BiT500C.JPG","https://bitner.com.pl/data/t4txt_photos/03043181118_BiT500C.pdf"]
[3579,null,"STEROWNICZE","SB4083",5902956025920,"BiT 500®C","3x1,0","Giętkie kable sterownicze, ekran oplot z pasemek miedzianych ocynowanych o gęstości krycia 85%, izolacja i powłoka PVC, do zastosowań wnętrzowych żyły numerowane, 300/500V","BITNER","KMT",1,13316,"PLN",0.23,null,null,null,null,null,null,null,"n91",null,"EC003250","27.32.13","8544 49 95","https://bitner.com.pl/data/t4_text/649x234_075554231116_BiT500C.JPG","https://bitner.com.pl/data/t4txt_photos/03043181118_BiT500C.pdf"]
[3589,null,"STEROWNICZE","SB4093",5902956026026,"BiT 500®C","10G1,0","Giętkie kable sterownicze, ekran oplot z pasemek miedzianych ocynowanych o gęstości krycia 85%, izolacja i powłoka PVC, do zastosowań wnętrzowych żyły numerowane, 300/500V","BITNER","KMT",1,38152,"PLN",0.23,null,null,null,null,null,null,null,"n91",null,"EC003250","27.32.13","8544 49 95","https://bitner.com.pl/data/t4_text/649x234_075554231116_BiT500C.JPG","https://bitner.com.pl/data/t4txt_photos/03043181118_BiT500C.pdf"]
[3602,null,"STEROWNICZE","SB4106",5902956026156,"BiT 500®C","34G1,0","Giętkie kable sterownicze, ekran oplot z pasemek miedzianych ocynowanych o gęstości krycia 85%, izolacja i powłoka PVC, do zastosowań wnętrzowych żyły numerowane, 300/500V","BITNER","KMT",1,107401,"PLN",0.23,null,null,null,null,null,null,null,"n91",null,"EC003250","27.32.13","8544 49 95","https://bitner.com.pl/data/t4_text/649x234_075554231116_BiT500C.JPG","https://bitner.com.pl/data/t4txt_photos/03043181118_BiT500C.pdf"]
[3614,null,"STEROWNICZE","SB4118",5902956026279,"BiT 500®C","5G1,5","Giętkie kable sterownicze, ekran oplot z pasemek miedzianych ocynowanych o gęstości krycia 85%, izolacja i powłoka PVC, do zastosowań wnętrzowych żyły numerowane, 300/500V","BITNER","KMT",1,27959,"PLN",0.23,null,null,null,null,null,null,null,"n91",null,"EC003250","27.32.13","8544 49 95","https://bitner.com.pl/data/t4_text/649x234_075554231116_BiT500C.JPG","https://bitner.com.pl/data/t4txt_photos/03043181118_BiT500C.pdf"]
[3619,null,"STEROWNICZE","SB4123",5902956026323,"BiT 500®C","7x1,5","Giętkie kable sterownicze, ekran oplot z pasemek miedzianych ocynowanych o gęstości krycia 85%, izolacja i powłoka PVC, do zastosowań wnętrzowych żyły numerowane, 300/500V","BITNER","KMT",1,39803,"PLN",0.23,null,null,null,null,null,null,null,"n91",null,"EC003250","27.32.13","8544 49 95","https://bitner.com.pl/data/t4_text/649x234_075554231116_BiT500C.JPG","https://bitner.com.pl/data/t4txt_photos/03043181118_BiT500C.pdf"]
[3631,null,"STEROWNICZE","SB4135",5902956026446,"BiT 500®C","27G1,5","Giętkie kable sterownicze, ekran oplot z pasemek miedzianych ocynowanych o gęstości krycia 85%, izolacja i powłoka PVC, do zastosowań wnętrzowych żyły numerowane, 300/500V","BITNER","KMT",1,120084,"PLN",0.23,null,null,null,null,null,null,null,"n91",null,"EC003250","27.32.13","8544 49 95","https://bitner.com.pl/data/t4_text/649x234_075554231116_BiT500C.JPG","https://bitner.com.pl/data/t4txt_photos/03043181118_BiT500C.pdf"]
[3640,null,"STEROWNICZE","SB4144",5902956026538,"BiT 500®C","2x2,5","Giętkie kable sterownicze, ekran oplot z pasemek miedzianych ocynowanych o gęstości krycia 85%, izolacja i powłoka PVC, do zastosowań wnętrzowych żyły numerowane, 300/500V","BITNER","KMT",1,20751,"PLN",0.23,null,null,null,null,null,null,null,"n91",null,"EC003250","27.32.13","8544 49 95","https://bitner.com.pl/data/t4_text/649x234_075554231116_BiT500C.JPG","https://bitner.com.pl/data/t4txt_photos/03043181118_BiT500C.pdf"]
[3653,null,"STEROWNICZE","SB4159",5902956026682,"BiT 500®C","16G2,5","Giętkie kable sterownicze, ekran oplot z pasemek miedzianych ocynowanych o gęstości krycia 85%, izolacja i powłoka PVC, do zastosowań wnętrzowych żyły numerowane, 300/500V","BITNER","KMT",1,116145,"PLN",0.23,null,null,null,null,null,null,null,"n91",null,"EC003250","27.32.13","8544 49 95","https://bitner.com.pl/data/t4_text/649x234_075554231116_BiT500C.JPG","https://bitner.com.pl/data/t4txt_photos/03043181118_BiT500C.pdf"]
[3666,null,"STEROWNICZE","SB4172",5902956026811,"BiT 500®C","5G4,0","Giętkie kable sterownicze, ekran oplot z pasemek miedzianych ocynowanych o gęstości krycia 85%, izolacja i powłoka PVC, do zastosowań wnętrzowych żyły numerowane, 300/500V","BITNER","KMT",1,64405,"PLN",0.23,null,null,null,null,null,null,null,"n91",null,"EC003250","27.32.13","8544 49 95","https://bitner.com.pl/data/t4_text/649x234_075554231116_BiT500C.JPG","https://bitner.com.pl/data/t4txt_photos/03043181118_BiT500C.pdf"]
[3682,null,"STEROWNICZE","SB4188",5902956026972,"BiT 500®C","20x2x0,5","Giętkie, parowane kable sterownicze, ekran oplot z pasemek miedzianych ocynowanych o gęstości krycia 85%, izolacja i powłoka PVC, do zastosowań wnętrzowych żyły numerowane, 300/500V","BITNER","KMT",1,75113,"PLN",0.23,null,null,null,null,null,null,null,"n91",null,"EC003250","27.32.13","8544 49 95","https://bitner.com.pl/data/t4_text/649x234_075554231116_BiT500C.JPG","https://bitner.com.pl/data/t4txt_photos/03043181118_BiT500C.pdf"]
[3695,null,"STEROWNICZE","SB4201",5902956027108,"BiT 500®C","18x2x0,75","Giętkie, parowane kable sterownicze, ekran oplot z pasemek miedzianych ocynowanych o gęstości krycia 85%, izolacja i powłoka PVC, do zastosowań wnętrzowych żyły numerowane, 300/500V","BITNER","KMT",1,93482,"PLN",0.23,null,null,null,null,null,null,null,"n91",null,"EC003250","27.32.13","8544 49 95","https://bitner.com.pl/data/t4_text/649x234_075554231116_BiT500C.JPG","https://bitner.com.pl/data/t4txt_photos/03043181118_BiT500C.pdf"]
[3701,null,"STEROWNICZE","SB4207",5902956027160,"BiT 500®C","5x2x1,0","Giętkie, parowane kable sterownicze, ekran oplot z pasemek miedzianych ocynowanych o gęstości krycia 85%, izolacja i powłoka PVC, do zastosowań wnętrzowych żyły numerowane, 300/500V","BITNER","KMT",1,39434,"PLN",0.23,null,null,null,null,null,null,null,"n91",null,"EC003250","27.32.13","8544 49 95","https://bitner.com.pl/data/t4_text/649x234_075554231116_BiT500C.JPG","https://bitner.com.pl/data/t4txt_photos/03043181118_BiT500C.pdf"]
[3712,null,"STEROWNICZE","SB4218",5902956027276,"BiT 500®C","2x2x1,5","Giętkie, parowane kable sterownicze, ekran oplot z pasemek miedzianych ocynowanych o gęstości krycia 85%, izolacja i powłoka PVC, do zastosowań wnętrzowych żyły numerowane, 300/500V","BITNER","KMT",1,26506,"PLN",0.23,null,null,null,null,null,null,null,"n91",null,"EC003250","27.32.13","8544 49 95","https://bitner.com.pl/data/t4_text/649x234_075554231116_BiT500C.JPG","https://bitner.com.pl/data/t4txt_photos/03043181118_BiT500C.pdf"]
[3725,null,"STEROWNICZE","SB4231",5902956027405,"BiT 500®C","24x2x1,5","Giętkie, parowane kable sterownicze, ekran oplot z pasemek miedzianych ocynowanych o gęstości krycia 85%, izolacja i powłoka PVC, do zastosowań wnętrzowych żyły numerowane, 300/500V","BITNER","KMT",1,211172,"PLN",0.23,null,null,null,null,null,null,null,"n91",null,"EC003250","27.32.13","8544 49 95","https://bitner.com.pl/data/t4_text/649x234_075554231116_BiT500C.JPG","https://bitner.com.pl/data/t4txt_photos/03043181118_BiT500C.pdf"]
[3736,null,"STEROWNICZE","SB4242",5902956027511,"BiT 500®C","16x2x2,5","Giętkie, parowane kable sterownicze, ekran oplot z pasemek miedzianych ocynowanych o gęstości krycia 85%, izolacja i powłoka PVC, do zastosowań wnętrzowych żyły numerowane, 300/500V","BITNER","KMT",1,231951,"PLN",0.23,null,null,null,null,null,null,null,"n91",null,"EC003250","27.32.13","8544 49 95","https://bitner.com.pl/data/t4_text/649x234_075554231116_BiT500C.JPG","https://bitner.com.pl/data/t4txt_photos/03043181118_BiT500C.pdf"]
[3746,null,"STEROWNICZE","S54309",5902956027610,"BiT 500®CY","14G0,5","Giętkie kable sterownicze, ekran pasemka miedziane ocynowane gęstość krycia 85%, z powłoką wypełniającą pod ekranem, do zastosowań wnętrzowych, żyły numerowane, 300/500V","BITNER","KMT",1,33472,"PLN",0.23,null,null,null,null,null,null,null,"n91",null,"EC003250","27.32.13","8544 49 95","https://bitner.com.pl/data/t4_text/649x234_075709231116_BiT%20500CY.JPG","https://bitner.com.pl/data/t4txt_photos/013917250320_BiT%20500CY%20300-500.pdf"]
[3767,null,"STEROWNICZE","S54330",5902956027818,"BiT 500®CY","18G0,75","Giętkie kable sterownicze, ekran pasemka miedziane ocynowane gęstość krycia 85%, z powłoką wypełniającą pod ekranem, do zastosowań wnętrzowych, żyły numerowane, 300/500V","BITNER","KMT",1,53875,"PLN",0.23,null,null,null,null,null,null,null,"n91",null,"EC003250","27.32.13","8544 49 95","https://bitner.com.pl/data/t4_text/649x234_075709231116_BiT%20500CY.JPG","https://bitner.com.pl/data/t4txt_photos/013917250320_BiT%20500CY%20300-500.pdf"]
[3771,null,"STEROWNICZE","S54335",5902956027856,"BiT 500®CY","2x1,0","Giętkie kable sterownicze, ekran pasemka miedziane ocynowane gęstość krycia 85%, z powłoką wypełniającą pod ekranem, do zastosowań wnętrzowych, żyły numerowane, 300/500V","BITNER","KMT",1,11668,"PLN",0.23,null,null,null,null,null,null,null,"n91",null,"EC003250","27.32.13","8544 49 95","https://bitner.com.pl/data/t4_text/649x234_075709231116_BiT%20500CY.JPG","https://bitner.com.pl/data/t4txt_photos/013917250320_BiT%20500CY%20300-500.pdf"]
[3788,null,"STEROWNICZE","S54353",5902956028020,"BiT 500®CY","4G1,5","Giętkie kable sterownicze, ekran pasemka miedziane ocynowane gęstość krycia 85%, z powłoką wypełniającą pod ekranem, do zastosowań wnętrzowych, żyły numerowane, 300/500V","BITNER","KMT",1,26545,"PLN",0.23,null,null,null,null,null,null,null,"n91",null,"EC003250","27.32.13","8544 49 95","https://bitner.com.pl/data/t4_text/649x234_075709231116_BiT%20500CY.JPG","https://bitner.com.pl/data/t4txt_photos/013917250320_BiT%20500CY%20300-500.pdf"]
[3799,null,"STEROWNICZE","S54365",5902956028143,"BiT 500®CY","7G2,5","Giętkie kable sterownicze, ekran pasemka miedziane ocynowane gęstość krycia 85%, z powłoką wypełniającą pod ekranem, do zastosowań wnętrzowych, żyły numerowane, 300/500V","BITNER","KMT",1,59446,"PLN",0.23,null,null,null,null,null,null,null,"n91",null,"EC003250","27.32.13","8544 49 95","https://bitner.com.pl/data/t4_text/649x234_075709231116_BiT%20500CY.JPG","https://bitner.com.pl/data/t4txt_photos/013917250320_BiT%20500CY%20300-500.pdf"]
[3809,null,"STEROWNICZE","SB0257",5902956028884,"BiT 500®(St)","6G0,5","Giętkie kable sterownicze, ekranowane folią metalizowaną z linką uziemiającą, do zastosowań wnętrzowych, w izolacji i powłoce PVC, żyły numerowane, 300/500V","BITNER","KMT",1,10862,"PLN",0.23,null,null,null,null,null,null,null,"n91",null,"EC003250","27.32.13","8544 49 95","https://bitner.com.pl/data/t4_text/649x234_075836231116_BiT%20500%20St.JPG","https://bitner.com.pl/data/t4txt_photos/03254481118_BiT500_St.pdf"]
[3818,null,"STEROWNICZE","SB0266",5902956028976,"BiT 500®(St)","16G0,5","Giętkie kable sterownicze, ekranowane folią metalizowaną z linką uziemiającą, do zastosowań wnętrzowych, w izolacji i powłoce PVC, żyły numerowane, 300/500V","BITNER","KMT",1,25312,"PLN",0.23,null,null,null,null,null,null,null,"n91",null,"EC003250","27.32.13","8544 49 95","https://bitner.com.pl/data/t4_text/649x234_075836231116_BiT%20500%20St.JPG","https://bitner.com.pl/data/t4txt_photos/03254481118_BiT500_St.pdf"]
[3834,null,"STEROWNICZE","SB0282",5902956029133,"BiT 500®(St)","3x0,75","Giętkie kable sterownicze, ekranowane folią metalizowaną z linką uziemiającą, do zastosowań wnętrzowych, w izolacji i powłoce PVC, żyły numerowane, 300/500V","BITNER","KMT",1,9065,"PLN",0.23,null,null,null,null,null,null,null,"n91",null,"EC003250","27.32.13","8544 49 95","https://bitner.com.pl/data/t4_text/649x234_075836231116_BiT%20500%20St.JPG","https://bitner.com.pl/data/t4txt_photos/03254481118_BiT500_St.pdf"]
[3839,null,"STEROWNICZE","SB0287",5902956029188,"BiT 500®(St)","6G0,75","Giętkie kable sterownicze, ekranowane folią metalizowaną z linką uziemiającą, do zastosowań wnętrzowych, w izolacji i powłoce PVC, żyły numerowane, 300/500V","BITNER","KMT",1,14784,"PLN",0.23,null,null,null,null,null,null,null,"n91",null,"EC003250","27.32.13","8544 49 95","https://bitner.com.pl/data/t4_text/649x234_075836231116_BiT%20500%20St.JPG","https://bitner.com.pl/data/t4txt_photos/03254481118_BiT500_St.pdf"]
[3860,null,"STEROWNICZE","SB0308",5902956029393,"BiT 500®(St)","50G0,75","Giętkie kable sterownicze, ekranowane folią metalizowaną z linką uziemiającą, do zastosowań wnętrzowych, w izolacji i powłoce PVC, żyły numerowane, 300/500V","BITNER","KMT",1,106031,"PLN",0.23,null,null,null,null,null,null,null,"n91",null,"EC003250","27.32.13","8544 49 95","https://bitner.com.pl/data/t4_text/649x234_075836231116_BiT%20500%20St.JPG","https://bitner.com.pl/data/t4txt_photos/03254481118_BiT500_St.pdf"]
[3869,null,"STEROWNICZE","SB0317",5902956029485,"BiT 500®(St)","5x1,0","Giętkie kable sterownicze, ekranowane folią metalizowaną z linką uziemiającą, do zastosowań wnętrzowych, w izolacji i powłoce PVC, żyły numerowane, 300/500V","BITNER","KMT",1,18082,"PLN",0.23,null,null,null,null,null,null,null,"n91",null,"EC003250","27.32.13","8544 49 95","https://bitner.com.pl/data/t4_text/649x234_075836231116_BiT%20500%20St.JPG","https://bitner.com.pl/data/t4txt_photos/03254481118_BiT500_St.pdf"]
[3881,null,"STEROWNICZE","SB0329",5902956029607,"BiT 500®(St)","18G1,0","Giętkie kable sterownicze, ekranowane folią metalizowaną z linką uziemiającą, do zastosowań wnętrzowych, w izolacji i powłoce PVC, żyły numerowane, 300/500V","BITNER","KMT",1,51935,"PLN",0.23,null,null,null,null,null,null,null,"n91",null,"EC003250","27.32.13","8544 49 95","https://bitner.com.pl/data/t4_text/649x234_075836231116_BiT%20500%20St.JPG","https://bitner.com.pl/data/t4txt_photos/03254481118_BiT500_St.pdf"]
[3890,null,"STEROWNICZE","SB0338",5902956029690,"BiT 500®(St)","40G1,0","Giętkie kable sterownicze, ekranowane folią metalizowaną z linką uziemiającą, do zastosowań wnętrzowych, w izolacji i powłoce PVC, żyły numerowane, 300/500V","BITNER","KMT",1,111340,"PLN",0.23,null,null,null,null,null,null,null,"n91",null,"EC003250","27.32.13","8544 49 95","https://bitner.com.pl/data/t4_text/649x234_075836231116_BiT%20500%20St.JPG","https://bitner.com.pl/data/t4txt_photos/03254481118_BiT500_St.pdf"]
[3897,null,"STEROWNICZE","SB0345",5902956029768,"BiT 500®(St)","3x1,5","Giętkie kable sterownicze, ekranowane folią metalizowaną z linką uziemiającą, do zastosowań wnętrzowych, w izolacji i powłoce PVC, żyły numerowane, 300/500V","BITNER","KMT",1,15928,"PLN",0.23,null,null,null,null,null,null,null,"n91",null,"EC003250","27.32.13","8544 49 95","https://bitner.com.pl/data/t4_text/649x234_075836231116_BiT%20500%20St.JPG","https://bitner.com.pl/data/t4txt_photos/03254481118_BiT500_St.pdf"]
[3911,null,"STEROWNICZE","SB0359",5902956029904,"BiT 500®(St)","14G1,5","Giętkie kable sterownicze, ekranowane folią metalizowaną z linką uziemiającą, do zastosowań wnętrzowych, w izolacji i powłoce PVC, żyły numerowane, 300/500V","BITNER","KMT",1,57680,"PLN",0.23,null,null,null,null,null,null,null,"n91",null,"EC003250","27.32.13","8544 49 95","https://bitner.com.pl/data/t4_text/649x234_075836231116_BiT%20500%20St.JPG","https://bitner.com.pl/data/t4txt_photos/03254481118_BiT500_St.pdf"]
[3920,null,"STEROWNICZE","SB0368",5902956029997,"BiT 500®(St)","37G1,5","Giętkie kable sterownicze, ekranowane folią metalizowaną z linką uziemiającą, do zastosowań wnętrzowych, w izolacji i powłoce PVC, żyły numerowane, 300/500V","BITNER","KMT",1,146223,"PLN",0.23,null,null,null,null,null,null,null,"n91",null,"EC003250","27.32.13","8544 49 95","https://bitner.com.pl/data/t4_text/649x234_075836231116_BiT%20500%20St.JPG","https://bitner.com.pl/data/t4txt_photos/03254481118_BiT500_St.pdf"]
[3932,null,"STEROWNICZE","SB0380",5902956030115,"BiT 500®(St)","5x2,5","Giętkie kable sterownicze, ekranowane folią metalizowaną z linką uziemiającą, do zastosowań wnętrzowych, w izolacji i powłoce PVC, żyły numerowane, 300/500V","BITNER","KMT",1,38588,"PLN",0.23,null,null,null,null,null,null,null,"n91",null,"EC003250","27.32.13","8544 49 95","https://bitner.com.pl/data/t4_text/649x234_075836231116_BiT%20500%20St.JPG","https://bitner.com.pl/data/t4txt_photos/03254481118_BiT500_St.pdf"]
[3953,null,"STEROWNICZE","SB0403",5902956030344,"BiT 500®(St)","7G4,0","Giętkie kable sterownicze, ekranowane folią metalizowaną z linką uziemiającą, do zastosowań wnętrzowych, w izolacji i powłoce PVC, żyły numerowane, 300/500V","BITNER","KMT",1,77644,"PLN",0.23,null,null,null,null,null,null,null,"n91",null,"EC003250","27.32.13","8544 49 95","https://bitner.com.pl/data/t4_text/649x234_075836231116_BiT%20500%20St.JPG","https://bitner.com.pl/data/t4txt_photos/03254481118_BiT500_St.pdf"]
[3960,null,"STEROWNICZE","SB0410",5902956030412,"BiT 500®(St)","6x2x0,5","Giętkie kable sterownicze, ekranowane folią metalizowaną z linką uziemiającą, do zastosowań wnętrzowych, w izolacji i powłoce PVC, żyły numerowane, 300/500V","BITNER","KMT",1,20374,"PLN",0.23,null,null,null,null,null,null,null,"n91",null,"EC003250","27.32.13","8544 49 95","https://bitner.com.pl/data/t4_text/649x234_075836231116_BiT%20500%20St.JPG","https://bitner.com.pl/data/t4txt_photos/03254481118_BiT500_St.pdf"]
[3974,null,"STEROWNICZE","SB0424",5902956030559,"BiT 500®(St)","6x2x0,75","Giętkie kable sterownicze, ekranowane folią metalizowaną z linką uziemiającą, do zastosowań wnętrzowych, w izolacji i powłoce PVC, żyły numerowane, 300/500V","BITNER","KMT",1,27806,"PLN",0.23,null,null,null,null,null,null,null,"n91",null,"EC003250","27.32.13","8544 49 95","https://bitner.com.pl/data/t4_text/649x234_075836231116_BiT%20500%20St.JPG","https://bitner.com.pl/data/t4txt_photos/03254481118_BiT500_St.pdf"]
[3983,null,"STEROWNICZE","SB0433",5902956030641,"BiT 500®(St)","24x2x0,75","Giętkie kable sterownicze, ekranowane folią metalizowaną z linką uziemiającą, do zastosowań wnętrzowych, w izolacji i powłoce PVC, żyły numerowane, 300/500V","BITNER","KMT",1,102288,"PLN",0.23,null,null,null,null,null,null,null,"n91",null,"EC003250","27.32.13","8544 49 95","https://bitner.com.pl/data/t4_text/649x234_075836231116_BiT%20500%20St.JPG","https://bitner.com.pl/data/t4txt_photos/03254481118_BiT500_St.pdf"]
[3995,null,"STEROWNICZE","SB0445",5902956030764,"BiT 500®(St)","18x2x1,0","Giętkie kable sterownicze, ekranowane folią metalizowaną z linką uziemiającą, do zastosowań wnętrzowych, w izolacji i powłoce PVC, żyły numerowane, 300/500V","BITNER","KMT",1,101518,"PLN",0.23,null,null,null,null,null,null,null,"n91",null,"EC003250","27.32.13","8544 49 95","https://bitner.com.pl/data/t4_text/649x234_075836231116_BiT%20500%20St.JPG","https://bitner.com.pl/data/t4txt_photos/03254481118_BiT500_St.pdf"]
[4004,null,"STEROWNICZE","SB0454",5902956030856,"BiT 500®(St)","8x2x1,5","Giętkie kable sterownicze, ekranowane folią metalizowaną z linką uziemiającą, do zastosowań wnętrzowych, w izolacji i powłoce PVC, żyły numerowane, 300/500V","BITNER","KMT",1,66329,"PLN",0.23,null,null,null,null,null,null,null,"n91",null,"EC003250","27.32.13","8544 49 95","https://bitner.com.pl/data/t4_text/649x234_075836231116_BiT%20500%20St.JPG","https://bitner.com.pl/data/t4txt_photos/03254481118_BiT500_St.pdf"]
[4013,null,"STEROWNICZE","SB0463",5902956030948,"BiT 500®(St)","3x2x2,5","Giętkie kable sterownicze, ekranowane folią metalizowaną z linką uziemiającą, do zastosowań wnętrzowych, w izolacji i powłoce PVC, żyły numerowane, 300/500V","BITNER","KMT",1,42414,"PLN",0.23,null,null,null,null,null,null,null,"n91",null,"EC003250","27.32.13","8544 49 95","https://bitner.com.pl/data/t4_text/649x234_075836231116_BiT%20500%20St.JPG","https://bitner.com.pl/data/t4txt_photos/03254481118_BiT500_St.pdf"]
[4030,null,"STEROWNICZE","SB0507",5902956031112,"BiT 500®2(St)","10x2x0,5","Giętkie kable sterownicze, parowane, ekran ogólny i par w postaci folii aluminiowej z linką uziemiającą,izolacja i powłoka PVC, do zastosowań wnętrzowych, żyły numerowane, 300/500V","BITNER","KMT",1,47527,"PLN",0.23,null,null,null,null,null,null,null,"n91",null,"EC003250","27.32.13","8544 49 95","https://bitner.com.pl/data/t4_text/649x234_075955231116_BiT%20500%202(St.JPG","https://bitner.com.pl/data/t4txt_photos/03283581118_BiT5002St.pdf"]
[4046,null,"STEROWNICZE","SB0523",5902956031273,"BiT 500®2(St)","14x2x0,75","Giętkie kable sterownicze, parowane, ekran ogólny i par w postaci folii aluminiowej z linką uziemiającą,izolacja i powłoka PVC, do zastosowań wnętrzowych, żyły numerowane, 300/500V","BITNER","KMT",1,84127,"PLN",0.23,null,null,null,null,null,null,null,"n91",null,"EC003250","27.32.13","8544 49 95","https://bitner.com.pl/data/t4_text/649x234_075955231116_BiT%20500%202(St.JPG","https://bitner.com.pl/data/t4txt_photos/03283581118_BiT5002St.pdf"]
[4059,null,"STEROWNICZE","SB0536",5902956031402,"BiT 500®2(St)","12x2x1,0","Giętkie kable sterownicze, parowane, ekran ogólny i par w postaci folii aluminiowej z linką uziemiającą,izolacja i powłoka PVC, do zastosowań wnętrzowych, żyły numerowane, 300/500V","BITNER","KMT",1,96403,"PLN",0.23,null,null,null,null,null,null,null,"n91",null,"EC003250","27.32.13","8544 49 95","https://bitner.com.pl/data/t4_text/649x234_075955231116_BiT%20500%202(St.JPG","https://bitner.com.pl/data/t4txt_photos/03283581118_BiT5002St.pdf"]
[4065,null,"STEROWNICZE","SB0542",5902956031464,"BiT 500®2(St)","2x2x1,5","Giętkie kable sterownicze, parowane, ekran ogólny i par w postaci folii aluminiowej z linką uziemiającą,izolacja i powłoka PVC, do zastosowań wnętrzowych, żyły numerowane, 300/500V","BITNER","KMT",1,25078,"PLN",0.23,null,null,null,null,null,null,null,"n91",null,"EC003250","27.32.13","8544 49 95","https://bitner.com.pl/data/t4_text/649x234_075955231116_BiT%20500%202(St.JPG","https://bitner.com.pl/data/t4txt_photos/03283581118_BiT5002St.pdf"]
[4076,null,"STEROWNICZE","SB0553",5902956031570,"BiT 500®2(St)","18x2x1,5","Giętkie kable sterownicze, parowane, ekran ogólny i par w postaci folii aluminiowej z linką uziemiającą,izolacja i powłoka PVC, do zastosowań wnętrzowych, żyły numerowane, 300/500V","BITNER","KMT",1,185489,"PLN",0.23,null,null,null,null,null,null,null,"n91",null,"EC003250","27.32.13","8544 49 95","https://bitner.com.pl/data/t4_text/649x234_075955231116_BiT%20500%202(St.JPG","https://bitner.com.pl/data/t4txt_photos/03283581118_BiT5002St.pdf"]
[4089,null,"STEROWNICZE","SB0566",5902956031709,"BiT 500®2(St)","16x2x2,5","Giętkie kable sterownicze, parowane, ekran ogólny i par w postaci folii aluminiowej z linką uziemiającą,izolacja i powłoka PVC, do zastosowań wnętrzowych, żyły numerowane, 300/500V","BITNER","KMT",1,247187,"PLN",0.23,null,null,null,null,null,null,null,"n91",null,"EC003250","27.32.13","8544 49 95","https://bitner.com.pl/data/t4_text/649x234_075955231116_BiT%20500%202(St.JPG","https://bitner.com.pl/data/t4txt_photos/03283581118_BiT5002St.pdf"]
[4100,null,"STEROWNICZE","S58865",5902956031815,"BiT 500®FR","8G0,5","Giętkie, uniepalnione kable sterownicze, o izolacji i powłoce PVC, żyły numerowane, do zastosowań wnętrzowych, 300/500V","BITNER","KMT",1,13160,"PLN",0.23,null,null,null,null,null,null,null,"n91",null,"EC003250","27.32.13","8544 49 95","https://bitner.com.pl/data/t4_text/649x234_080036231116_BiT%20500%20FR.JPG","https://bitner.com.pl/data/t4txt_photos/03321681118_BiT_500_FR.pdf"]
[4106,null,"STEROWNICZE","S58871",5902956031877,"BiT 500®FR","16G0,5","Giętkie, uniepalnione kable sterownicze, o izolacji i powłoce PVC, żyły numerowane, do zastosowań wnętrzowych, 300/500V","BITNER","KMT",1,25332,"PLN",0.23,null,null,null,null,null,null,null,"n91",null,"EC003250","27.32.13","8544 49 95","https://bitner.com.pl/data/t4_text/649x234_080036231116_BiT%20500%20FR.JPG","https://bitner.com.pl/data/t4txt_photos/03321681118_BiT_500_FR.pdf"]
[4128,null,"STEROWNICZE","S58893",5902956032096,"BiT 500®FR","6x0,75","Giętkie, uniepalnione kable sterownicze, o izolacji i powłoce PVC, żyły numerowane, do zastosowań wnętrzowych, 300/500V","BITNER","KMT",1,15276,"PLN",0.23,null,null,null,null,null,null,null,"n91",null,"EC003250","27.32.13","8544 49 95","https://bitner.com.pl/data/t4_text/649x234_080036231116_BiT%20500%20FR.JPG","https://bitner.com.pl/data/t4txt_photos/03321681118_BiT_500_FR.pdf"]
[4139,null,"STEROWNICZE","S58904",5902956032201,"BiT 500®FR","19G0,75","Giętkie, uniepalnione kable sterownicze, o izolacji i powłoce PVC, żyły numerowane, do zastosowań wnętrzowych, 300/500V","BITNER","KMT",1,42336,"PLN",0.23,null,null,null,null,null,null,null,"n91",null,"EC003250","27.32.13","8544 49 95","https://bitner.com.pl/data/t4_text/649x234_080036231116_BiT%20500%20FR.JPG","https://bitner.com.pl/data/t4txt_photos/03321681118_BiT_500_FR.pdf"]
[4152,null,"STEROWNICZE","S58917",5902956032331,"BiT 500®FR","3G1,0","Giętkie, uniepalnione kable sterownicze, o izolacji i powłoce PVC, żyły numerowane, do zastosowań wnętrzowych, 300/500V","BITNER","KMT",1,9338,"PLN",0.23,null,null,null,null,null,null,null,"n91",null,"EC003250","27.32.13","8544 49 95","https://bitner.com.pl/data/t4_text/649x234_080036231116_BiT%20500%20FR.JPG","https://bitner.com.pl/data/t4txt_photos/03321681118_BiT_500_FR.pdf"]
[4163,null,"STEROWNICZE","S58928",5902956032447,"BiT 500®FR","10G1,0","Giętkie, uniepalnione kable sterownicze, o izolacji i powłoce PVC, żyły numerowane, do zastosowań wnętrzowych, 300/500V","BITNER","KMT",1,30406,"PLN",0.23,null,null,null,null,null,null,null,"n91",null,"EC003250","27.32.13","8544 49 95","https://bitner.com.pl/data/t4_text/649x234_080036231116_BiT%20500%20FR.JPG","https://bitner.com.pl/data/t4txt_photos/03321681118_BiT_500_FR.pdf"]
[4169,null,"STEROWNICZE","S58934",5902956032508,"BiT 500®FR","18G1,0","Giętkie, uniepalnione kable sterownicze, o izolacji i powłoce PVC, żyły numerowane, do zastosowań wnętrzowych, 300/500V","BITNER","KMT",1,53274,"PLN",0.23,null,null,null,null,null,null,null,"n91",null,"EC003250","27.32.13","8544 49 95","https://bitner.com.pl/data/t4_text/649x234_080036231116_BiT%20500%20FR.JPG","https://bitner.com.pl/data/t4txt_photos/03321681118_BiT_500_FR.pdf"]
[4182,null,"STEROWNICZE","S58947",5902956032638,"BiT 500®FR","61G1,0","Giętkie, uniepalnione kable sterownicze, o izolacji i powłoce PVC, żyły numerowane, do zastosowań wnętrzowych, 300/500V","BITNER","KMT",1,179686,"PLN",0.23,null,null,null,null,null,null,null,"n91",null,"EC003250","27.32.13","8544 49 95","https://bitner.com.pl/data/t4_text/649x234_080036231116_BiT%20500%20FR.JPG","https://bitner.com.pl/data/t4txt_photos/03321681118_BiT_500_FR.pdf"]
[4198,null,"STEROWNICZE","S58963",5902956032799,"BiT 500®FR","12x1,5","Giętkie, uniepalnione kable sterownicze, o izolacji i powłoce PVC, żyły numerowane, do zastosowań wnętrzowych, 300/500V","BITNER","KMT",1,56137,"PLN",0.23,null,null,null,null,null,null,null,"n91",null,"EC003250","27.32.13","8544 49 95","https://bitner.com.pl/data/t4_text/649x234_080036231116_BiT%20500%20FR.JPG","https://bitner.com.pl/data/t4txt_photos/03321681118_BiT_500_FR.pdf"]
[4203,null,"STEROWNICZE","S58968",5902956032843,"BiT 500®FR","21G1,5","Giętkie, uniepalnione kable sterownicze, o izolacji i powłoce PVC, żyły numerowane, do zastosowań wnętrzowych, 300/500V","BITNER","KMT",1,89756,"PLN",0.23,null,null,null,null,null,null,null,"n91",null,"EC003250","27.32.13","8544 49 95","https://bitner.com.pl/data/t4_text/649x234_080036231116_BiT%20500%20FR.JPG","https://bitner.com.pl/data/t4txt_photos/03321681118_BiT_500_FR.pdf"]
[4212,null,"STEROWNICZE","S58977",5902956032935,"BiT 500®FR","56G1,5","Giętkie, uniepalnione kable sterownicze, o izolacji i powłoce PVC, żyły numerowane, do zastosowań wnętrzowych, 300/500V","BITNER","KMT",1,236425,"PLN",0.23,null,null,null,null,null,null,null,"n91",null,"EC003250","27.32.13","8544 49 95","https://bitner.com.pl/data/t4_text/649x234_080036231116_BiT%20500%20FR.JPG","https://bitner.com.pl/data/t4txt_photos/03321681118_BiT_500_FR.pdf"]
[4233,null,"STEROWNICZE","S59000",5902956033161,"BiT 500®FR","37G2,5","Giętkie, uniepalnione kable sterownicze, o izolacji i powłoce PVC, żyły numerowane, do zastosowań wnętrzowych, 300/500V","BITNER","KMT",1,255416,"PLN",0.23,null,null,null,null,null,null,null,"n91",null,"EC003250","27.32.13","8544 49 95","https://bitner.com.pl/data/t4_text/649x234_080036231116_BiT%20500%20FR.JPG","https://bitner.com.pl/data/t4txt_photos/03321681118_BiT_500_FR.pdf"]
[4245,null,"STEROWNICZE","S59012",5902956033284,"BiT 500®FR","3x2x0,5","Giętkie, parowane, uniepalnione kable sterownicze, o izolacji i powłoce PVC, żyły numerowane, do zastosowań wnętrzowych, 300/500V","BITNER","KMT",1,9823,"PLN",0.23,null,null,null,null,null,null,null,"n91",null,"EC003250","27.32.13","8544 49 95","https://bitner.com.pl/data/t4_text/649x234_080036231116_BiT%20500%20FR.JPG","https://bitner.com.pl/data/t4txt_photos/03321681118_BiT_500_FR.pdf"]
[4254,null,"STEROWNICZE","S59021",5902956033376,"BiT 500®FR","16x2x0,5","Giętkie, parowane, uniepalnione kable sterownicze, o izolacji i powłoce PVC, żyły numerowane, do zastosowań wnętrzowych, 300/500V","BITNER","KMT",1,47839,"PLN",0.23,null,null,null,null,null,null,null,"n91",null,"EC003250","27.32.13","8544 49 95","https://bitner.com.pl/data/t4_text/649x234_080036231116_BiT%20500%20FR.JPG","https://bitner.com.pl/data/t4txt_photos/03321681118_BiT_500_FR.pdf"]
[4268,null,"STEROWNICZE","S59035",5902956033512,"BiT 500®FR","16x2x0,75","Giętkie, parowane, uniepalnione kable sterownicze, o izolacji i powłoce PVC, żyły numerowane, do zastosowań wnętrzowych, 300/500V","BITNER","KMT",1,68658,"PLN",0.23,null,null,null,null,null,null,null,"n91",null,"EC003250","27.32.13","8544 49 95","https://bitner.com.pl/data/t4_text/649x234_080036231116_BiT%20500%20FR.JPG","https://bitner.com.pl/data/t4txt_photos/03321681118_BiT_500_FR.pdf"]
[4275,null,"STEROWNICZE","S59042",5902956033581,"BiT 500®FR","5x2x1,0","Giętkie, parowane, uniepalnione kable sterownicze, o izolacji i powłoce PVC, żyły numerowane, do zastosowań wnętrzowych, 300/500V","BITNER","KMT",1,29098,"PLN",0.23,null,null,null,null,null,null,null,"n91",null,"EC003250","27.32.13","8544 49 95","https://bitner.com.pl/data/t4_text/649x234_080036231116_BiT%20500%20FR.JPG","https://bitner.com.pl/data/t4txt_photos/03321681118_BiT_500_FR.pdf"]
[4285,null,"STEROWNICZE","S59052",5902956033680,"BiT 500®FR","24x2x1,0","Giętkie, parowane, uniepalnione kable sterownicze, o izolacji i powłoce PVC, żyły numerowane, do zastosowań wnętrzowych, 300/500V","BITNER","KMT",1,131160,"PLN",0.23,null,null,null,null,null,null,null,"n91",null,"EC003250","27.32.13","8544 49 95","https://bitner.com.pl/data/t4_text/649x234_080036231116_BiT%20500%20FR.JPG","https://bitner.com.pl/data/t4txt_photos/03321681118_BiT_500_FR.pdf"]
[4296,null,"STEROWNICZE","S59063",5902956033796,"BiT 500®FR","16x2x1,5","Giętkie, parowane, uniepalnione kable sterownicze, o izolacji i powłoce PVC, żyły numerowane, do zastosowań wnętrzowych, 300/500V","BITNER","KMT",1,126966,"PLN",0.23,null,null,null,null,null,null,null,"n91",null,"EC003250","27.32.13","8544 49 95","https://bitner.com.pl/data/t4_text/649x234_080036231116_BiT%20500%20FR.JPG","https://bitner.com.pl/data/t4txt_photos/03321681118_BiT_500_FR.pdf"]
[4305,null,"STEROWNICZE","S59072",5902956033888,"BiT 500®FR","7x2x2,5","Giętkie, parowane, uniepalnione kable sterownicze, o izolacji i powłoce PVC, żyły numerowane, do zastosowań wnętrzowych, 300/500V","BITNER","KMT",1,91640,"PLN",0.23,null,null,null,null,null,null,null,"n91",null,"EC003250","27.32.13","8544 49 95","https://bitner.com.pl/data/t4_text/649x234_080036231116_BiT%20500%20FR.JPG","https://bitner.com.pl/data/t4txt_photos/03321681118_BiT_500_FR.pdf"]
[4320,null,"STEROWNICZE","SB1309",5902956034038,"BiT 500®C FR","7x0,5","Uniepalnione, giętkie kable sterownicze, ekran oplot z pasemek miedzianych ocynowanych o gęstości krycia 85%, izolacja i powłoka PVC, do zastosowań wnętrzowych żyły numerowane, 300/500V","BITNER","KMT",1,17297,"PLN",0.23,null,null,null,null,null,null,null,"n91",null,"EC003250","27.32.13","8544 49 95","https://bitner.com.pl/data/t4_text/649x234_080126231116_BiT%20500%20C%20FR.JPG","https://bitner.com.pl/data/t4txt_photos/03362581118_BiT%20500%C2%AEC%20FR.pdf"]
[4338,null,"STEROWNICZE","SB1327",5902956034212,"BiT 500®C FR","50G0,5","Uniepalnione, giętkie kable sterownicze, ekran oplot z pasemek miedzianych ocynowanych o gęstości krycia 85%, izolacja i powłoka PVC, do zastosowań wnętrzowych żyły numerowane, 300/500V","BITNER","KMT",1,93813,"PLN",0.23,null,null,null,null,null,null,null,"n91",null,"EC003250","27.32.13","8544 49 95","https://bitner.com.pl/data/t4_text/649x234_080126231116_BiT%20500%20C%20FR.JPG","https://bitner.com.pl/data/t4txt_photos/03362581118_BiT%20500%C2%AEC%20FR.pdf"]
[4347,null,"STEROWNICZE","SB1336",5902956034304,"BiT 500®C FR","5x0,75","Uniepalnione, giętkie kable sterownicze, ekran oplot z pasemek miedzianych ocynowanych o gęstości krycia 85%, izolacja i powłoka PVC, do zastosowań wnętrzowych żyły numerowane, 300/500V","BITNER","KMT",1,17928,"PLN",0.23,null,null,null,null,null,null,null,"n91",null,"EC003250","27.32.13","8544 49 95","https://bitner.com.pl/data/t4_text/649x234_080126231116_BiT%20500%20C%20FR.JPG","https://bitner.com.pl/data/t4txt_photos/03362581118_BiT%20500%C2%AEC%20FR.pdf"]
[4359,null,"STEROWNICZE","SB1348",5902956034427,"BiT 500®C FR","18G0,75","Uniepalnione, giętkie kable sterownicze, ekran oplot z pasemek miedzianych ocynowanych o gęstości krycia 85%, izolacja i powłoka PVC, do zastosowań wnętrzowych żyły numerowane, 300/500V","BITNER","KMT",1,51819,"PLN",0.23,null,null,null,null,null,null,null,"n91",null,"EC003250","27.32.13","8544 49 95","https://bitner.com.pl/data/t4_text/649x234_080126231116_BiT%20500%20C%20FR.JPG","https://bitner.com.pl/data/t4txt_photos/03362581118_BiT%20500%C2%AEC%20FR.pdf"]
[4368,null,"STEROWNICZE","SB1357",5902956034519,"BiT 500®C FR","42G0,75","Uniepalnione, giętkie kable sterownicze, ekran oplot z pasemek miedzianych ocynowanych o gęstości krycia 85%, izolacja i powłoka PVC, do zastosowań wnętrzowych żyły numerowane, 300/500V","BITNER","KMT",1,111574,"PLN",0.23,null,null,null,null,null,null,null,"n91",null,"EC003250","27.32.13","8544 49 95","https://bitner.com.pl/data/t4_text/649x234_080126231116_BiT%20500%20C%20FR.JPG","https://bitner.com.pl/data/t4txt_photos/03362581118_BiT%20500%C2%AEC%20FR.pdf"]
[4377,null,"STEROWNICZE","SB1366",5902956034601,"BiT 500®C FR","5G1,0","Uniepalnione, giętkie kable sterownicze, ekran oplot z pasemek miedzianych ocynowanych o gęstości krycia 85%, izolacja i powłoka PVC, do zastosowań wnętrzowych żyły numerowane, 300/500V","BITNER","KMT",1,22430,"PLN",0.23,null,null,null,null,null,null,null,"n91",null,"EC003250","27.32.13","8544 49 95","https://bitner.com.pl/data/t4_text/649x234_080126231116_BiT%20500%20C%20FR.JPG","https://bitner.com.pl/data/t4txt_photos/03362581118_BiT%20500%C2%AEC%20FR.pdf"]
[4394,null,"STEROWNICZE","SB1383",5902956034779,"BiT 500®C FR","25G1,0","Uniepalnione, giętkie kable sterownicze, ekran oplot z pasemek miedzianych ocynowanych o gęstości krycia 85%, izolacja i powłoka PVC, do zastosowań wnętrzowych żyły numerowane, 300/500V","BITNER","KMT",1,88069,"PLN",0.23,null,null,null,null,null,null,null,"n91",null,"EC003250","27.32.13","8544 49 95","https://bitner.com.pl/data/t4_text/649x234_080126231116_BiT%20500%20C%20FR.JPG","https://bitner.com.pl/data/t4txt_photos/03362581118_BiT%20500%C2%AEC%20FR.pdf"]
[4398,null,"STEROWNICZE","SB1387",5902956034816,"BiT 500®C FR","37G1,0","Uniepalnione, giętkie kable sterownicze, ekran oplot z pasemek miedzianych ocynowanych o gęstości krycia 85%, izolacja i powłoka PVC, do zastosowań wnętrzowych żyły numerowane, 300/500V","BITNER","KMT",1,123569,"PLN",0.23,null,null,null,null,null,null,null,"n91",null,"EC003250","27.32.13","8544 49 95","https://bitner.com.pl/data/t4_text/649x234_080126231116_BiT%20500%20C%20FR.JPG","https://bitner.com.pl/data/t4txt_photos/03362581118_BiT%20500%C2%AEC%20FR.pdf"]
[4419,null,"STEROWNICZE","SB1408",5902956035028,"BiT 500®C FR","12x1,5","Uniepalnione, giętkie kable sterownicze, ekran oplot z pasemek miedzianych ocynowanych o gęstości krycia 85%, izolacja i powłoka PVC, do zastosowań wnętrzowych żyły numerowane, 300/500V","BITNER","KMT",1,68441,"PLN",0.23,null,null,null,null,null,null,null,"n91",null,"EC003250","27.32.13","8544 49 95","https://bitner.com.pl/data/t4_text/649x234_080126231116_BiT%20500%20C%20FR.JPG","https://bitner.com.pl/data/t4txt_photos/03362581118_BiT%20500%C2%AEC%20FR.pdf"]
[4429,null,"STEROWNICZE","SB1418",5902956035127,"BiT 500®C FR","37G1,5","Uniepalnione, giętkie kable sterownicze, ekran oplot z pasemek miedzianych ocynowanych o gęstości krycia 85%, izolacja i powłoka PVC, do zastosowań wnętrzowych żyły numerowane, 300/500V","BITNER","KMT",1,172766,"PLN",0.23,null,null,null,null,null,null,null,"n91",null,"EC003250","27.32.13","8544 49 95","https://bitner.com.pl/data/t4_text/649x234_080126231116_BiT%20500%20C%20FR.JPG","https://bitner.com.pl/data/t4txt_photos/03362581118_BiT%20500%C2%AEC%20FR.pdf"]
[4440,null,"STEROWNICZE","SB1429",5902956035233,"BiT 500®C FR","5G2,5","Uniepalnione, giętkie kable sterownicze, ekran oplot z pasemek miedzianych ocynowanych o gęstości krycia 85%, izolacja i powłoka PVC, do zastosowań wnętrzowych żyły numerowane, 300/500V","BITNER","KMT",1,44257,"PLN",0.23,null,null,null,null,null,null,null,"n91",null,"EC003250","27.32.13","8544 49 95","https://bitner.com.pl/data/t4_text/649x234_080126231116_BiT%20500%20C%20FR.JPG","https://bitner.com.pl/data/t4txt_photos/03362581118_BiT%20500%C2%AEC%20FR.pdf"]
[4446,null,"STEROWNICZE","SB1437",5902956035318,"BiT 500®C FR","12x2,5","Uniepalnione, giętkie kable sterownicze, ekran oplot z pasemek miedzianych ocynowanych o gęstości krycia 85%, izolacja i powłoka PVC, do zastosowań wnętrzowych żyły numerowane, 300/500V","BITNER","KMT",1,106577,"PLN",0.23,null,null,null,null,null,null,null,"n91",null,"EC003250","27.32.13","8544 49 95","https://bitner.com.pl/data/t4_text/649x234_080126231116_BiT%20500%20C%20FR.JPG","https://bitner.com.pl/data/t4txt_photos/03362581118_BiT%20500%C2%AEC%20FR.pdf"]
[4461,null,"STEROWNICZE","SB1452",5902956035462,"BiT 500®C FR","5G4,0","Uniepalnione, giętkie kable sterownicze, ekran oplot z pasemek miedzianych ocynowanych o gęstości krycia 85%, izolacja i powłoka PVC, do zastosowań wnętrzowych żyły numerowane, 300/500V","BITNER","KMT",1,69559,"PLN",0.23,null,null,null,null,null,null,null,"n91",null,"EC003250","27.32.13","8544 49 95","https://bitner.com.pl/data/t4_text/649x234_080126231116_BiT%20500%20C%20FR.JPG","https://bitner.com.pl/data/t4txt_photos/03362581118_BiT%20500%C2%AEC%20FR.pdf"]
[4470,null,"STEROWNICZE","SB1461",5902956035554,"BiT 500®C FR","7x2x0,5","Uniepalnione, parowane, giętkie kable sterownicze, ekran oplot z pasemek miedzianych ocynowanych o gęstości krycia 85%, izolacja i powłoka PVC, do zastosowań wnętrzowych żyły numerowane, 300/500V","BITNER","KMT",1,34592,"PLN",0.23,null,null,null,null,null,null,null,"n91",null,"EC003250","27.32.13","8544 49 95","https://bitner.com.pl/data/t4_text/649x234_080126231116_BiT%20500%20C%20FR.JPG","https://bitner.com.pl/data/t4txt_photos/03362581118_BiT%20500%C2%AEC%20FR.pdf"]
[4481,null,"STEROWNICZE","SB1472",5902956035660,"BiT 500®C FR","4x2x0,75","Uniepalnione, parowane, giętkie kable sterownicze, ekran oplot z pasemek miedzianych ocynowanych o gęstości krycia 85%, izolacja i powłoka PVC, do zastosowań wnętrzowych żyły numerowane, 300/500V","BITNER","KMT",1,28844,"PLN",0.23,null,null,null,null,null,null,null,"n91",null,"EC003250","27.32.13","8544 49 95","https://bitner.com.pl/data/t4_text/649x234_080126231116_BiT%20500%20C%20FR.JPG","https://bitner.com.pl/data/t4txt_photos/03362581118_BiT%20500%C2%AEC%20FR.pdf"]
[4491,null,"STEROWNICZE","SB1482",5902956035769,"BiT 500®C FR","20x2x0,75","Uniepalnione, parowane, giętkie kable sterownicze, ekran oplot z pasemek miedzianych ocynowanych o gęstości krycia 85%, izolacja i powłoka PVC, do zastosowań wnętrzowych żyły numerowane, 300/500V","BITNER","KMT",1,110555,"PLN",0.23,null,null,null,null,null,null,null,"n91",null,"EC003250","27.32.13","8544 49 95","https://bitner.com.pl/data/t4_text/649x234_080126231116_BiT%20500%20C%20FR.JPG","https://bitner.com.pl/data/t4txt_photos/03362581118_BiT%20500%C2%AEC%20FR.pdf"]
[4512,null,"STEROWNICZE","SB1503",5902956035974,"BiT 500®C FR","7x2x1,5","Uniepalnione, parowane, giętkie kable sterownicze, ekran oplot z pasemek miedzianych ocynowanych o gęstości krycia 85%, izolacja i powłoka PVC, do zastosowań wnętrzowych żyły numerowane, 300/500V","BITNER","KMT",1,76743,"PLN",0.23,null,null,null,null,null,null,null,"n91",null,"EC003250","27.32.13","8544 49 95","https://bitner.com.pl/data/t4_text/649x234_080126231116_BiT%20500%20C%20FR.JPG","https://bitner.com.pl/data/t4txt_photos/03362581118_BiT%20500%C2%AEC%20FR.pdf"]
[4516,null,"STEROWNICZE","SB1507",5902956036018,"BiT 500®C FR","14x2x1,5","Uniepalnione, parowane, giętkie kable sterownicze, ekran oplot z pasemek miedzianych ocynowanych o gęstości krycia 85%, izolacja i powłoka PVC, do zastosowań wnętrzowych żyły numerowane, 300/500V","BITNER","KMT",1,140633,"PLN",0.23,null,null,null,null,null,null,null,"n91",null,"EC003250","27.32.13","8544 49 95","https://bitner.com.pl/data/t4_text/649x234_080126231116_BiT%20500%20C%20FR.JPG","https://bitner.com.pl/data/t4txt_photos/03362581118_BiT%20500%C2%AEC%20FR.pdf"]
[4533,null,"STEROWNICZE","SB0601",5902956036186,"BiT 500®(St) FR","3G0,5","Uniepalnione, giętkie kable sterownicze, ekranowane folią metalizowaną z linką uziemiającą, do zastosowań wnętrzowych, w izolacji i powłoce PVC, żyły numerowane, 300/500V","BITNER","KMT",1,6785,"PLN",0.23,null,null,null,null,null,null,null,"n91",null,"EC003250","27.32.13","8544 49 95","https://bitner.com.pl/data/t4_text/649x234_080236231116_BiT%20500%20(St)%20FR.JPG","https://bitner.com.pl/data/t4txt_photos/04010281118_BiT_500_St_FR.pdf"]
[4546,null,"STEROWNICZE","SB0614",5902956036315,"BiT 500®(St) FR","12x0,5","Uniepalnione, giętkie kable sterownicze, ekranowane folią metalizowaną z linką uziemiającą, do zastosowań wnętrzowych, w izolacji i powłoce PVC, żyły numerowane, 300/500V","BITNER","KMT",1,23277,"PLN",0.23,null,null,null,null,null,null,null,"n91",null,"EC003250","27.32.13","8544 49 95","https://bitner.com.pl/data/t4_text/649x234_080236231116_BiT%20500%20(St)%20FR.JPG","https://bitner.com.pl/data/t4txt_photos/04010281118_BiT_500_St_FR.pdf"]
[4551,null,"STEROWNICZE","SB0619",5902956036360,"BiT 500®(St) FR","21G0,5","Uniepalnione, giętkie kable sterownicze, ekranowane folią metalizowaną z linką uziemiającą, do zastosowań wnętrzowych, w izolacji i powłoce PVC, żyły numerowane, 300/500V","BITNER","KMT",1,35116,"PLN",0.23,null,null,null,null,null,null,null,"n91",null,"EC003250","27.32.13","8544 49 95","https://bitner.com.pl/data/t4_text/649x234_080236231116_BiT%20500%20(St)%20FR.JPG","https://bitner.com.pl/data/t4txt_photos/04010281118_BiT_500_St_FR.pdf"]
[4563,null,"STEROWNICZE","SB0631",5902956036483,"BiT 500®(St) FR","3G0,75","Uniepalnione, giętkie kable sterownicze, ekranowane folią metalizowaną z linką uziemiającą, do zastosowań wnętrzowych, w izolacji i powłoce PVC, żyły numerowane, 300/500V","BITNER","KMT",1,8900,"PLN",0.23,null,null,null,null,null,null,null,"n91",null,"EC003250","27.32.13","8544 49 95","https://bitner.com.pl/data/t4_text/649x234_080236231116_BiT%20500%20(St)%20FR.JPG","https://bitner.com.pl/data/t4txt_photos/04010281118_BiT_500_St_FR.pdf"]
[4576,null,"STEROWNICZE","SB0644",5902956036612,"BiT 500®(St) FR","12G0,75","Uniepalnione, giętkie kable sterownicze, ekranowane folią metalizowaną z linką uziemiającą, do zastosowań wnętrzowych, w izolacji i powłoce PVC, żyły numerowane, 300/500V","BITNER","KMT",1,29407,"PLN",0.23,null,null,null,null,null,null,null,"n91",null,"EC003250","27.32.13","8544 49 95","https://bitner.com.pl/data/t4_text/649x234_080236231116_BiT%20500%20(St)%20FR.JPG","https://bitner.com.pl/data/t4txt_photos/04010281118_BiT_500_St_FR.pdf"]
[4586,null,"STEROWNICZE","SB0654",5902956036711,"BiT 500®(St) FR","34G0,75","Uniepalnione, giętkie kable sterownicze, ekranowane folią metalizowaną z linką uziemiającą, do zastosowań wnętrzowych, w izolacji i powłoce PVC, żyły numerowane, 300/500V","BITNER","KMT",1,80991,"PLN",0.23,null,null,null,null,null,null,null,"n91",null,"EC003250","27.32.13","8544 49 95","https://bitner.com.pl/data/t4_text/649x234_080236231116_BiT%20500%20(St)%20FR.JPG","https://bitner.com.pl/data/t4txt_photos/04010281118_BiT_500_St_FR.pdf"]
[4597,null,"STEROWNICZE","SB0665",5902956036827,"BiT 500®(St) FR","4x1,0","Uniepalnione, giętkie kable sterownicze, ekranowane folią metalizowaną z linką uziemiającą, do zastosowań wnętrzowych, w izolacji i powłoce PVC, żyły numerowane, 300/500V","BITNER","KMT",1,16158,"PLN",0.23,null,null,null,null,null,null,null,"n91",null,"EC003250","27.32.13","8544 49 95","https://bitner.com.pl/data/t4_text/649x234_080236231116_BiT%20500%20(St)%20FR.JPG","https://bitner.com.pl/data/t4txt_photos/04010281118_BiT_500_St_FR.pdf"]
[4614,null,"STEROWNICZE","SB0682",5902956036995,"BiT 500®(St) FR","21G1,0","Uniepalnione, giętkie kable sterownicze, ekranowane folią metalizowaną z linką uziemiającą, do zastosowań wnętrzowych, w izolacji i powłoce PVC, żyły numerowane, 300/500V","BITNER","KMT",1,66057,"PLN",0.23,null,null,null,null,null,null,null,"n91",null,"EC003250","27.32.13","8544 49 95","https://bitner.com.pl/data/t4_text/649x234_080236231116_BiT%20500%20(St)%20FR.JPG","https://bitner.com.pl/data/t4txt_photos/04010281118_BiT_500_St_FR.pdf"]
[4626,null,"STEROWNICZE","SB0694",5902956037114,"BiT 500®(St) FR","3G1,5","Uniepalnione, giętkie kable sterownicze, ekranowane folią metalizowaną z linką uziemiającą, do zastosowań wnętrzowych, w izolacji i powłoce PVC, żyły numerowane, 300/500V","BITNER","KMT",1,15627,"PLN",0.23,null,null,null,null,null,null,null,"n91",null,"EC003250","27.32.13","8544 49 95","https://bitner.com.pl/data/t4_text/649x234_080236231116_BiT%20500%20(St)%20FR.JPG","https://bitner.com.pl/data/t4txt_photos/04010281118_BiT_500_St_FR.pdf"]
[4639,null,"STEROWNICZE","SB0707",5902956037244,"BiT 500®(St) FR","12G1,5","Uniepalnione, giętkie kable sterownicze, ekranowane folią metalizowaną z linką uziemiającą, do zastosowań wnętrzowych, w izolacji i powłoce PVC, żyły numerowane, 300/500V","BITNER","KMT",1,54798,"PLN",0.23,null,null,null,null,null,null,null,"n91",null,"EC003250","27.32.13","8544 49 95","https://bitner.com.pl/data/t4_text/649x234_080236231116_BiT%20500%20(St)%20FR.JPG","https://bitner.com.pl/data/t4txt_photos/04010281118_BiT_500_St_FR.pdf"]
[4649,null,"STEROWNICZE","SB0717",5902956037343,"BiT 500®(St) FR","34G1,5","Uniepalnione, giętkie kable sterownicze, ekranowane folią metalizowaną z linką uziemiającą, do zastosowań wnętrzowych, w izolacji i powłoce PVC, żyły numerowane, 300/500V","BITNER","KMT",1,149453,"PLN",0.23,null,null,null,null,null,null,null,"n91",null,"EC003250","27.32.13","8544 49 95","https://bitner.com.pl/data/t4_text/649x234_080236231116_BiT%20500%20(St)%20FR.JPG","https://bitner.com.pl/data/t4txt_photos/04010281118_BiT_500_St_FR.pdf"]
[4656,null,"STEROWNICZE","SB0724",5902956037411,"BiT 500®(St) FR","2x2,5","Uniepalnione, giętkie kable sterownicze, ekranowane folią metalizowaną z linką uziemiającą, do zastosowań wnętrzowych, w izolacji i powłoce PVC, żyły numerowane, 300/500V","BITNER","KMT",1,17219,"PLN",0.23,null,null,null,null,null,null,null,"n91",null,"EC003250","27.32.13","8544 49 95","https://bitner.com.pl/data/t4_text/649x234_080236231116_BiT%20500%20(St)%20FR.JPG","https://bitner.com.pl/data/t4txt_photos/04010281118_BiT_500_St_FR.pdf"]
[4669,null,"STEROWNICZE","SB0739",5902956037565,"BiT 500®(St) FR","16G2,5","Uniepalnione, giętkie kable sterownicze, ekranowane folią metalizowaną z linką uziemiającą, do zastosowań wnętrzowych, w izolacji i powłoce PVC, żyły numerowane, 300/500V","BITNER","KMT",1,115970,"PLN",0.23,null,null,null,null,null,null,null,"n91",null,"EC003250","27.32.13","8544 49 95","https://bitner.com.pl/data/t4_text/649x234_080236231116_BiT%20500%20(St)%20FR.JPG","https://bitner.com.pl/data/t4txt_photos/04010281118_BiT_500_St_FR.pdf"]
[4684,null,"STEROWNICZE","SB0754",5902956037718,"BiT 500®(St) FR","10G4,0","Uniepalnione, giętkie kable sterownicze, ekranowane folią metalizowaną z linką uziemiającą, do zastosowań wnętrzowych, w izolacji i powłoce PVC, żyły numerowane, 300/500V","BITNER","KMT",1,123143,"PLN",0.23,null,null,null,null,null,null,null,"n91",null,"EC003250","27.32.13","8544 49 95","https://bitner.com.pl/data/t4_text/649x234_080236231116_BiT%20500%20(St)%20FR.JPG","https://bitner.com.pl/data/t4txt_photos/04010281118_BiT_500_St_FR.pdf"]
[4690,null,"STEROWNICZE","SB0760",5902956037770,"BiT 500®(St) FR","6x2x0,5","Uniepalnione, parowane, giętkie kable sterownicze, ekranowane folią metalizowaną z linką uziemiającą, do zastosowań wnętrzowych, w izolacji i powłoce PVC, żyły numerowane, 300/500V","BITNER","KMT",1,21984,"PLN",0.23,null,null,null,null,null,null,null,"n91",null,"EC003250","27.32.13","8544 49 95","https://bitner.com.pl/data/t4_text/649x234_080236231116_BiT%20500%20(St)%20FR.JPG","https://bitner.com.pl/data/t4txt_photos/04010281118_BiT_500_St_FR.pdf"]
[4711,null,"STEROWNICZE","SB0781",5902956037985,"BiT 500®(St) FR","18x2x0,75","Uniepalnione, parowane, giętkie kable sterownicze, ekranowane folią metalizowaną z linką uziemiającą, do zastosowań wnętrzowych, w izolacji i powłoce PVC, żyły numerowane, 300/500V","BITNER","KMT",1,84546,"PLN",0.23,null,null,null,null,null,null,null,"n91",null,"EC003250","27.32.13","8544 49 95","https://bitner.com.pl/data/t4_text/649x234_080236231116_BiT%20500%20(St)%20FR.JPG","https://bitner.com.pl/data/t4txt_photos/04010281118_BiT_500_St_FR.pdf"]
[4719,null,"STEROWNICZE","SB0789",5902956038067,"BiT 500®(St) FR","7x2x1,0","Uniepalnione, parowane, giętkie kable sterownicze, ekranowane folią metalizowaną z linką uziemiającą, do zastosowań wnętrzowych, w izolacji i powłoce PVC, żyły numerowane, 300/500V","BITNER","KMT",1,45219,"PLN",0.23,null,null,null,null,null,null,null,"n91",null,"EC003250","27.32.13","8544 49 95","https://bitner.com.pl/data/t4_text/649x234_080236231116_BiT%20500%20(St)%20FR.JPG","https://bitner.com.pl/data/t4txt_photos/04010281118_BiT_500_St_FR.pdf"]
[4732,null,"STEROWNICZE","SB0802",5902956038197,"BiT 500®(St) FR","6x2x1,5","Uniepalnione, parowane, giętkie kable sterownicze, ekranowane folią metalizowaną z linką uziemiającą, do zastosowań wnętrzowych, w izolacji i powłoce PVC, żyły numerowane, 300/500V","BITNER","KMT",1,54449,"PLN",0.23,null,null,null,null,null,null,null,"n91",null,"EC003250","27.32.13","8544 49 95","https://bitner.com.pl/data/t4_text/649x234_080236231116_BiT%20500%20(St)%20FR.JPG","https://bitner.com.pl/data/t4txt_photos/04010281118_BiT_500_St_FR.pdf"]
[4741,null,"STEROWNICZE","SB0811",5902956038289,"BiT 500®(St) FR","24x2x1,5","Uniepalnione, parowane, giętkie kable sterownicze, ekranowane folią metalizowaną z linką uziemiającą, do zastosowań wnętrzowych, w izolacji i powłoce PVC, żyły numerowane, 300/500V","BITNER","KMT",1,205288,"PLN",0.23,null,null,null,null,null,null,null,"n91",null,"EC003250","27.32.13","8544 49 95","https://bitner.com.pl/data/t4_text/649x234_080236231116_BiT%20500%20(St)%20FR.JPG","https://bitner.com.pl/data/t4txt_photos/04010281118_BiT_500_St_FR.pdf"]
[4754,null,"STEROWNICZE","SB0851",5902956038418,"BiT 500®2(St) FR","3x2x0,5","Uniepalnione, parowane, giętkie kable sterownicze, ekran ogólny i par w postaci folii aluminiowej z linką uziemiającą,izolacja i powłoka PVC, do zastosowań wnętrzowych, żyły numerowane, 300/500V","BITNER","KMT",1,17412,"PLN",0.23,null,null,null,null,null,null,null,"n91",null,"EC003250","27.32.13","8544 49 95","https://bitner.com.pl/data/t4_text/649x234_080453231116_BiT%20500%202%20(St)%20FR.JPG","https://bitner.com.pl/data/t4txt_photos/04035781118_BiT_500_2St_FR.pdf"]
[4762,null,"STEROWNICZE","SB0859",5902956038494,"BiT 500®2(St) FR","14x2x0,5","Uniepalnione, parowane, giętkie kable sterownicze, ekran ogólny i par w postaci folii aluminiowej z linką uziemiającą,izolacja i powłoka PVC, do zastosowań wnętrzowych, żyły numerowane, 300/500V","BITNER","KMT",1,70248,"PLN",0.23,null,null,null,null,null,null,null,"n91",null,"EC003250","27.32.13","8544 49 95","https://bitner.com.pl/data/t4_text/649x234_080453231116_BiT%20500%202%20(St)%20FR.JPG","https://bitner.com.pl/data/t4txt_photos/04035781118_BiT_500_2St_FR.pdf"]
[4771,null,"STEROWNICZE","SB0868",5902956038586,"BiT 500®2(St) FR","6x2x0,75","Uniepalnione, parowane, giętkie kable sterownicze, ekran ogólny i par w postaci folii aluminiowej z linką uziemiającą,izolacja i powłoka PVC, do zastosowań wnętrzowych, żyły numerowane, 300/500V","BITNER","KMT",1,41016,"PLN",0.23,null,null,null,null,null,null,null,"n91",null,"EC003250","27.32.13","8544 49 95","https://bitner.com.pl/data/t4_text/649x234_080453231116_BiT%20500%202%20(St)%20FR.JPG","https://bitner.com.pl/data/t4txt_photos/04035781118_BiT_500_2St_FR.pdf"]
[4783,null,"STEROWNICZE","SB0880",5902956038708,"BiT 500®2(St) FR","4x2x1,0","Uniepalnione, parowane, giętkie kable sterownicze, ekran ogólny i par w postaci folii aluminiowej z linką uziemiającą,izolacja i powłoka PVC, do zastosowań wnętrzowych, żyły numerowane, 300/500V","BITNER","KMT",1,37493,"PLN",0.23,null,null,null,null,null,null,null,"n91",null,"EC003250","27.32.13","8544 49 95","https://bitner.com.pl/data/t4_text/649x234_080453231116_BiT%20500%202%20(St)%20FR.JPG","https://bitner.com.pl/data/t4txt_photos/04035781118_BiT_500_2St_FR.pdf"]
[4804,null,"STEROWNICZE","SB0901",5902956038913,"BiT 500®2(St) FR","14x2x1,5","Uniepalnione, parowane, giętkie kable sterownicze, ekran ogólny i par w postaci folii aluminiowej z linką uziemiającą,izolacja i powłoka PVC, do zastosowań wnętrzowych, żyły numerowane, 300/500V","BITNER","KMT",1,157258,"PLN",0.23,null,null,null,null,null,null,null,"n91",null,"EC003250","27.32.13","8544 49 95","https://bitner.com.pl/data/t4_text/649x234_080453231116_BiT%20500%202%20(St)%20FR.JPG","https://bitner.com.pl/data/t4txt_photos/04035781118_BiT_500_2St_FR.pdf"]
[4806,null,"STEROWNICZE","SB0903",5902956038937,"BiT 500®2(St) FR","18x2x1,5","Uniepalnione, parowane, giętkie kable sterownicze, ekran ogólny i par w postaci folii aluminiowej z linką uziemiającą,izolacja i powłoka PVC, do zastosowań wnętrzowych, żyły numerowane, 300/500V","BITNER","KMT",1,200330,"PLN",0.23,null,null,null,null,null,null,null,"n91",null,"EC003250","27.32.13","8544 49 95","https://bitner.com.pl/data/t4_text/649x234_080453231116_BiT%20500%202%20(St)%20FR.JPG","https://bitner.com.pl/data/t4txt_photos/04035781118_BiT_500_2St_FR.pdf"]
[4825,null,"STEROWNICZE","SB0006",5902956039125,"BiT 500®OR","5G0,5","Giętkie, uniepalnione i olejoodporne kable sterownicze, o izolacji i powłoce PVC, żyły numerowane, do zastosowań wnętrzowych, 300/500V","BITNER","KMT",1,9764,"PLN",0.23,null,null,null,null,null,null,null,"n91",null,"EC003250","27.32.13","8544 49 95","https://bitner.com.pl/data/t4_text/649x234_082908231116_BiT%20500%20OR.JPG","https://bitner.com.pl/data/t4txt_photos/101908220219_1_BiT_500_OR.pdf"]
[4834,null,"STEROWNICZE","SB0015",5902956039217,"BiT 500®OR","12x0,5","Giętkie, uniepalnione i olejoodporne kable sterownicze, o izolacji i powłoce PVC, żyły numerowane, do zastosowań wnętrzowych, 300/500V","BITNER","KMT",1,25138,"PLN",0.23,null,null,null,null,null,null,null,"n91",null,"EC003250","27.32.13","8544 49 95","https://bitner.com.pl/data/t4_text/649x234_082908231116_BiT%20500%20OR.JPG","https://bitner.com.pl/data/t4txt_photos/101908220219_1_BiT_500_OR.pdf"]
[4845,null,"STEROWNICZE","SB0026",5902956039323,"BiT 500®OR","40G0,5","Giętkie, uniepalnione i olejoodporne kable sterownicze, o izolacji i powłoce PVC, żyły numerowane, do zastosowań wnętrzowych, 300/500V","BITNER","KMT",1,71664,"PLN",0.23,null,null,null,null,null,null,null,"n91",null,"EC003250","27.32.13","8544 49 95","https://bitner.com.pl/data/t4_text/649x234_082908231116_BiT%20500%20OR.JPG","https://bitner.com.pl/data/t4txt_photos/101908220219_1_BiT_500_OR.pdf"]
[4855,null,"STEROWNICZE","SB0036",5902956039422,"BiT 500®OR","5G0,75","Giętkie, uniepalnione i olejoodporne kable sterownicze, o izolacji i powłoce PVC, żyły numerowane, do zastosowań wnętrzowych, 300/500V","BITNER","KMT",1,13762,"PLN",0.23,null,null,null,null,null,null,null,"n91",null,"EC003250","27.32.13","8544 49 95","https://bitner.com.pl/data/t4_text/649x234_082908231116_BiT%20500%20OR.JPG","https://bitner.com.pl/data/t4txt_photos/101908220219_1_BiT_500_OR.pdf"]
[4864,null,"STEROWNICZE","SB0045",5902956039514,"BiT 500®OR","12G0,75","Giętkie, uniepalnione i olejoodporne kable sterownicze, o izolacji i powłoce PVC, żyły numerowane, do zastosowań wnętrzowych, 300/500V","BITNER","KMT",1,32369,"PLN",0.23,null,null,null,null,null,null,null,"n91",null,"EC003250","27.32.13","8544 49 95","https://bitner.com.pl/data/t4_text/649x234_082908231116_BiT%20500%20OR.JPG","https://bitner.com.pl/data/t4txt_photos/101908220219_1_BiT_500_OR.pdf"]
[4880,null,"STEROWNICZE","SB0061",5902956039675,"BiT 500®OR","61G0,75","Giętkie, uniepalnione i olejoodporne kable sterownicze, o izolacji i powłoce PVC, żyły numerowane, do zastosowań wnętrzowych, 300/500V","BITNER","KMT",1,155987,"PLN",0.23,null,null,null,null,null,null,null,"n91",null,"EC003250","27.32.13","8544 49 95","https://bitner.com.pl/data/t4_text/649x234_082908231116_BiT%20500%20OR.JPG","https://bitner.com.pl/data/t4txt_photos/101908220219_1_BiT_500_OR.pdf"]
[4897,null,"STEROWNICZE","SB0078",5902956039842,"BiT 500®OR","14G1,0","Giętkie, uniepalnione i olejoodporne kable sterownicze, o izolacji i powłoce PVC, żyły numerowane, do zastosowań wnętrzowych, 300/500V","BITNER","KMT",1,48448,"PLN",0.23,null,null,null,null,null,null,null,"n91",null,"EC003250","27.32.13","8544 49 95","https://bitner.com.pl/data/t4_text/649x234_082908231116_BiT%20500%20OR.JPG","https://bitner.com.pl/data/t4txt_photos/101908220219_1_BiT_500_OR.pdf"]
[4906,null,"STEROWNICZE","SB0087",5902956039934,"BiT 500®OR","34G1,0","Giętkie, uniepalnione i olejoodporne kable sterownicze, o izolacji i powłoce PVC, żyły numerowane, do zastosowań wnętrzowych, 300/500V","BITNER","KMT",1,115775,"PLN",0.23,null,null,null,null,null,null,null,"n91",null,"EC003250","27.32.13","8544 49 95","https://bitner.com.pl/data/t4_text/649x234_082908231116_BiT%20500%20OR.JPG","https://bitner.com.pl/data/t4txt_photos/101908220219_1_BiT_500_OR.pdf"]
[4915,null,"STEROWNICZE","SB0096",5902956040022,"BiT 500®OR","3x1,5","Giętkie, uniepalnione i olejoodporne kable sterownicze, o izolacji i powłoce PVC, żyły numerowane, do zastosowań wnętrzowych, 300/500V","BITNER","KMT",1,17024,"PLN",0.23,null,null,null,null,null,null,null,"n91",null,"EC003250","27.32.13","8544 49 95","https://bitner.com.pl/data/t4_text/649x234_082908231116_BiT%20500%20OR.JPG","https://bitner.com.pl/data/t4txt_photos/101908220219_1_BiT_500_OR.pdf"]
[4927,null,"STEROWNICZE","SB0108",5902956040145,"BiT 500®OR","12G1,5","Giętkie, uniepalnione i olejoodporne kable sterownicze, o izolacji i powłoce PVC, żyły numerowane, do zastosowań wnętrzowych, 300/500V","BITNER","KMT",1,59231,"PLN",0.23,null,null,null,null,null,null,null,"n91",null,"EC003250","27.32.13","8544 49 95","https://bitner.com.pl/data/t4_text/649x234_082908231116_BiT%20500%20OR.JPG","https://bitner.com.pl/data/t4txt_photos/101908220219_1_BiT_500_OR.pdf"]
[4943,null,"STEROWNICZE","SB0124",5902956040305,"BiT 500®OR","61G1,5","Giętkie, uniepalnione i olejoodporne kable sterownicze, o izolacji i powłoce PVC, żyły numerowane, do zastosowań wnętrzowych, 300/500V","BITNER","KMT",1,290038,"PLN",0.23,null,null,null,null,null,null,null,"n91",null,"EC003250","27.32.13","8544 49 95","https://bitner.com.pl/data/t4_text/649x234_082908231116_BiT%20500%20OR.JPG","https://bitner.com.pl/data/t4txt_photos/101908220219_1_BiT_500_OR.pdf"]
[4948,null,"STEROWNICZE","SB0129",5902956040350,"BiT 500®OR","4x2,5","Giętkie, uniepalnione i olejoodporne kable sterownicze, o izolacji i powłoce PVC, żyły numerowane, do zastosowań wnętrzowych, 300/500V","BITNER","KMT",1,36153,"PLN",0.23,null,null,null,null,null,null,null,"n91",null,"EC003250","27.32.13","8544 49 95","https://bitner.com.pl/data/t4_text/649x234_082908231116_BiT%20500%20OR.JPG","https://bitner.com.pl/data/t4txt_photos/101908220219_1_BiT_500_OR.pdf"]
[4957,null,"STEROWNICZE","SB0140",5902956040466,"BiT 500®OR","16G2,5","Giętkie, uniepalnione i olejoodporne kable sterownicze, o izolacji i powłoce PVC, żyły numerowane, do zastosowań wnętrzowych, 300/500V","BITNER","KMT",1,127160,"PLN",0.23,null,null,null,null,null,null,null,"n91",null,"EC003250","27.32.13","8544 49 95","https://bitner.com.pl/data/t4_text/649x234_082908231116_BiT%20500%20OR.JPG","https://bitner.com.pl/data/t4txt_photos/101908220219_1_BiT_500_OR.pdf"]
[4978,null,"STEROWNICZE","SB0161",5902956040671,"BiT 500®OR","6x2x0,5","Giętkie, parowane, uniepalnione i olejoodporne kable sterownicze, o izolacji i powłoce PVC, żyły numerowane, do zastosowań wnętrzowych, 300/500V","BITNER","KMT",1,21769,"PLN",0.23,null,null,null,null,null,null,null,"n91",null,"EC003250","27.32.13","8544 49 95","https://bitner.com.pl/data/t4_text/649x234_082908231116_BiT%20500%20OR.JPG","https://bitner.com.pl/data/t4txt_photos/101908220219_1_BiT_500_OR.pdf"]
[4990,null,"STEROWNICZE","SB0173",5902956040794,"BiT 500®OR","4x2x0,75","Giętkie, parowane, uniepalnione i olejoodporne kable sterownicze, o izolacji i powłoce PVC, żyły numerowane, do zastosowań wnętrzowych, 300/500V","BITNER","KMT",1,21217,"PLN",0.23,null,null,null,null,null,null,null,"n91",null,"EC003250","27.32.13","8544 49 95","https://bitner.com.pl/data/t4_text/649x234_082908231116_BiT%20500%20OR.JPG","https://bitner.com.pl/data/t4txt_photos/101908220219_1_BiT_500_OR.pdf"]
[4991,null,"STEROWNICZE","SB0174",5902956040800,"BiT 500®OR","5x2x0,75","Giętkie, parowane, uniepalnione i olejoodporne kable sterownicze, o izolacji i powłoce PVC, żyły numerowane, do zastosowań wnętrzowych, 300/500V","BITNER","KMT",1,26545,"PLN",0.23,null,null,null,null,null,null,null,"n91",null,"EC003250","27.32.13","8544 49 95","https://bitner.com.pl/data/t4_text/649x234_082908231116_BiT%20500%20OR.JPG","https://bitner.com.pl/data/t4txt_photos/101908220219_1_BiT_500_OR.pdf"]
[5013,null,"STEROWNICZE","SB0196",5902956041029,"BiT 500®OR","18x2x1,0","Giętkie, parowane, uniepalnione i olejoodporne kable sterownicze, o izolacji i powłoce PVC, żyły numerowane, do zastosowań wnętrzowych, 300/500V","BITNER","KMT",1,112029,"PLN",0.23,null,null,null,null,null,null,null,"n91",null,"EC003250","27.32.13","8544 49 95","https://bitner.com.pl/data/t4_text/649x234_082908231116_BiT%20500%20OR.JPG","https://bitner.com.pl/data/t4txt_photos/101908220219_1_BiT_500_OR.pdf"]
[5020,null,"STEROWNICZE","SB0203",5902956041098,"BiT 500®OR","6x2x1,5","Giętkie, parowane, uniepalnione i olejoodporne kable sterownicze, o izolacji i powłoce PVC, żyły numerowane, do zastosowań wnętrzowych, 300/500V","BITNER","KMT",1,55602,"PLN",0.23,null,null,null,null,null,null,null,"n91",null,"EC003250","27.32.13","8544 49 95","https://bitner.com.pl/data/t4_text/649x234_082908231116_BiT%20500%20OR.JPG","https://bitner.com.pl/data/t4txt_photos/101908220219_1_BiT_500_OR.pdf"]
[5033,null,"STEROWNICZE","SB0216",5902956041227,"BiT 500®OR","5x2x2,5","Giętkie, parowane, uniepalnione i olejoodporne kable sterownicze, o izolacji i powłoce PVC, żyły numerowane, do zastosowań wnętrzowych, 300/500V","BITNER","KMT",1,77030,"PLN",0.23,null,null,null,null,null,null,null,"n91",null,"EC003250","27.32.13","8544 49 95","https://bitner.com.pl/data/t4_text/649x234_082908231116_BiT%20500%20OR.JPG","https://bitner.com.pl/data/t4txt_photos/101908220219_1_BiT_500_OR.pdf"]
[5048,null,"STEROWNICZE","SB1557",5902956041371,"BiT 500®C OR","6G0,5","Uniepalnione i olejoodporne, giętkie kable sterownicze, ekran oplot z pasemek miedzianych ocynowanych o gęstości krycia 85%, izolacja i powłoka PVC, do zastosowań wnętrzowych żyły numerowane, 300/500V","BITNER","KMT",1,16258,"PLN",0.23,null,null,null,null,null,null,null,"n91",null,"EC003250","27.32.13","8544 49 95","https://bitner.com.pl/data/t4_text/649x234_083001231116_500%20C%20OR.JPG","https://bitner.com.pl/data/t4txt_photos/104656220219_2_BiT_500_C_OR.pdf"]
[5050,null,"STEROWNICZE","SB1559",5902956041395,"BiT 500®C OR","7x0,5","Uniepalnione i olejoodporne, giętkie kable sterownicze, ekran oplot z pasemek miedzianych ocynowanych o gęstości krycia 85%, izolacja i powłoka PVC, do zastosowań wnętrzowych żyły numerowane, 300/500V","BITNER","KMT",1,19565,"PLN",0.23,null,null,null,null,null,null,null,"n91",null,"EC003250","27.32.13","8544 49 95","https://bitner.com.pl/data/t4_text/649x234_083001231116_500%20C%20OR.JPG","https://bitner.com.pl/data/t4txt_photos/104656220219_2_BiT_500_C_OR.pdf"]
[5063,null,"STEROWNICZE","SB1572",5902956041524,"BiT 500®C OR","30G0,5","Uniepalnione i olejoodporne, giętkie kable sterownicze, ekran oplot z pasemek miedzianych ocynowanych o gęstości krycia 85%, izolacja i powłoka PVC, do zastosowań wnętrzowych żyły numerowane, 300/500V","BITNER","KMT",1,66782,"PLN",0.23,null,null,null,null,null,null,null,"n91",null,"EC003250","27.32.13","8544 49 95","https://bitner.com.pl/data/t4_text/649x234_083001231116_500%20C%20OR.JPG","https://bitner.com.pl/data/t4txt_photos/104656220219_2_BiT_500_C_OR.pdf"]
[5083,null,"STEROWNICZE","SB1592",5902956041722,"BiT 500®C OR","8x0,75","Uniepalnione i olejoodporne, giętkie kable sterownicze, ekran oplot z pasemek miedzianych ocynowanych o gęstości krycia 85%, izolacja i powłoka PVC, do zastosowań wnętrzowych żyły numerowane, 300/500V","BITNER","KMT",1,33726,"PLN",0.23,null,null,null,null,null,null,null,"n91",null,"EC003250","27.32.13","8544 49 95","https://bitner.com.pl/data/t4_text/649x234_083001231116_500%20C%20OR.JPG","https://bitner.com.pl/data/t4txt_photos/104656220219_2_BiT_500_C_OR.pdf"]
[5084,null,"STEROWNICZE","SB1593",5902956041739,"BiT 500®C OR","10G0,75","Uniepalnione i olejoodporne, giętkie kable sterownicze, ekran oplot z pasemek miedzianych ocynowanych o gęstości krycia 85%, izolacja i powłoka PVC, do zastosowań wnętrzowych żyły numerowane, 300/500V","BITNER","KMT",1,37686,"PLN",0.23,null,null,null,null,null,null,null,"n91",null,"EC003250","27.32.13","8544 49 95","https://bitner.com.pl/data/t4_text/649x234_083001231116_500%20C%20OR.JPG","https://bitner.com.pl/data/t4txt_photos/104656220219_2_BiT_500_C_OR.pdf"]
[5100,null,"STEROWNICZE","SB1609",5902956041890,"BiT 500®C OR","56G0,75","Uniepalnione i olejoodporne, giętkie kable sterownicze, ekran oplot z pasemek miedzianych ocynowanych o gęstości krycia 85%, izolacja i powłoka PVC, do zastosowań wnętrzowych żyły numerowane, 300/500V","BITNER","KMT",1,161100,"PLN",0.23,null,null,null,null,null,null,null,"n91",null,"EC003250","27.32.13","8544 49 95","https://bitner.com.pl/data/t4_text/649x234_083001231116_500%20C%20OR.JPG","https://bitner.com.pl/data/t4txt_photos/104656220219_2_BiT_500_C_OR.pdf"]
[5113,null,"STEROWNICZE","SB1622",5902956042026,"BiT 500®C OR","8G1,0","Uniepalnione i olejoodporne, giętkie kable sterownicze, ekran oplot z pasemek miedzianych ocynowanych o gęstości krycia 85%, izolacja i powłoka PVC, do zastosowań wnętrzowych żyły numerowane, 300/500V","BITNER","KMT",1,37018,"PLN",0.23,null,null,null,null,null,null,null,"n91",null,"EC003250","27.32.13","8544 49 95","https://bitner.com.pl/data/t4_text/649x234_083001231116_500%20C%20OR.JPG","https://bitner.com.pl/data/t4txt_photos/104656220219_2_BiT_500_C_OR.pdf"]
[5126,null,"STEROWNICZE","SB1635",5902956042156,"BiT 500®C OR","30G1,0","Uniepalnione i olejoodporne, giętkie kable sterownicze, ekran oplot z pasemek miedzianych ocynowanych o gęstości krycia 85%, izolacja i powłoka PVC, do zastosowań wnętrzowych żyły numerowane, 300/500V","BITNER","KMT",1,115610,"PLN",0.23,null,null,null,null,null,null,null,"n91",null,"EC003250","27.32.13","8544 49 95","https://bitner.com.pl/data/t4_text/649x234_083001231116_500%20C%20OR.JPG","https://bitner.com.pl/data/t4txt_photos/104656220219_2_BiT_500_C_OR.pdf"]
[5135,null,"STEROWNICZE","SB1644",5902956042248,"BiT 500®C OR","3G1,5","Uniepalnione i olejoodporne, giętkie kable sterownicze, ekran oplot z pasemek miedzianych ocynowanych o gęstości krycia 85%, izolacja i powłoka PVC, do zastosowań wnętrzowych żyły numerowane, 300/500V","BITNER","KMT",1,20080,"PLN",0.23,null,null,null,null,null,null,null,"n91",null,"EC003250","27.32.13","8544 49 95","https://bitner.com.pl/data/t4_text/649x234_083001231116_500%20C%20OR.JPG","https://bitner.com.pl/data/t4txt_photos/104656220219_2_BiT_500_C_OR.pdf"]
[5143,null,"STEROWNICZE","SB1652",5902956042323,"BiT 500®C OR","7G1,5","Uniepalnione i olejoodporne, giętkie kable sterownicze, ekran oplot z pasemek miedzianych ocynowanych o gęstości krycia 85%, izolacja i powłoka PVC, do zastosowań wnętrzowych żyły numerowane, 300/500V","BITNER","KMT",1,44149,"PLN",0.23,null,null,null,null,null,null,null,"n91",null,"EC003250","27.32.13","8544 49 95","https://bitner.com.pl/data/t4_text/649x234_083001231116_500%20C%20OR.JPG","https://bitner.com.pl/data/t4txt_photos/104656220219_2_BiT_500_C_OR.pdf"]
[5156,null,"STEROWNICZE","SB1665",5902956042453,"BiT 500®C OR","27G1,5","Uniepalnione i olejoodporne, giętkie kable sterownicze, ekran oplot z pasemek miedzianych ocynowanych o gęstości krycia 85%, izolacja i powłoka PVC, do zastosowań wnętrzowych żyły numerowane, 300/500V","BITNER","KMT",1,146475,"PLN",0.23,null,null,null,null,null,null,null,"n91",null,"EC003250","27.32.13","8544 49 95","https://bitner.com.pl/data/t4_text/649x234_083001231116_500%20C%20OR.JPG","https://bitner.com.pl/data/t4txt_photos/104656220219_2_BiT_500_C_OR.pdf"]
[5170,null,"STEROWNICZE","SB1679",5902956042590,"BiT 500®C OR","5G2,5","Uniepalnione i olejoodporne, giętkie kable sterownicze, ekran oplot z pasemek miedzianych ocynowanych o gęstości krycia 85%, izolacja i powłoka PVC, do zastosowań wnętrzowych żyły numerowane, 300/500V","BITNER","KMT",1,49975,"PLN",0.23,null,null,null,null,null,null,null,"n91",null,"EC003250","27.32.13","8544 49 95","https://bitner.com.pl/data/t4_text/649x234_083001231116_500%20C%20OR.JPG","https://bitner.com.pl/data/t4txt_photos/104656220219_2_BiT_500_C_OR.pdf"]
[5177,null,"STEROWNICZE","SB1688",5902956042682,"BiT 500®C OR","14G2,5","Uniepalnione i olejoodporne, giętkie kable sterownicze, ekran oplot z pasemek miedzianych ocynowanych o gęstości krycia 85%, izolacja i powłoka PVC, do zastosowań wnętrzowych żyły numerowane, 300/500V","BITNER","KMT",1,125355,"PLN",0.23,null,null,null,null,null,null,null,"n91",null,"EC003250","27.32.13","8544 49 95","https://bitner.com.pl/data/t4_text/649x234_083001231116_500%20C%20OR.JPG","https://bitner.com.pl/data/t4txt_photos/104656220219_2_BiT_500_C_OR.pdf"]
[5198,null,"STEROWNICZE","SB1709",5902956042897,"BiT 500®C OR","5x2x0,5","Uniepalnione i olejoodporne, parowane, giętkie kable sterownicze, ekran oplot z pasemek miedzianych ocynowanych o gęstości krycia 85%, izolacja i powłoka PVC, do zastosowań wnętrzowych żyły numerowane, 300/500V","BITNER","KMT",1,30612,"PLN",0.23,null,null,null,null,null,null,null,"n91",null,"EC003250","27.32.13","8544 49 95","https://bitner.com.pl/data/t4_text/649x234_083001231116_500%20C%20OR.JPG","https://bitner.com.pl/data/t4txt_photos/104656220219_2_BiT_500_C_OR.pdf"]
[5205,null,"STEROWNICZE","SB1716",5902956042965,"BiT 500®C OR","16x2x0,5","Uniepalnione i olejoodporne, parowane, giętkie kable sterownicze, ekran oplot z pasemek miedzianych ocynowanych o gęstości krycia 85%, izolacja i powłoka PVC, do zastosowań wnętrzowych żyły numerowane, 300/500V","BITNER","KMT",1,77012,"PLN",0.23,null,null,null,null,null,null,null,"n91",null,"EC003250","27.32.13","8544 49 95","https://bitner.com.pl/data/t4_text/649x234_083001231116_500%20C%20OR.JPG","https://bitner.com.pl/data/t4txt_photos/104656220219_2_BiT_500_C_OR.pdf"]
[5219,null,"STEROWNICZE","SB1730",5902956043108,"BiT 500®C OR","16x2x0,75","Uniepalnione i olejoodporne, parowane, giętkie kable sterownicze, ekran oplot z pasemek miedzianych ocynowanych o gęstości krycia 85%, izolacja i powłoka PVC, do zastosowań wnętrzowych żyły numerowane, 300/500V","BITNER","KMT",1,103596,"PLN",0.23,null,null,null,null,null,null,null,"n91",null,"EC003250","27.32.13","8544 49 95","https://bitner.com.pl/data/t4_text/649x234_083001231116_500%20C%20OR.JPG","https://bitner.com.pl/data/t4txt_photos/104656220219_2_BiT_500_C_OR.pdf"]
[5228,null,"STEROWNICZE","SB1739",5902956043191,"BiT 500®C OR","7x2x1,0","Uniepalnione i olejoodporne, parowane, giętkie kable sterownicze, ekran oplot z pasemek miedzianych ocynowanych o gęstości krycia 85%, izolacja i powłoka PVC, do zastosowań wnętrzowych żyły numerowane, 300/500V","BITNER","KMT",1,63580,"PLN",0.23,null,null,null,null,null,null,null,"n91",null,"EC003250","27.32.13","8544 49 95","https://bitner.com.pl/data/t4_text/649x234_083001231116_500%20C%20OR.JPG","https://bitner.com.pl/data/t4txt_photos/104656220219_2_BiT_500_C_OR.pdf"]
[5244,null,"STEROWNICZE","SB1755",5902956043351,"BiT 500®C OR","10x2x1,5","Uniepalnione i olejoodporne, parowane, giętkie kable sterownicze, ekran oplot z pasemek miedzianych ocynowanych o gęstości krycia 85%, izolacja i powłoka PVC, do zastosowań wnętrzowych żyły numerowane, 300/500V","BITNER","KMT",1,117572,"PLN",0.23,null,null,null,null,null,null,null,"n91",null,"EC003250","27.32.13","8544 49 95","https://bitner.com.pl/data/t4_text/649x234_083001231116_500%20C%20OR.JPG","https://bitner.com.pl/data/t4txt_photos/104656220219_2_BiT_500_C_OR.pdf"]
[5249,null,"STEROWNICZE","SB1760",5902956043405,"BiT 500®C OR","20x2x1,5","Uniepalnione i olejoodporne, parowane, giętkie kable sterownicze, ekran oplot z pasemek miedzianych ocynowanych o gęstości krycia 85%, izolacja i powłoka PVC, do zastosowań wnętrzowych żyły numerowane, 300/500V","BITNER","KMT",1,219837,"PLN",0.23,null,null,null,null,null,null,null,"n91",null,"EC003250","27.32.13","8544 49 95","https://bitner.com.pl/data/t4_text/649x234_083001231116_500%20C%20OR.JPG","https://bitner.com.pl/data/t4txt_photos/104656220219_2_BiT_500_C_OR.pdf"]
[5268,null,"STEROWNICZE","SB0956",5902956043597,"BiT 500®(St) OR","5x0,5","Uniepalnione i olejoodporne giętkie kable sterownicze, ekranowane folią metalizowaną z linką uziemiającą, do zastosowań wnętrzowych, w izolacji i powłoce PVC, żyły numerowane, 300/500V","BITNER","KMT",1,12432,"PLN",0.23,null,null,null,null,null,null,null,"n91",null,"EC003250","27.32.13","8544 49 95","https://bitner.com.pl/data/t4_text/649x234_083229231116_500%20St%20OR.JPG","https://bitner.com.pl/data/t4txt_photos/112513220219_3_BiT_500_St_OR.pdf"]
[5270,null,"STEROWNICZE","SB0958",5902956043610,"BiT 500®(St) OR","7G0,5","Uniepalnione i olejoodporne giętkie kable sterownicze, ekranowane folią metalizowaną z linką uziemiającą, do zastosowań wnętrzowych, w izolacji i powłoce PVC, żyły numerowane, 300/500V","BITNER","KMT",1,14472,"PLN",0.23,null,null,null,null,null,null,null,"n91",null,"EC003250","27.32.13","8544 49 95","https://bitner.com.pl/data/t4_text/649x234_083229231116_500%20St%20OR.JPG","https://bitner.com.pl/data/t4txt_photos/112513220219_3_BiT_500_St_OR.pdf"]
[5291,null,"STEROWNICZE","SB0979",5902956043825,"BiT 500®(St) OR","61G0,5","Uniepalnione i olejoodporne giętkie kable sterownicze, ekranowane folią metalizowaną z linką uziemiającą, do zastosowań wnętrzowych, w izolacji i powłoce PVC, żyły numerowane, 300/500V","BITNER","KMT",1,106973,"PLN",0.23,null,null,null,null,null,null,null,"n91",null,"EC003250","27.32.13","8544 49 95","https://bitner.com.pl/data/t4_text/649x234_083229231116_500%20St%20OR.JPG","https://bitner.com.pl/data/t4txt_photos/112513220219_3_BiT_500_St_OR.pdf"]
[5303,null,"STEROWNICZE","SB0991",5902956043948,"BiT 500®(St) OR","8G0,75","Uniepalnione i olejoodporne giętkie kable sterownicze, ekranowane folią metalizowaną z linką uziemiającą, do zastosowań wnętrzowych, w izolacji i powłoce PVC, żyły numerowane, 300/500V","BITNER","KMT",1,22963,"PLN",0.23,null,null,null,null,null,null,null,"n91",null,"EC003250","27.32.13","8544 49 95","https://bitner.com.pl/data/t4_text/649x234_083229231116_500%20St%20OR.JPG","https://bitner.com.pl/data/t4txt_photos/112513220219_3_BiT_500_St_OR.pdf"]
[5312,null,"STEROWNICZE","SB1000",5902956044037,"BiT 500®(St) OR","21G0,75","Uniepalnione i olejoodporne giętkie kable sterownicze, ekranowane folią metalizowaną z linką uziemiającą, do zastosowań wnętrzowych, w izolacji i powłoce PVC, żyły numerowane, 300/500V","BITNER","KMT",1,55002,"PLN",0.23,null,null,null,null,null,null,null,"n91",null,"EC003250","27.32.13","8544 49 95","https://bitner.com.pl/data/t4_text/649x234_083229231116_500%20St%20OR.JPG","https://bitner.com.pl/data/t4txt_photos/112513220219_3_BiT_500_St_OR.pdf"]
[5321,null,"STEROWNICZE","SB1009",5902956044129,"BiT 500®(St) OR","56G0,75","Uniepalnione i olejoodporne giętkie kable sterownicze, ekranowane folią metalizowaną z linką uziemiającą, do zastosowań wnętrzowych, w izolacji i powłoce PVC, żyły numerowane, 300/500V","BITNER","KMT",1,141233,"PLN",0.23,null,null,null,null,null,null,null,"n91",null,"EC003250","27.32.13","8544 49 95","https://bitner.com.pl/data/t4_text/649x234_083229231116_500%20St%20OR.JPG","https://bitner.com.pl/data/t4txt_photos/112513220219_3_BiT_500_St_OR.pdf"]
[5331,null,"STEROWNICZE","SB1019",5902956044228,"BiT 500®(St) OR","6x1,0","Uniepalnione i olejoodporne giętkie kable sterownicze, ekranowane folią metalizowaną z linką uziemiającą, do zastosowań wnętrzowych, w izolacji i powłoce PVC, żyły numerowane, 300/500V","BITNER","KMT",1,25410,"PLN",0.23,null,null,null,null,null,null,null,"n91",null,"EC003250","27.32.13","8544 49 95","https://bitner.com.pl/data/t4_text/649x234_083229231116_500%20St%20OR.JPG","https://bitner.com.pl/data/t4txt_photos/112513220219_3_BiT_500_St_OR.pdf"]
[5342,null,"STEROWNICZE","SB1030",5902956044334,"BiT 500®(St) OR","18x1,0","Uniepalnione i olejoodporne giętkie kable sterownicze, ekranowane folią metalizowaną z linką uziemiającą, do zastosowań wnętrzowych, w izolacji i powłoce PVC, żyły numerowane, 300/500V","BITNER","KMT",1,68540,"PLN",0.23,null,null,null,null,null,null,null,"n91",null,"EC003250","27.32.13","8544 49 95","https://bitner.com.pl/data/t4_text/649x234_083229231116_500%20St%20OR.JPG","https://bitner.com.pl/data/t4txt_photos/112513220219_3_BiT_500_St_OR.pdf"]
[5363,null,"STEROWNICZE","SB1051",5902956044549,"BiT 500®(St) OR","6x1,5","Uniepalnione i olejoodporne giętkie kable sterownicze, ekranowane folią metalizowaną z linką uziemiającą, do zastosowań wnętrzowych, w izolacji i powłoce PVC, żyły numerowane, 300/500V","BITNER","KMT",1,35211,"PLN",0.23,null,null,null,null,null,null,null,"n91",null,"EC003250","27.32.13","8544 49 95","https://bitner.com.pl/data/t4_text/649x234_083229231116_500%20St%20OR.JPG","https://bitner.com.pl/data/t4txt_photos/112513220219_3_BiT_500_St_OR.pdf"]
[5366,null,"STEROWNICZE","SB1054",5902956044570,"BiT 500®(St) OR","8G1,5","Uniepalnione i olejoodporne giętkie kable sterownicze, ekranowane folią metalizowaną z linką uziemiającą, do zastosowań wnętrzowych, w izolacji i powłoce PVC, żyły numerowane, 300/500V","BITNER","KMT",1,41276,"PLN",0.23,null,null,null,null,null,null,null,"n91",null,"EC003250","27.32.13","8544 49 95","https://bitner.com.pl/data/t4_text/649x234_083229231116_500%20St%20OR.JPG","https://bitner.com.pl/data/t4txt_photos/112513220219_3_BiT_500_St_OR.pdf"]
[5384,null,"STEROWNICZE","SB1072",5902956044754,"BiT 500®(St) OR","56G1,5","Uniepalnione i olejoodporne giętkie kable sterownicze, ekranowane folią metalizowaną z linką uziemiającą, do zastosowań wnętrzowych, w izolacji i powłoce PVC, żyły numerowane, 300/500V","BITNER","KMT",1,263910,"PLN",0.23,null,null,null,null,null,null,null,"n91",null,"EC003250","27.32.13","8544 49 95","https://bitner.com.pl/data/t4_text/649x234_083229231116_500%20St%20OR.JPG","https://bitner.com.pl/data/t4txt_photos/112513220219_3_BiT_500_St_OR.pdf"]
[5397,null,"STEROWNICZE","SB1087",5902956044907,"BiT 500®(St) OR","12x2,5","Uniepalnione i olejoodporne giętkie kable sterownicze, ekranowane folią metalizowaną z linką uziemiającą, do zastosowań wnętrzowych, w izolacji i powłoce PVC, żyły numerowane, 300/500V","BITNER","KMT",1,105811,"PLN",0.23,null,null,null,null,null,null,null,"n91",null,"EC003250","27.32.13","8544 49 95","https://bitner.com.pl/data/t4_text/649x234_083229231116_500%20St%20OR.JPG","https://bitner.com.pl/data/t4txt_photos/112513220219_3_BiT_500_St_OR.pdf"]
[5401,null,"STEROWNICZE","SB1091",5902956044945,"BiT 500®(St) OR","21G2,5","Uniepalnione i olejoodporne giętkie kable sterownicze, ekranowane folią metalizowaną z linką uziemiającą, do zastosowań wnętrzowych, w izolacji i powłoce PVC, żyły numerowane, 300/500V","BITNER","KMT",1,164468,"PLN",0.23,null,null,null,null,null,null,null,"n91",null,"EC003250","27.32.13","8544 49 95","https://bitner.com.pl/data/t4_text/649x234_083229231116_500%20St%20OR.JPG","https://bitner.com.pl/data/t4txt_photos/112513220219_3_BiT_500_St_OR.pdf"]
[5414,null,"STEROWNICZE","SB1104",5902956045072,"BiT 500®(St) OR","10G4,0","Uniepalnione i olejoodporne giętkie kable sterownicze, ekranowane folią metalizowaną z linką uziemiającą, do zastosowań wnętrzowych, w izolacji i powłoce PVC, żyły numerowane, 300/500V","BITNER","KMT",1,134332,"PLN",0.23,null,null,null,null,null,null,null,"n91",null,"EC003250","27.32.13","8544 49 95","https://bitner.com.pl/data/t4_text/649x234_083229231116_500%20St%20OR.JPG","https://bitner.com.pl/data/t4txt_photos/112513220219_3_BiT_500_St_OR.pdf"]
[5429,null,"STEROWNICZE","SB1119",5902956045225,"BiT 500®(St) OR","24x2x0,5","Uniepalnione i olejoodporne, parowane,  giętkie kable sterownicze, ekranowane folią metalizowaną z linką uziemiającą, do zastosowań wnętrzowych, w izolacji i powłoce PVC, żyły numerowane, 300/500V","BITNER","KMT",1,87428,"PLN",0.23,null,null,null,null,null,null,null,"n91",null,"EC003250","27.32.13","8544 49 95","https://bitner.com.pl/data/t4_text/649x234_083229231116_500%20St%20OR.JPG","https://bitner.com.pl/data/t4txt_photos/112513220219_3_BiT_500_St_OR.pdf"]
[5435,null,"STEROWNICZE","SB1125",5902956045287,"BiT 500®(St) OR","7x2x0,75","Uniepalnione i olejoodporne, parowane,  giętkie kable sterownicze, ekranowane folią metalizowaną z linką uziemiającą, do zastosowań wnętrzowych, w izolacji i powłoce PVC, żyły numerowane, 300/500V","BITNER","KMT",1,39170,"PLN",0.23,null,null,null,null,null,null,null,"n91",null,"EC003250","27.32.13","8544 49 95","https://bitner.com.pl/data/t4_text/649x234_083229231116_500%20St%20OR.JPG","https://bitner.com.pl/data/t4txt_photos/112513220219_3_BiT_500_St_OR.pdf"]
[5456,null,"STEROWNICZE","SB1146",5902956045492,"BiT 500®(St) OR","20x2x1,0","Uniepalnione i olejoodporne, parowane,  giętkie kable sterownicze, ekranowane folią metalizowaną z linką uziemiającą, do zastosowań wnętrzowych, w izolacji i powłoce PVC, żyły numerowane, 300/500V","BITNER","KMT",1,137197,"PLN",0.23,null,null,null,null,null,null,null,"n91",null,"EC003250","27.32.13","8544 49 95","https://bitner.com.pl/data/t4_text/649x234_083229231116_500%20St%20OR.JPG","https://bitner.com.pl/data/t4txt_photos/112513220219_3_BiT_500_St_OR.pdf"]
[5464,null,"STEROWNICZE","SB1154",5902956045577,"BiT 500®(St) OR","8x2x1,5","Uniepalnione i olejoodporne, parowane,  giętkie kable sterownicze, ekranowane folią metalizowaną z linką uziemiającą, do zastosowań wnętrzowych, w izolacji i powłoce PVC, żyły numerowane, 300/500V","BITNER","KMT",1,80913,"PLN",0.23,null,null,null,null,null,null,null,"n91",null,"EC003250","27.32.13","8544 49 95","https://bitner.com.pl/data/t4_text/649x234_083229231116_500%20St%20OR.JPG","https://bitner.com.pl/data/t4txt_photos/112513220219_3_BiT_500_St_OR.pdf"]
[5477,null,"STEROWNICZE","SB1167",5902956045706,"BiT 500®(St) OR","7x2x2,5","Uniepalnione i olejoodporne, parowane,  giętkie kable sterownicze, ekranowane folią metalizowaną z linką uziemiającą, do zastosowań wnętrzowych, w izolacji i powłoce PVC, żyły numerowane, 300/500V","BITNER","KMT",1,114668,"PLN",0.23,null,null,null,null,null,null,null,"n91",null,"EC003250","27.32.13","8544 49 95","https://bitner.com.pl/data/t4_text/649x234_083229231116_500%20St%20OR.JPG","https://bitner.com.pl/data/t4txt_photos/112513220219_3_BiT_500_St_OR.pdf"]
[5490,null,"STEROWNICZE","SB1197",5902956045836,"BiT 500®2(St) OR","10x2x0,5","Uniepalnione i olejoodporne, parowane, giętkie kable sterownicze, ekran ogólny i par w postaci folii aluminiowej z linką uziemiającą,izolacja i powłoka PVC, do zastosowań wnętrzowych, żyły numerowane, 300/500V","BITNER","KMT",1,57001,"PLN",0.23,null,null,null,null,null,null,null,"n91",null,"EC003250","27.32.13","8544 49 95","https://bitner.com.pl/data/t4_text/649x234_083342231116_500%202%20St%20OR.JPG","https://bitner.com.pl/data/t4txt_photos/115355220219_4_BiT_500_2_St_OR.pdf"]
[5499,null,"STEROWNICZE","SB1206",5902956045928,"BiT 500®2(St) OR","4x2x0,75","Uniepalnione i olejoodporne, parowane, giętkie kable sterownicze, ekran ogólny i par w postaci folii aluminiowej z linką uziemiającą,izolacja i powłoka PVC, do zastosowań wnętrzowych, żyły numerowane, 300/500V","BITNER","KMT",1,31407,"PLN",0.23,null,null,null,null,null,null,null,"n91",null,"EC003250","27.32.13","8544 49 95","https://bitner.com.pl/data/t4_text/649x234_083342231116_500%202%20St%20OR.JPG","https://bitner.com.pl/data/t4txt_photos/115355220219_4_BiT_500_2_St_OR.pdf"]
[5507,null,"STEROWNICZE","SB1214",5902956046000,"BiT 500®2(St) OR","16x2x0,75","Uniepalnione i olejoodporne, parowane, giętkie kable sterownicze, ekran ogólny i par w postaci folii aluminiowej z linką uziemiającą,izolacja i powłoka PVC, do zastosowań wnętrzowych, żyły numerowane, 300/500V","BITNER","KMT",1,115553,"PLN",0.23,null,null,null,null,null,null,null,"n91",null,"EC003250","27.32.13","8544 49 95","https://bitner.com.pl/data/t4_text/649x234_083342231116_500%202%20St%20OR.JPG","https://bitner.com.pl/data/t4txt_photos/115355220219_4_BiT_500_2_St_OR.pdf"]
[5520,null,"STEROWNICZE","SB1227",5902956046130,"BiT 500®2(St) OR","14x2x1,0","Uniepalnione i olejoodporne, parowane, giętkie kable sterownicze, ekran ogólny i par w postaci folii aluminiowej z linką uziemiającą,izolacja i powłoka PVC, do zastosowań wnętrzowych, żyły numerowane, 300/500V","BITNER","KMT",1,134354,"PLN",0.23,null,null,null,null,null,null,null,"n91",null,"EC003250","27.32.13","8544 49 95","https://bitner.com.pl/data/t4_text/649x234_083342231116_500%202%20St%20OR.JPG","https://bitner.com.pl/data/t4txt_photos/115355220219_4_BiT_500_2_St_OR.pdf"]
[5534,null,"STEROWNICZE","SB1241",5902956046277,"BiT 500®2(St) OR","14x2x1,5","Uniepalnione i olejoodporne, parowane, giętkie kable sterownicze, ekran ogólny i par w postaci folii aluminiowej z linką uziemiającą,izolacja i powłoka PVC, do zastosowań wnętrzowych, żyły numerowane, 300/500V","BITNER","KMT",1,174727,"PLN",0.23,null,null,null,null,null,null,null,"n91",null,"EC003250","27.32.13","8544 49 95","https://bitner.com.pl/data/t4_text/649x234_083342231116_500%202%20St%20OR.JPG","https://bitner.com.pl/data/t4txt_photos/115355220219_4_BiT_500_2_St_OR.pdf"]
[5549,null,"STEROWNICZE","SB1256",5902956046420,"BiT 500®2(St) OR","16x2x2,5","Uniepalnione i olejoodporne, parowane, giętkie kable sterownicze, ekran ogólny i par w postaci folii aluminiowej z linką uziemiającą,izolacja i powłoka PVC, do zastosowań wnętrzowych, żyły numerowane, 300/500V","BITNER","KMT",1,296626,"PLN",0.23,null,null,null,null,null,null,null,"n91",null,"EC003250","27.32.13","8544 49 95","https://bitner.com.pl/data/t4_text/649x234_083342231116_500%202%20St%20OR.JPG","https://bitner.com.pl/data/t4txt_photos/115355220219_4_BiT_500_2_St_OR.pdf"]
[5550,null,"STEROWNICZE","SB1800",5902956054166,"BiT 500®BLACK FR","2x0,5","Uniepalnione, giętkie kable sterownicze, w izoalcji i powłoce PVC, do zastosowań wnętrzowych i na zewnątrz oraz do układania w ziemi, żyły numerowane, 300/500V","BITNER","KMT",1,5339,"PLN",0.23,null,null,null,null,null,null,null,"n91",null,"EC003250","27.32.13","8544 49 95","https://bitner.com.pl/data/t4_text/649x234_084114231116_500%20Black%20FR.JPG","https://bitner.com.pl/data/t4txt_photos/125016220219_5_BiT_500_BLACK_FR.pdf"]
[5569,null,"STEROWNICZE","SB1819",5902956054357,"BiT 500®BLACK FR","21G0,5","Uniepalnione, giętkie kable sterownicze, w izoalcji i powłoce PVC, do zastosowań wnętrzowych i na zewnątrz oraz do układania w ziemi, żyły numerowane, 300/500V","BITNER","KMT",1,36453,"PLN",0.23,null,null,null,null,null,null,null,"n91",null,"EC003250","27.32.13","8544 49 95","https://bitner.com.pl/data/t4_text/649x234_084114231116_500%20Black%20FR.JPG","https://bitner.com.pl/data/t4txt_photos/125016220219_5_BiT_500_BLACK_FR.pdf"]
[5583,null,"STEROWNICZE","SB1833",5902956054494,"BiT 500®BLACK FR","4G0,75","Uniepalnione, giętkie kable sterownicze, w izoalcji i powłoce PVC, do zastosowań wnętrzowych i na zewnątrz oraz do układania w ziemi, żyły numerowane, 300/500V","BITNER","KMT",1,11822,"PLN",0.23,null,null,null,null,null,null,null,"n91",null,"EC003250","27.32.13","8544 49 95","https://bitner.com.pl/data/t4_text/649x234_084114231116_500%20Black%20FR.JPG","https://bitner.com.pl/data/t4txt_photos/125016220219_5_BiT_500_BLACK_FR.pdf"]
[5586,null,"STEROWNICZE","SB1836",5902956054524,"BiT 500®BLACK FR","5x0,75","Uniepalnione, giętkie kable sterownicze, w izoalcji i powłoce PVC, do zastosowań wnętrzowych i na zewnątrz oraz do układania w ziemi, żyły numerowane, 300/500V","BITNER","KMT",1,15512,"PLN",0.23,null,null,null,null,null,null,null,"n91",null,"EC003250","27.32.13","8544 49 95","https://bitner.com.pl/data/t4_text/649x234_084114231116_500%20Black%20FR.JPG","https://bitner.com.pl/data/t4txt_photos/125016220219_5_BiT_500_BLACK_FR.pdf"]
[5600,null,"STEROWNICZE","SB1850",5902956054661,"BiT 500®BLACK FR","21G0,75","Uniepalnione, giętkie kable sterownicze, w izoalcji i powłoce PVC, do zastosowań wnętrzowych i na zewnątrz oraz do układania w ziemi, żyły numerowane, 300/500V","BITNER","KMT",1,51429,"PLN",0.23,null,null,null,null,null,null,null,"n91",null,"EC003250","27.32.13","8544 49 95","https://bitner.com.pl/data/t4_text/649x234_084114231116_500%20Black%20FR.JPG","https://bitner.com.pl/data/t4txt_photos/125016220219_5_BiT_500_BLACK_FR.pdf"]
[5613,null,"STEROWNICZE","SB1863",5902956054791,"BiT 500®BLACK FR","3x1,0","Uniepalnione, giętkie kable sterownicze, w izoalcji i powłoce PVC, do zastosowań wnętrzowych i na zewnątrz oraz do układania w ziemi, żyły numerowane, 300/500V","BITNER","KMT",1,12891,"PLN",0.23,null,null,null,null,null,null,null,"n91",null,"EC003250","27.32.13","8544 49 95","https://bitner.com.pl/data/t4_text/649x234_084114231116_500%20Black%20FR.JPG","https://bitner.com.pl/data/t4txt_photos/125016220219_5_BiT_500_BLACK_FR.pdf"]
[5621,null,"STEROWNICZE","SB1871",5902956054876,"BiT 500®BLACK FR","7x1,0","Uniepalnione, giętkie kable sterownicze, w izoalcji i powłoce PVC, do zastosowań wnętrzowych i na zewnątrz oraz do układania w ziemi, żyły numerowane, 300/500V","BITNER","KMT",1,26020,"PLN",0.23,null,null,null,null,null,null,null,"n91",null,"EC003250","27.32.13","8544 49 95","https://bitner.com.pl/data/t4_text/649x234_084114231116_500%20Black%20FR.JPG","https://bitner.com.pl/data/t4txt_photos/125016220219_5_BiT_500_BLACK_FR.pdf"]
[5634,null,"STEROWNICZE","SB1884",5902956055002,"BiT 500®BLACK FR","27G1,0","Uniepalnione, giętkie kable sterownicze, w izoalcji i powłoce PVC, do zastosowań wnętrzowych i na zewnątrz oraz do układania w ziemi, żyły numerowane, 300/500V","BITNER","KMT",1,84466,"PLN",0.23,null,null,null,null,null,null,null,"n91",null,"EC003250","27.32.13","8544 49 95","https://bitner.com.pl/data/t4_text/649x234_084114231116_500%20Black%20FR.JPG","https://bitner.com.pl/data/t4txt_photos/125016220219_5_BiT_500_BLACK_FR.pdf"]
[5643,null,"STEROWNICZE","SB1893",5902956055095,"BiT 500®BLACK FR","2x1,5","Uniepalnione, giętkie kable sterownicze, w izoalcji i powłoce PVC, do zastosowań wnętrzowych i na zewnątrz oraz do układania w ziemi, żyły numerowane, 300/500V","BITNER","KMT",1,11707,"PLN",0.23,null,null,null,null,null,null,null,"n91",null,"EC003250","27.32.13","8544 49 95","https://bitner.com.pl/data/t4_text/649x234_084114231116_500%20Black%20FR.JPG","https://bitner.com.pl/data/t4txt_photos/125016220219_5_BiT_500_BLACK_FR.pdf"]
[5656,null,"STEROWNICZE","SB1906",5902956055224,"BiT 500®BLACK FR","10x1,5","Uniepalnione, giętkie kable sterownicze, w izoalcji i powłoce PVC, do zastosowań wnętrzowych i na zewnątrz oraz do układania w ziemi, żyły numerowane, 300/500V","BITNER","KMT",1,52252,"PLN",0.23,null,null,null,null,null,null,null,"n91",null,"EC003250","27.32.13","8544 49 95","https://bitner.com.pl/data/t4_text/649x234_084114231116_500%20Black%20FR.JPG","https://bitner.com.pl/data/t4txt_photos/125016220219_5_BiT_500_BLACK_FR.pdf"]
[5676,null,"STEROWNICZE","SB1926",5902956055422,"BiT 500®BLACK FR","3x2,5","Uniepalnione, giętkie kable sterownicze, w izoalcji i powłoce PVC, do zastosowań wnętrzowych i na zewnątrz oraz do układania w ziemi, żyły numerowane, 300/500V","BITNER","KMT",1,26806,"PLN",0.23,null,null,null,null,null,null,null,"n91",null,"EC003250","27.32.13","8544 49 95","https://bitner.com.pl/data/t4_text/649x234_084114231116_500%20Black%20FR.JPG","https://bitner.com.pl/data/t4txt_photos/125016220219_5_BiT_500_BLACK_FR.pdf"]
[5685,null,"STEROWNICZE","SB1937",5902956055538,"BiT 500®BLACK FR","12x2,5","Uniepalnione, giętkie kable sterownicze, w izoalcji i powłoce PVC, do zastosowań wnętrzowych i na zewnątrz oraz do układania w ziemi, żyły numerowane, 300/500V","BITNER","KMT",1,96909,"PLN",0.23,null,null,null,null,null,null,null,"n91",null,"EC003250","27.32.13","8544 49 95","https://bitner.com.pl/data/t4_text/649x234_084114231116_500%20Black%20FR.JPG","https://bitner.com.pl/data/t4txt_photos/125016220219_5_BiT_500_BLACK_FR.pdf"]
[5691,null,"STEROWNICZE","SB1943",5902956055590,"BiT 500®BLACK FR","30G2,5","Uniepalnione, giętkie kable sterownicze, w izoalcji i powłoce PVC, do zastosowań wnętrzowych i na zewnątrz oraz do układania w ziemi, żyły numerowane, 300/500V","BITNER","KMT",1,215713,"PLN",0.23,null,null,null,null,null,null,null,"n91",null,"EC003250","27.32.13","8544 49 95","https://bitner.com.pl/data/t4_text/649x234_084114231116_500%20Black%20FR.JPG","https://bitner.com.pl/data/t4txt_photos/125016220219_5_BiT_500_BLACK_FR.pdf"]
[5706,null,"STEROWNICZE","SB1958",5902956055743,"BiT 500®BLACK FR","3x6,0","Uniepalnione, giętkie kable sterownicze, w izoalcji i powłoce PVC, do zastosowań wnętrzowych i na zewnątrz oraz do układania w ziemi, żyły numerowane, 300/500V","BITNER","KMT",1,61446,"PLN",0.23,null,null,null,null,null,null,null,"n91",null,"EC003250","27.32.13","8544 49 95","https://bitner.com.pl/data/t4_text/649x234_084114231116_500%20Black%20FR.JPG","https://bitner.com.pl/data/t4txt_photos/125016220219_5_BiT_500_BLACK_FR.pdf"]
[5715,null,"STEROWNICZE","SB1967",5902956055835,"BiT 500®BLACK FR","7G10","Uniepalnione, giętkie kable sterownicze, w izoalcji i powłoce PVC, do zastosowań wnętrzowych i na zewnątrz oraz do układania w ziemi, żyły numerowane, 300/500V","BITNER","KMT",1,212442,"PLN",0.23,null,null,null,null,null,null,null,"n91",null,"EC003250","27.32.13","8544 49 95","https://bitner.com.pl/data/t4_text/649x234_084114231116_500%20Black%20FR.JPG","https://bitner.com.pl/data/t4txt_photos/125016220219_5_BiT_500_BLACK_FR.pdf"]
[5730,null,"STEROWNICZE","SB1982",5902956055989,"BiT 500®BLACK FR","5G35","Uniepalnione, giętkie kable sterownicze, w izoalcji i powłoce PVC, do zastosowań wnętrzowych i na zewnątrz oraz do układania w ziemi, żyły numerowane, 300/500V","BITNER","KMT",1,507031,"PLN",0.23,null,null,null,null,null,null,null,"n91",null,"EC003250","27.32.13","8544 49 95","https://bitner.com.pl/data/t4_text/649x234_084114231116_500%20Black%20FR.JPG","https://bitner.com.pl/data/t4txt_photos/125016220219_5_BiT_500_BLACK_FR.pdf"]
[5736,null,"STEROWNICZE","SB1988",5902956056047,"BiT 500®BLACK FR","2x70","Uniepalnione, giętkie kable sterownicze, w izoalcji i powłoce PVC, do zastosowań wnętrzowych i na zewnątrz oraz do układania w ziemi, żyły numerowane, 300/500V","BITNER","KMT",1,426039,"PLN",0.23,null,null,null,null,null,null,null,"n91",null,"EC003250","27.32.13","8544 49 95","https://bitner.com.pl/data/t4_text/649x234_084114231116_500%20Black%20FR.JPG","https://bitner.com.pl/data/t4txt_photos/125016220219_5_BiT_500_BLACK_FR.pdf"]
[5754,null,"STEROWNICZE","SB2006",5902956056221,"BiT 500®BLACK FR","24x2x0,5","Uniepalnione, parowane, giętkie kable sterownicze, w izoalcji i powłoce PVC, do zastosowań wnętrzowych i na zewnątrz oraz do układania w ziemi, żyły numerowane, 300/500V","BITNER","KMT",1,75382,"PLN",0.23,null,null,null,null,null,null,null,"n91",null,"EC003250","27.32.13","8544 49 95","https://bitner.com.pl/data/t4_text/649x234_084114231116_500%20Black%20FR.JPG","https://bitner.com.pl/data/t4txt_photos/125016220219_5_BiT_500_BLACK_FR.pdf"]
[5769,null,"STEROWNICZE","SB2021",5902956056375,"BiT 500®BLACK FR","2x2x1,0","Uniepalnione, parowane, giętkie kable sterownicze, w izoalcji i powłoce PVC, do zastosowań wnętrzowych i na zewnątrz oraz do układania w ziemi, żyły numerowane, 300/500V","BITNER","KMT",1,14830,"PLN",0.23,null,null,null,null,null,null,null,"n91",null,"EC003250","27.32.13","8544 49 95","https://bitner.com.pl/data/t4_text/649x234_084114231116_500%20Black%20FR.JPG","https://bitner.com.pl/data/t4txt_photos/125016220219_5_BiT_500_BLACK_FR.pdf"]
[5778,null,"STEROWNICZE","SB2030",5902956056467,"BiT 500®BLACK FR","14x2x1,0","Uniepalnione, parowane, giętkie kable sterownicze, w izoalcji i powłoce PVC, do zastosowań wnętrzowych i na zewnątrz oraz do układania w ziemi, żyły numerowane, 300/500V","BITNER","KMT",1,83400,"PLN",0.23,null,null,null,null,null,null,null,"n91",null,"EC003250","27.32.13","8544 49 95","https://bitner.com.pl/data/t4_text/649x234_084114231116_500%20Black%20FR.JPG","https://bitner.com.pl/data/t4txt_photos/125016220219_5_BiT_500_BLACK_FR.pdf"]
[5789,null,"STEROWNICZE","SB2041",5902956056573,"BiT 500®BLACK FR","8x2x1,5","Uniepalnione, parowane, giętkie kable sterownicze, w izoalcji i powłoce PVC, do zastosowań wnętrzowych i na zewnątrz oraz do układania w ziemi, żyły numerowane, 300/500V","BITNER","KMT",1,69111,"PLN",0.23,null,null,null,null,null,null,null,"n91",null,"EC003250","27.32.13","8544 49 95","https://bitner.com.pl/data/t4_text/649x234_084114231116_500%20Black%20FR.JPG","https://bitner.com.pl/data/t4txt_photos/125016220219_5_BiT_500_BLACK_FR.pdf"]
[5799,null,"STEROWNICZE","SB2051",5902956056672,"BiT 500®BLACK FR","4x2x2,5","Uniepalnione, parowane, giętkie kable sterownicze, w izoalcji i powłoce PVC, do zastosowań wnętrzowych i na zewnątrz oraz do układania w ziemi, żyły numerowane, 300/500V","BITNER","KMT",1,56428,"PLN",0.23,null,null,null,null,null,null,null,"n91",null,"EC003250","27.32.13","8544 49 95","https://bitner.com.pl/data/t4_text/649x234_084114231116_500%20Black%20FR.JPG","https://bitner.com.pl/data/t4txt_photos/125016220219_5_BiT_500_BLACK_FR.pdf"]
[5808,null,"STEROWNICZE","SB3410",5902956056764,"BiT 500®C BLACK FR","2x0,5","Uniepanione, giętkie kable sterownicze, ekran oplot z pasemek miedzianych ocynowanych o gęstości krycia 85%, izolacja i powłoka PVC, do zastosowań wnętrzowych i na zewnątrz oraz do ułożenia w ziemi, żyły numerowane, 300/500V","BITNER","KMT",1,8415,"PLN",0.23,null,null,null,null,null,null,null,"n91",null,"EC003250","27.32.13","8544 49 95","https://bitner.com.pl/data/t4_text/649x234_084311231116_500%20C%20Black%20FR.JPG","https://bitner.com.pl/data/t4txt_photos/125911220219_6_BiT_500_C_BLACK_FR.pdf"]
[5828,null,"STEROWNICZE","SB3430",5902956056962,"BiT 500®C BLACK FR","25G0,5","Uniepanione, giętkie kable sterownicze, ekran oplot z pasemek miedzianych ocynowanych o gęstości krycia 85%, izolacja i powłoka PVC, do zastosowań wnętrzowych i na zewnątrz oraz do ułożenia w ziemi, żyły numerowane, 300/500V","BITNER","KMT",1,54233,"PLN",0.23,null,null,null,null,null,null,null,"n91",null,"EC003250","27.32.13","8544 49 95","https://bitner.com.pl/data/t4_text/649x234_084311231116_500%20C%20Black%20FR.JPG","https://bitner.com.pl/data/t4txt_photos/125911220219_6_BiT_500_C_BLACK_FR.pdf"]
[5829,null,"STEROWNICZE","SB3431",5902956056979,"BiT 500®C BLACK FR","27G0,5","Uniepanione, giętkie kable sterownicze, ekran oplot z pasemek miedzianych ocynowanych o gęstości krycia 85%, izolacja i powłoka PVC, do zastosowań wnętrzowych i na zewnątrz oraz do ułożenia w ziemi, żyły numerowane, 300/500V","BITNER","KMT",1,56137,"PLN",0.23,null,null,null,null,null,null,null,"n91",null,"EC003250","27.32.13","8544 49 95","https://bitner.com.pl/data/t4_text/649x234_084311231116_500%20C%20Black%20FR.JPG","https://bitner.com.pl/data/t4txt_photos/125911220219_6_BiT_500_C_BLACK_FR.pdf"]
[5850,null,"STEROWNICZE","SB3452",5902956057181,"BiT 500®C BLACK FR","8x0,75","Uniepanione, giętkie kable sterownicze, ekran oplot z pasemek miedzianych ocynowanych o gęstości krycia 85%, izolacja i powłoka PVC, do zastosowań wnętrzowych i na zewnątrz oraz do ułożenia w ziemi, żyły numerowane, 300/500V","BITNER","KMT",1,30980,"PLN",0.23,null,null,null,null,null,null,null,"n91",null,"EC003250","27.32.13","8544 49 95","https://bitner.com.pl/data/t4_text/649x234_084311231116_500%20C%20Black%20FR.JPG","https://bitner.com.pl/data/t4txt_photos/125911220219_6_BiT_500_C_BLACK_FR.pdf"]
[5863,null,"STEROWNICZE","SB3465",5902956057310,"BiT 500®C BLACK FR","37G0,75","Uniepanione, giętkie kable sterownicze, ekran oplot z pasemek miedzianych ocynowanych o gęstości krycia 85%, izolacja i powłoka PVC, do zastosowań wnętrzowych i na zewnątrz oraz do ułożenia w ziemi, żyły numerowane, 300/500V","BITNER","KMT",1,100790,"PLN",0.23,null,null,null,null,null,null,null,"n91",null,"EC003250","27.32.13","8544 49 95","https://bitner.com.pl/data/t4_text/649x234_084311231116_500%20C%20Black%20FR.JPG","https://bitner.com.pl/data/t4txt_photos/125911220219_6_BiT_500_C_BLACK_FR.pdf"]
[5871,null,"STEROWNICZE","SB3473",5902956057396,"BiT 500®C BLACK FR","3x1,0","Uniepanione, giętkie kable sterownicze, ekran oplot z pasemek miedzianych ocynowanych o gęstości krycia 85%, izolacja i powłoka PVC, do zastosowań wnętrzowych i na zewnątrz oraz do ułożenia w ziemi, żyły numerowane, 300/500V","BITNER","KMT",1,16452,"PLN",0.23,null,null,null,null,null,null,null,"n91",null,"EC003250","27.32.13","8544 49 95","https://bitner.com.pl/data/t4_text/649x234_084311231116_500%20C%20Black%20FR.JPG","https://bitner.com.pl/data/t4txt_photos/125911220219_6_BiT_500_C_BLACK_FR.pdf"]
[5884,null,"STEROWNICZE","SB3486",5902956057525,"BiT 500®C BLACK FR","12x1,0","Uniepanione, giętkie kable sterownicze, ekran oplot z pasemek miedzianych ocynowanych o gęstości krycia 85%, izolacja i powłoka PVC, do zastosowań wnętrzowych i na zewnątrz oraz do ułożenia w ziemi, żyły numerowane, 300/500V","BITNER","KMT",1,53013,"PLN",0.23,null,null,null,null,null,null,null,"n91",null,"EC003250","27.32.13","8544 49 95","https://bitner.com.pl/data/t4_text/649x234_084311231116_500%20C%20Black%20FR.JPG","https://bitner.com.pl/data/t4txt_photos/125911220219_6_BiT_500_C_BLACK_FR.pdf"]
[5898,null,"STEROWNICZE","SB3500",5902956057662,"BiT 500®C BLACK FR","50G1,0","Uniepanione, giętkie kable sterownicze, ekran oplot z pasemek miedzianych ocynowanych o gęstości krycia 85%, izolacja i powłoka PVC, do zastosowań wnętrzowych i na zewnątrz oraz do ułożenia w ziemi, żyły numerowane, 300/500V","BITNER","KMT",1,169543,"PLN",0.23,null,null,null,null,null,null,null,"n91",null,"EC003250","27.32.13","8544 49 95","https://bitner.com.pl/data/t4_text/649x234_084311231116_500%20C%20Black%20FR.JPG","https://bitner.com.pl/data/t4txt_photos/125911220219_6_BiT_500_C_BLACK_FR.pdf"]
[5901,null,"STEROWNICZE","SB3503",5902956057693,"BiT 500®C BLACK FR","2x1,5","Uniepanione, giętkie kable sterownicze, ekran oplot z pasemek miedzianych ocynowanych o gęstości krycia 85%, izolacja i powłoka PVC, do zastosowań wnętrzowych i na zewnątrz oraz do ułożenia w ziemi, żyły numerowane, 300/500V","BITNER","KMT",1,15237,"PLN",0.23,null,null,null,null,null,null,null,"n91",null,"EC003250","27.32.13","8544 49 95","https://bitner.com.pl/data/t4_text/649x234_084311231116_500%20C%20Black%20FR.JPG","https://bitner.com.pl/data/t4txt_photos/125911220219_6_BiT_500_C_BLACK_FR.pdf"]
[5915,null,"STEROWNICZE","SB3517",5902956057839,"BiT 500®C BLACK FR","12G1,5","Uniepanione, giętkie kable sterownicze, ekran oplot z pasemek miedzianych ocynowanych o gęstości krycia 85%, izolacja i powłoka PVC, do zastosowań wnętrzowych i na zewnątrz oraz do ułożenia w ziemi, żyły numerowane, 300/500V","BITNER","KMT",1,64542,"PLN",0.23,null,null,null,null,null,null,null,"n91",null,"EC003250","27.32.13","8544 49 95","https://bitner.com.pl/data/t4_text/649x234_084311231116_500%20C%20Black%20FR.JPG","https://bitner.com.pl/data/t4txt_photos/125911220219_6_BiT_500_C_BLACK_FR.pdf"]
[5922,null,"STEROWNICZE","SB3524",5902956057907,"BiT 500®C BLACK FR","25G1,5","Uniepanione, giętkie kable sterownicze, ekran oplot z pasemek miedzianych ocynowanych o gęstości krycia 85%, izolacja i powłoka PVC, do zastosowań wnętrzowych i na zewnątrz oraz do ułożenia w ziemi, żyły numerowane, 300/500V","BITNER","KMT",1,126179,"PLN",0.23,null,null,null,null,null,null,null,"n91",null,"EC003250","27.32.13","8544 49 95","https://bitner.com.pl/data/t4_text/649x234_084311231116_500%20C%20Black%20FR.JPG","https://bitner.com.pl/data/t4txt_photos/125911220219_6_BiT_500_C_BLACK_FR.pdf"]
[5943,null,"STEROWNICZE","SB3547",5902956058133,"BiT 500®C BLACK FR","12x2,5","Uniepanione, giętkie kable sterownicze, ekran oplot z pasemek miedzianych ocynowanych o gęstości krycia 85%, izolacja i powłoka PVC, do zastosowań wnętrzowych i na zewnątrz oraz do ułożenia w ziemi, żyły numerowane, 300/500V","BITNER","KMT",1,109669,"PLN",0.23,null,null,null,null,null,null,null,"n91",null,"EC003250","27.32.13","8544 49 95","https://bitner.com.pl/data/t4_text/649x234_084311231116_500%20C%20Black%20FR.JPG","https://bitner.com.pl/data/t4txt_photos/125911220219_6_BiT_500_C_BLACK_FR.pdf"]
[5950,null,"STEROWNICZE","SB3554",5902956058201,"BiT 500®C BLACK FR","34G2,5","Uniepanione, giętkie kable sterownicze, ekran oplot z pasemek miedzianych ocynowanych o gęstości krycia 85%, izolacja i powłoka PVC, do zastosowań wnętrzowych i na zewnątrz oraz do ułożenia w ziemi, żyły numerowane, 300/500V","BITNER","KMT",1,263319,"PLN",0.23,null,null,null,null,null,null,null,"n91",null,"EC003250","27.32.13","8544 49 95","https://bitner.com.pl/data/t4_text/649x234_084311231116_500%20C%20Black%20FR.JPG","https://bitner.com.pl/data/t4txt_photos/125911220219_6_BiT_500_C_BLACK_FR.pdf"]
[5964,null,"STEROWNICZE","SB3568",5902956058348,"BiT 500®C BLACK FR","4x2x0,5","Uniepanione, parowane, giętkie kable sterownicze, ekran oplot z pasemek miedzianych ocynowanych o gęstości krycia 85%, izolacja i powłoka PVC, do zastosowań wnętrzowych i na zewnątrz oraz do ułożenia w ziemi, żyły numerowane, 300/500V","BITNER","KMT",1,24467,"PLN",0.23,null,null,null,null,null,null,null,"n91",null,"EC003250","27.32.13","8544 49 95","https://bitner.com.pl/data/t4_text/649x234_084311231116_500%20C%20Black%20FR.JPG","https://bitner.com.pl/data/t4txt_photos/125911220219_6_BiT_500_C_BLACK_FR.pdf"]
[5977,null,"STEROWNICZE","SB3581",5902956058478,"BiT 500®C BLACK FR","3x2x0,75","Uniepanione, parowane, giętkie kable sterownicze, ekran oplot z pasemek miedzianych ocynowanych o gęstości krycia 85%, izolacja i powłoka PVC, do zastosowań wnętrzowych i na zewnątrz oraz do ułożenia w ziemi, żyły numerowane, 300/500V","BITNER","KMT",1,25467,"PLN",0.23,null,null,null,null,null,null,null,"n91",null,"EC003250","27.32.13","8544 49 95","https://bitner.com.pl/data/t4_text/649x234_084311231116_500%20C%20Black%20FR.JPG","https://bitner.com.pl/data/t4txt_photos/125911220219_6_BiT_500_C_BLACK_FR.pdf"]
[5985,null,"STEROWNICZE","SB3589",5902956058553,"BiT 500®C BLACK FR","14x2x0,75","Uniepanione, parowane, giętkie kable sterownicze, ekran oplot z pasemek miedzianych ocynowanych o gęstości krycia 85%, izolacja i powłoka PVC, do zastosowań wnętrzowych i na zewnątrz oraz do ułożenia w ziemi, żyły numerowane, 300/500V","BITNER","KMT",1,84009,"PLN",0.23,null,null,null,null,null,null,null,"n91",null,"EC003250","27.32.13","8544 49 95","https://bitner.com.pl/data/t4_text/649x234_084311231116_500%20C%20Black%20FR.JPG","https://bitner.com.pl/data/t4txt_photos/125911220219_6_BiT_500_C_BLACK_FR.pdf"]
[5994,null,"STEROWNICZE","SB3598",5902956058645,"BiT 500®C BLACK FR","6x2x1,0","Uniepanione, parowane, giętkie kable sterownicze, ekran oplot z pasemek miedzianych ocynowanych o gęstości krycia 85%, izolacja i powłoka PVC, do zastosowań wnętrzowych i na zewnątrz oraz do ułożenia w ziemi, żyły numerowane, 300/500V","BITNER","KMT",1,50701,"PLN",0.23,null,null,null,null,null,null,null,"n91",null,"EC003250","27.32.13","8544 49 95","https://bitner.com.pl/data/t4_text/649x234_084311231116_500%20C%20Black%20FR.JPG","https://bitner.com.pl/data/t4txt_photos/125911220219_6_BiT_500_C_BLACK_FR.pdf"]
[6007,null,"STEROWNICZE","SB3611",5902956058775,"BiT 500®C BLACK FR","5x2x1,5","Uniepanione, parowane, giętkie kable sterownicze, ekran oplot z pasemek miedzianych ocynowanych o gęstości krycia 85%, izolacja i powłoka PVC, do zastosowań wnętrzowych i na zewnątrz oraz do ułożenia w ziemi, żyły numerowane, 300/500V","BITNER","KMT",1,59621,"PLN",0.23,null,null,null,null,null,null,null,"n91",null,"EC003250","27.32.13","8544 49 95","https://bitner.com.pl/data/t4_text/649x234_084311231116_500%20C%20Black%20FR.JPG","https://bitner.com.pl/data/t4txt_photos/125911220219_6_BiT_500_C_BLACK_FR.pdf"]
[6020,null,"STEROWNICZE","SB3624",5902956058904,"BiT 500®C BLACK FR","4x2x2,5","Uniepanione, parowane, giętkie kable sterownicze, ekran oplot z pasemek miedzianych ocynowanych o gęstości krycia 85%, izolacja i powłoka PVC, do zastosowań wnętrzowych i na zewnątrz oraz do ułożenia w ziemi, żyły numerowane, 300/500V","BITNER","KMT",1,74760,"PLN",0.23,null,null,null,null,null,null,null,"n91",null,"EC003250","27.32.13","8544 49 95","https://bitner.com.pl/data/t4_text/649x234_084311231116_500%20C%20Black%20FR.JPG","https://bitner.com.pl/data/t4txt_photos/125911220219_6_BiT_500_C_BLACK_FR.pdf"]
[6028,null,"STEROWNICZE","SB3632",5902956058980,"BiT 500®C BLACK FR","16x2x2,5","Uniepanione, parowane, giętkie kable sterownicze, ekran oplot z pasemek miedzianych ocynowanych o gęstości krycia 85%, izolacja i powłoka PVC, do zastosowań wnętrzowych i na zewnątrz oraz do ułożenia w ziemi, żyły numerowane, 300/500V","BITNER","KMT",1,258969,"PLN",0.23,null,null,null,null,null,null,null,"n91",null,"EC003250","27.32.13","8544 49 95","https://bitner.com.pl/data/t4_text/649x234_084311231116_500%20C%20Black%20FR.JPG","https://bitner.com.pl/data/t4txt_photos/125911220219_6_BiT_500_C_BLACK_FR.pdf"]
[6049,null,"STEROWNICZE","SB2420",5902956059192,"BiT 500®(St) BLACK FR","25G0,5","Uniepalnione giętkie kable sterownicze, ekranowane folią metalizowaną z linką uziemiającą, w izolacji i powłoce PVC, żyły numerowane, do zastosowań wnętrzowych i na zewnątrz oraz do układania w ziemi, 300/500V","BITNER","KMT",1,43839,"PLN",0.23,null,null,null,null,null,null,null,"n91",null,"EC003250","27.32.13","8544 49 95","https://bitner.com.pl/data/t4_text/649x234_084626231116_500%202%20St%20Black%20FR.JPG","https://bitner.com.pl/data/t4txt_photos/011618220219_8_BiT_500_2_St_BLACK_FR.pdf"]
[6055,null,"STEROWNICZE","SB2426",5902956059253,"BiT 500®(St) BLACK FR","42G0,5","Uniepalnione giętkie kable sterownicze, ekranowane folią metalizowaną z linką uziemiającą, w izolacji i powłoce PVC, żyły numerowane, do zastosowań wnętrzowych i na zewnątrz oraz do układania w ziemi, 300/500V","BITNER","KMT",1,71306,"PLN",0.23,null,null,null,null,null,null,null,"n91",null,"EC003250","27.32.13","8544 49 95","https://bitner.com.pl/data/t4_text/649x234_084626231116_500%202%20St%20Black%20FR.JPG","https://bitner.com.pl/data/t4txt_photos/011618220219_8_BiT_500_2_St_BLACK_FR.pdf"]
[6070,null,"STEROWNICZE","SB2441",5902956059406,"BiT 500®(St) BLACK FR","8G0,75","Uniepalnione giętkie kable sterownicze, ekranowane folią metalizowaną z linką uziemiającą, w izolacji i powłoce PVC, żyły numerowane, do zastosowań wnętrzowych i na zewnątrz oraz do układania w ziemi, 300/500V","BITNER","KMT",1,22564,"PLN",0.23,null,null,null,null,null,null,null,"n91",null,"EC003250","27.32.13","8544 49 95","https://bitner.com.pl/data/t4_text/649x234_084626231116_500%202%20St%20Black%20FR.JPG","https://bitner.com.pl/data/t4txt_photos/011618220219_8_BiT_500_2_St_BLACK_FR.pdf"]
[6083,null,"STEROWNICZE","SB2454",5902956059536,"BiT 500®(St) BLACK FR","34G0,75","Uniepalnione giętkie kable sterownicze, ekranowane folią metalizowaną z linką uziemiającą, w izolacji i powłoce PVC, żyły numerowane, do zastosowań wnętrzowych i na zewnątrz oraz do układania w ziemi, 300/500V","BITNER","KMT",1,82856,"PLN",0.23,null,null,null,null,null,null,null,"n91",null,"EC003250","27.32.13","8544 49 95","https://bitner.com.pl/data/t4_text/649x234_084626231116_500%202%20St%20Black%20FR.JPG","https://bitner.com.pl/data/t4txt_photos/011618220219_8_BiT_500_2_St_BLACK_FR.pdf"]
[6087,null,"STEROWNICZE","SB2458",5902956059574,"BiT 500®(St) BLACK FR","50G0,75","Uniepalnione giętkie kable sterownicze, ekranowane folią metalizowaną z linką uziemiającą, w izolacji i powłoce PVC, żyły numerowane, do zastosowań wnętrzowych i na zewnątrz oraz do układania w ziemi, 300/500V","BITNER","KMT",1,118794,"PLN",0.23,null,null,null,null,null,null,null,"n91",null,"EC003250","27.32.13","8544 49 95","https://bitner.com.pl/data/t4_text/649x234_084626231116_500%202%20St%20Black%20FR.JPG","https://bitner.com.pl/data/t4txt_photos/011618220219_8_BiT_500_2_St_BLACK_FR.pdf"]
[6100,null,"STEROWNICZE","SB2471",5902956059703,"BiT 500®(St) BLACK FR","7x1,0","Uniepalnione giętkie kable sterownicze, ekranowane folią metalizowaną z linką uziemiającą, w izolacji i powłoce PVC, żyły numerowane, do zastosowań wnętrzowych i na zewnątrz oraz do układania w ziemi, 300/500V","BITNER","KMT",1,28233,"PLN",0.23,null,null,null,null,null,null,null,"n91",null,"EC003250","27.32.13","8544 49 95","https://bitner.com.pl/data/t4_text/649x234_084626231116_500%202%20St%20Black%20FR.JPG","https://bitner.com.pl/data/t4txt_photos/011618220219_8_BiT_500_2_St_BLACK_FR.pdf"]
[6118,null,"STEROWNICZE","SB2489",5902956059888,"BiT 500®(St) BLACK FR","42G1,0","Uniepalnione giętkie kable sterownicze, ekranowane folią metalizowaną z linką uziemiającą, w izolacji i powłoce PVC, żyły numerowane, do zastosowań wnętrzowych i na zewnątrz oraz do układania w ziemi, 300/500V","BITNER","KMT",1,130850,"PLN",0.23,null,null,null,null,null,null,null,"n91",null,"EC003250","27.32.13","8544 49 95","https://bitner.com.pl/data/t4_text/649x234_084626231116_500%202%20St%20Black%20FR.JPG","https://bitner.com.pl/data/t4txt_photos/011618220219_8_BiT_500_2_St_BLACK_FR.pdf"]
[6121,null,"STEROWNICZE","SB2492",5902956059918,"BiT 500®(St) BLACK FR","61G1,0","Uniepalnione giętkie kable sterownicze, ekranowane folią metalizowaną z linką uziemiającą, w izolacji i powłoce PVC, żyły numerowane, do zastosowań wnętrzowych i na zewnątrz oraz do układania w ziemi, 300/500V","BITNER","KMT",1,186034,"PLN",0.23,null,null,null,null,null,null,null,"n91",null,"EC003250","27.32.13","8544 49 95","https://bitner.com.pl/data/t4_text/649x234_084626231116_500%202%20St%20Black%20FR.JPG","https://bitner.com.pl/data/t4txt_photos/011618220219_8_BiT_500_2_St_BLACK_FR.pdf"]
[6142,null,"STEROWNICZE","SB2513",5902956060129,"BiT 500®(St) BLACK FR","21G1,5","Uniepalnione giętkie kable sterownicze, ekranowane folią metalizowaną z linką uziemiającą, w izolacji i powłoce PVC, żyły numerowane, do zastosowań wnętrzowych i na zewnątrz oraz do układania w ziemi, 300/500V","BITNER","KMT",1,94812,"PLN",0.23,null,null,null,null,null,null,null,"n91",null,"EC003250","27.32.13","8544 49 95","https://bitner.com.pl/data/t4_text/649x234_084626231116_500%202%20St%20Black%20FR.JPG","https://bitner.com.pl/data/t4txt_photos/011618220219_8_BiT_500_2_St_BLACK_FR.pdf"]
[6153,null,"STEROWNICZE","SB2524",5902956060235,"BiT 500®(St) BLACK FR","2x2,5","Uniepalnione giętkie kable sterownicze, ekranowane folią metalizowaną z linką uziemiającą, w izolacji i powłoce PVC, żyły numerowane, do zastosowań wnętrzowych i na zewnątrz oraz do układania w ziemi, 300/500V","BITNER","KMT",1,19275,"PLN",0.23,null,null,null,null,null,null,null,"n91",null,"EC003250","27.32.13","8544 49 95","https://bitner.com.pl/data/t4_text/649x234_084626231116_500%202%20St%20Black%20FR.JPG","https://bitner.com.pl/data/t4txt_photos/011618220219_8_BiT_500_2_St_BLACK_FR.pdf"]
[6163,null,"STEROWNICZE","SB2536",5902956060358,"BiT 500®(St) BLACK FR","12G2,5","Uniepalnione giętkie kable sterownicze, ekranowane folią metalizowaną z linką uziemiającą, w izolacji i powłoce PVC, żyły numerowane, do zastosowań wnętrzowych i na zewnątrz oraz do układania w ziemi, 300/500V","BITNER","KMT",1,89166,"PLN",0.23,null,null,null,null,null,null,null,"n91",null,"EC003250","27.32.13","8544 49 95","https://bitner.com.pl/data/t4_text/649x234_084626231116_500%202%20St%20Black%20FR.JPG","https://bitner.com.pl/data/t4txt_photos/011618220219_8_BiT_500_2_St_BLACK_FR.pdf"]
[6172,null,"STEROWNICZE","SB2545",5902956060440,"BiT 500®(St) BLACK FR","37G2,5","Uniepalnione giętkie kable sterownicze, ekranowane folią metalizowaną z linką uziemiającą, w izolacji i powłoce PVC, żyły numerowane, do zastosowań wnętrzowych i na zewnątrz oraz do układania w ziemi, 300/500V","BITNER","KMT",1,265238,"PLN",0.23,null,null,null,null,null,null,null,"n91",null,"EC003250","27.32.13","8544 49 95","https://bitner.com.pl/data/t4_text/649x234_084626231116_500%202%20St%20Black%20FR.JPG","https://bitner.com.pl/data/t4txt_photos/011618220219_8_BiT_500_2_St_BLACK_FR.pdf"]
[6188,null,"STEROWNICZE","SB2561",5902956060600,"BiT 500®(St) BLACK FR","7x2x0,5","Uniepalnione, parowane giętkie kable sterownicze, ekranowane folią metalizowaną z linką uziemiającą, w izolacji i powłoce PVC, żyły numerowane, do zastosowań wnętrzowych i na zewnątrz oraz do układania w ziemi, 300/500V","BITNER","KMT",1,27485,"PLN",0.23,null,null,null,null,null,null,null,"n91",null,"EC003250","27.32.13","8544 49 95","https://bitner.com.pl/data/t4_text/649x234_084626231116_500%202%20St%20Black%20FR.JPG","https://bitner.com.pl/data/t4txt_photos/011618220219_8_BiT_500_2_St_BLACK_FR.pdf"]
[6193,null,"STEROWNICZE","SB2566",5902956060655,"BiT 500®(St) BLACK FR","16x2x0,5","Uniepalnione, parowane giętkie kable sterownicze, ekranowane folią metalizowaną z linką uziemiającą, w izolacji i powłoce PVC, żyły numerowane, do zastosowań wnętrzowych i na zewnątrz oraz do układania w ziemi, 300/500V","BITNER","KMT",1,56408,"PLN",0.23,null,null,null,null,null,null,null,"n91",null,"EC003250","27.32.13","8544 49 95","https://bitner.com.pl/data/t4_text/649x234_084509231116_500%20St%20Black%20FR.JPG","https://bitner.com.pl/data/t4txt_photos/010543220219_7_BiT_500_St_BLACK_FR.pdf"]
[6202,null,"STEROWNICZE","SB2575",5902956060747,"BiT 500®(St) BLACK FR","7x2x0,75","Uniepalnione, parowane giętkie kable sterownicze, ekranowane folią metalizowaną z linką uziemiającą, w izolacji i powłoce PVC, żyły numerowane, do zastosowań wnętrzowych i na zewnątrz oraz do układania w ziemi, 300/500V","BITNER","KMT",1,37252,"PLN",0.23,null,null,null,null,null,null,null,"n91",null,"EC003250","27.32.13","8544 49 95","https://bitner.com.pl/data/t4_text/649x234_084509231116_500%20St%20Black%20FR.JPG","https://bitner.com.pl/data/t4txt_photos/011618220219_8_BiT_500_2_St_BLACK_FR.pdf"]
[6216,null,"STEROWNICZE","SB2589",5902956060884,"BiT 500®(St) BLACK FR","7x2x1,0","Uniepalnione, parowane giętkie kable sterownicze, ekranowane folią metalizowaną z linką uziemiającą, w izolacji i powłoce PVC, żyły numerowane, do zastosowań wnętrzowych i na zewnątrz oraz do układania w ziemi, 300/500V","BITNER","KMT",1,47876,"PLN",0.23,null,null,null,null,null,null,null,"n91",null,"EC003250","27.32.13","8544 49 95","https://bitner.com.pl/data/t4_text/649x234_084626231116_500%202%20St%20Black%20FR.JPG","https://bitner.com.pl/data/t4txt_photos/011618220219_8_BiT_500_2_St_BLACK_FR.pdf"]
[6235,null,"STEROWNICZE","SB2608",5902956061072,"BiT 500®(St) BLACK FR","16x2x1,5","Uniepalnione, parowane giętkie kable sterownicze, ekranowane folią metalizowaną z linką uziemiającą, w izolacji i powłoce PVC, żyły numerowane, do zastosowań wnętrzowych i na zewnątrz oraz do układania w ziemi, 300/500V","BITNER","KMT",1,141669,"PLN",0.23,null,null,null,null,null,null,null,"n91",null,"EC003250","27.32.13","8544 49 95","https://bitner.com.pl/data/t4_text/649x234_084626231116_500%202%20St%20Black%20FR.JPG","https://bitner.com.pl/data/t4txt_photos/011618220219_8_BiT_500_2_St_BLACK_FR.pdf"]
[6240,null,"STEROWNICZE","SB2613",5902956061126,"BiT 500®(St) BLACK FR","3x2x2,5","Uniepalnione, parowane giętkie kable sterownicze, ekranowane folią metalizowaną z linką uziemiającą, w izolacji i powłoce PVC, żyły numerowane, do zastosowań wnętrzowych i na zewnątrz oraz do układania w ziemi, 300/500V","BITNER","KMT",1,48411,"PLN",0.23,null,null,null,null,null,null,null,"n91",null,"EC003250","27.32.13","8544 49 95","https://bitner.com.pl/data/t4_text/649x234_084626231116_500%202%20St%20Black%20FR.JPG","https://bitner.com.pl/data/t4txt_photos/011618220219_8_BiT_500_2_St_BLACK_FR.pdf"]
[6256,null,"STEROWNICZE","SB3006",5902956061287,"BiT 500®2(St) BLACK FR","8x2x0,5","Uniepalnionie, parowane, giętkie kable sterownicze,  ekran ogólny i par w postaci folii aluminiowej z linką uziemiającą, izolacja i powłoka PVC, do zastosowań wnętrzowych i na zewnątrz oraz do układania w ziemi, żyły numerowane, 300/500V","BITNER","KMT",1,44373,"PLN",0.23,null,null,null,null,null,null,null,"n91",null,"EC003250","27.32.13","8544 49 95","https://bitner.com.pl/data/t4_text/649x234_084626231116_500%202%20St%20Black%20FR.JPG","https://bitner.com.pl/data/t4txt_photos/011618220219_8_BiT_500_2_St_BLACK_FR.pdf"]
[6265,null,"STEROWNICZE","SB3015",5902956061379,"BiT 500®2(St) BLACK FR","3x2x0,75","Uniepalnionie, parowane, giętkie kable sterownicze,  ekran ogólny i par w postaci folii aluminiowej z linką uziemiającą, izolacja i powłoka PVC, do zastosowań wnętrzowych i na zewnątrz oraz do układania w ziemi, żyły numerowane, 300/500V","BITNER","KMT",1,23884,"PLN",0.23,null,null,null,null,null,null,null,"n91",null,"EC003250","27.32.13","8544 49 95","https://bitner.com.pl/data/t4_text/649x234_084626231116_500%202%20St%20Black%20FR.JPG","https://bitner.com.pl/data/t4txt_photos/011618220219_8_BiT_500_2_St_BLACK_FR.pdf"]
[6279,null,"STEROWNICZE","SB3029",5902956061515,"BiT 500®2(St) BLACK FR","3x2x1,0","Uniepalnionie, parowane, giętkie kable sterownicze,  ekran ogólny i par w postaci folii aluminiowej z linką uziemiającą, izolacja i powłoka PVC, do zastosowań wnętrzowych i na zewnątrz oraz do układania w ziemi, żyły numerowane, 300/500V","BITNER","KMT",1,30787,"PLN",0.23,null,null,null,null,null,null,null,"n91",null,"EC003250","27.32.13","8544 49 95","https://bitner.com.pl/data/t4_text/649x234_084626231116_500%202%20St%20Black%20FR.JPG","https://bitner.com.pl/data/t4txt_photos/011618220219_8_BiT_500_2_St_BLACK_FR.pdf"]
[6286,null,"STEROWNICZE","SB3036",5902956061584,"BiT 500®2(St) BLACK FR","12x2x1,0","Uniepalnionie, parowane, giętkie kable sterownicze,  ekran ogólny i par w postaci folii aluminiowej z linką uziemiającą, izolacja i powłoka PVC, do zastosowań wnętrzowych i na zewnątrz oraz do układania w ziemi, żyły numerowane, 300/500V","BITNER","KMT",1,107866,"PLN",0.23,null,null,null,null,null,null,null,"n91",null,"EC003250","27.32.13","8544 49 95","https://bitner.com.pl/data/t4_text/649x234_084626231116_500%202%20St%20Black%20FR.JPG","https://bitner.com.pl/data/t4txt_photos/011618220219_8_BiT_500_2_St_BLACK_FR.pdf"]
[6295,null,"STEROWNICZE","SB3045",5902956061676,"BiT 500®2(St) BLACK FR","5x2x1,5","Uniepalnionie, parowane, giętkie kable sterownicze,  ekran ogólny i par w postaci folii aluminiowej z linką uziemiającą, izolacja i powłoka PVC, do zastosowań wnętrzowych i na zewnątrz oraz do układania w ziemi, żyły numerowane, 300/500V","BITNER","KMT",1,61347,"PLN",0.23,null,null,null,null,null,null,null,"n91",null,"EC003250","27.32.13","8544 49 95","https://bitner.com.pl/data/t4_text/649x234_084626231116_500%202%20St%20Black%20FR.JPG","https://bitner.com.pl/data/t4txt_photos/011618220219_8_BiT_500_2_St_BLACK_FR.pdf"]
[6314,null,"STEROWNICZE","SB3064",5902956061867,"BiT 500®2(St) BLACK FR","12x2x2,5","Uniepalnionie, parowane, giętkie kable sterownicze,  ekran ogólny i par w postaci folii aluminiowej z linką uziemiającą, izolacja i powłoka PVC, do zastosowań wnętrzowych i na zewnątrz oraz do układania w ziemi, żyły numerowane, 300/500V","BITNER","KMT",1,206695,"PLN",0.23,null,null,null,null,null,null,null,"n91",null,"EC003250","27.32.13","8544 49 95","https://bitner.com.pl/data/t4_text/649x234_084626231116_500%202%20St%20Black%20FR.JPG","https://bitner.com.pl/data/t4txt_photos/011618220219_8_BiT_500_2_St_BLACK_FR.pdf"]
[6328,null,"STEROWNICZE","SB2111",5902956062000,"BiT 500®BLACK OR","8x0,5","Uniepalnione i olejoodporne, giętkie kable sterownicze, w izoalcji i powłoce PVC, do zastosowań wnętrzowych i na zewnątrz oraz do układania w ziemi, żyły numerowane, 300/500V","BITNER","KMT",1,20926,"PLN",0.23,null,null,null,null,null,null,null,"n91",null,"EC003250","27.32.13","8544 49 95","https://bitner.com.pl/data/t4_text/649x234_084732231116_500%20Black%20OR.JPG","https://bitner.com.pl/data/t4txt_photos/012832220219_9_BiT_500_BLACK_OR.pdf"]
[6337,null,"STEROWNICZE","SB2120",5902956062093,"BiT 500®BLACK OR","25G0,5","Uniepalnione i olejoodporne, giętkie kable sterownicze, w izoalcji i powłoce PVC, do zastosowań wnętrzowych i na zewnątrz oraz do układania w ziemi, żyły numerowane, 300/500V","BITNER","KMT",1,48857,"PLN",0.23,null,null,null,null,null,null,null,"n91",null,"EC003250","27.32.13","8544 49 95","https://bitner.com.pl/data/t4_text/649x234_084732231116_500%20Black%20OR.JPG","https://bitner.com.pl/data/t4txt_photos/012832220219_9_BiT_500_BLACK_OR.pdf"]
[6349,null,"STEROWNICZE","SB2132",5902956062215,"BiT 500®BLACK OR","3x0,75","Uniepalnione i olejoodporne, giętkie kable sterownicze, w izoalcji i powłoce PVC, do zastosowań wnętrzowych i na zewnątrz oraz do układania w ziemi, żyły numerowane, 300/500V","BITNER","KMT",1,13432,"PLN",0.23,null,null,null,null,null,null,null,"n91",null,"EC003250","27.32.13","8544 49 95","https://bitner.com.pl/data/t4_text/649x234_084732231116_500%20Black%20OR.JPG","https://bitner.com.pl/data/t4txt_photos/012832220219_9_BiT_500_BLACK_OR.pdf"]
[6358,null,"STEROWNICZE","SB2141",5902956062307,"BiT 500®BLACK OR","8G0,75","Uniepalnione i olejoodporne, giętkie kable sterownicze, w izoalcji i powłoce PVC, do zastosowań wnętrzowych i na zewnątrz oraz do układania w ziemi, żyły numerowane, 300/500V","BITNER","KMT",1,25507,"PLN",0.23,null,null,null,null,null,null,null,"n91",null,"EC003250","27.32.13","8544 49 95","https://bitner.com.pl/data/t4_text/649x234_084732231116_500%20Black%20OR.JPG","https://bitner.com.pl/data/t4txt_photos/012832220219_9_BiT_500_BLACK_OR.pdf"]
[6371,null,"STEROWNICZE","SB2154",5902956062437,"BiT 500®BLACK OR","34G0,75","Uniepalnione i olejoodporne, giętkie kable sterownicze, w izoalcji i powłoce PVC, do zastosowań wnętrzowych i na zewnątrz oraz do układania w ziemi, żyły numerowane, 300/500V","BITNER","KMT",1,93579,"PLN",0.23,null,null,null,null,null,null,null,"n91",null,"EC003250","27.32.13","8544 49 95","https://bitner.com.pl/data/t4_text/649x234_084732231116_500%20Black%20OR.JPG","https://bitner.com.pl/data/t4txt_photos/012832220219_9_BiT_500_BLACK_OR.pdf"]
[6384,null,"STEROWNICZE","SB2167",5902956062567,"BiT 500®BLACK OR","5x1,0","Uniepalnione i olejoodporne, giętkie kable sterownicze, w izoalcji i powłoce PVC, do zastosowań wnętrzowych i na zewnątrz oraz do układania w ziemi, żyły numerowane, 300/500V","BITNER","KMT",1,23409,"PLN",0.23,null,null,null,null,null,null,null,"n91",null,"EC003250","27.32.13","8544 49 95","https://bitner.com.pl/data/t4_text/649x234_084732231116_500%20Black%20OR.JPG","https://bitner.com.pl/data/t4txt_photos/012832220219_9_BiT_500_BLACK_OR.pdf"]
[6388,null,"STEROWNICZE","SB2171",5902956062604,"BiT 500®BLACK OR","7x1,0","Uniepalnione i olejoodporne, giętkie kable sterownicze, w izoalcji i powłoce PVC, do zastosowań wnętrzowych i na zewnątrz oraz do układania w ziemi, żyły numerowane, 300/500V","BITNER","KMT",1,31156,"PLN",0.23,null,null,null,null,null,null,null,"n91",null,"EC003250","27.32.13","8544 49 95","https://bitner.com.pl/data/t4_text/649x234_084732231116_500%20Black%20OR.JPG","https://bitner.com.pl/data/t4txt_photos/012832220219_9_BiT_500_BLACK_OR.pdf"]
[6401,null,"STEROWNICZE","SB2184",5902956062734,"BiT 500®BLACK OR","27G1,0","Uniepalnione i olejoodporne, giętkie kable sterownicze, w izoalcji i powłoce PVC, do zastosowań wnętrzowych i na zewnątrz oraz do układania w ziemi, żyły numerowane, 300/500V","BITNER","KMT",1,95230,"PLN",0.23,null,null,null,null,null,null,null,"n91",null,"EC003250","27.32.13","8544 49 95","https://bitner.com.pl/data/t4_text/649x234_084732231116_500%20Black%20OR.JPG","https://bitner.com.pl/data/t4txt_photos/012832220219_9_BiT_500_BLACK_OR.pdf"]
[6421,null,"STEROWNICZE","SB2204",5902956062932,"BiT 500®BLACK OR","8G1,5","Uniepalnione i olejoodporne, giętkie kable sterownicze, w izoalcji i powłoce PVC, do zastosowań wnętrzowych i na zewnątrz oraz do układania w ziemi, żyły numerowane, 300/500V","BITNER","KMT",1,42151,"PLN",0.23,null,null,null,null,null,null,null,"n91",null,"EC003250","27.32.13","8544 49 95","https://bitner.com.pl/data/t4_text/649x234_084732231116_500%20Black%20OR.JPG","https://bitner.com.pl/data/t4txt_photos/012832220219_9_BiT_500_BLACK_OR.pdf"]
[6430,null,"STEROWNICZE","SB2213",5902956063021,"BiT 500®BLACK OR","21G1,5","Uniepalnione i olejoodporne, giętkie kable sterownicze, w izoalcji i powłoce PVC, do zastosowań wnętrzowych i na zewnątrz oraz do układania w ziemi, żyły numerowane, 300/500V","BITNER","KMT",1,106613,"PLN",0.23,null,null,null,null,null,null,null,"n91",null,"EC003250","27.32.13","8544 49 95","https://bitner.com.pl/data/t4_text/649x234_084732231116_500%20Black%20OR.JPG","https://bitner.com.pl/data/t4txt_photos/012832220219_9_BiT_500_BLACK_OR.pdf"]
[6436,null,"STEROWNICZE","SB2219",5902956063083,"BiT 500®BLACK OR","40G1,5","Uniepalnione i olejoodporne, giętkie kable sterownicze, w izoalcji i powłoce PVC, do zastosowań wnętrzowych i na zewnątrz oraz do układania w ziemi, żyły numerowane, 300/500V","BITNER","KMT",1,195932,"PLN",0.23,null,null,null,null,null,null,null,"n91",null,"EC003250","27.32.13","8544 49 95","https://bitner.com.pl/data/t4_text/649x234_084732231116_500%20Black%20OR.JPG","https://bitner.com.pl/data/t4txt_photos/012832220219_9_BiT_500_BLACK_OR.pdf"]
[6451,null,"STEROWNICZE","SB2236",5902956063250,"BiT 500®BLACK OR","12G2,5","Uniepalnione i olejoodporne, giętkie kable sterownicze, w izoalcji i powłoce PVC, do zastosowań wnętrzowych i na zewnątrz oraz do układania w ziemi, żyły numerowane, 300/500V","BITNER","KMT",1,99325,"PLN",0.23,null,null,null,null,null,null,null,"n91",null,"EC003250","27.32.13","8544 49 95","https://bitner.com.pl/data/t4_text/649x234_084732231116_500%20Black%20OR.JPG","https://bitner.com.pl/data/t4txt_photos/012832220219_9_BiT_500_BLACK_OR.pdf"]
[6464,null,"STEROWNICZE","SB2249",5902956063380,"BiT 500®BLACK OR","3G4,0","Uniepalnione i olejoodporne, giętkie kable sterownicze, w izoalcji i powłoce PVC, do zastosowań wnętrzowych i na zewnątrz oraz do układania w ziemi, żyły numerowane, 300/500V","BITNER","KMT",1,43568,"PLN",0.23,null,null,null,null,null,null,null,"n91",null,"EC003250","27.32.13","8544 49 95","https://bitner.com.pl/data/t4_text/649x234_084732231116_500%20Black%20OR.JPG","https://bitner.com.pl/data/t4txt_photos/012832220219_9_BiT_500_BLACK_OR.pdf"]
[6471,null,"STEROWNICZE","SB2256",5902956063458,"BiT 500®BLACK OR","2x6,0","Uniepalnione i olejoodporne, giętkie kable sterownicze, w izoalcji i powłoce PVC, do zastosowań wnętrzowych i na zewnątrz oraz do układania w ziemi, żyły numerowane, 300/500V","BITNER","KMT",1,43954,"PLN",0.23,null,null,null,null,null,null,null,"n91",null,"EC003250","27.32.13","8544 49 95","https://bitner.com.pl/data/t4_text/649x234_084732231116_500%20Black%20OR.JPG","https://bitner.com.pl/data/t4txt_photos/012832220219_9_BiT_500_BLACK_OR.pdf"]
[6481,null,"STEROWNICZE","SB2266",5902956063557,"BiT 500®BLACK OR","5G10","Uniepalnione i olejoodporne, giętkie kable sterownicze, w izoalcji i powłoce PVC, do zastosowań wnętrzowych i na zewnątrz oraz do układania w ziemi, żyły numerowane, 300/500V","BITNER","KMT",1,171077,"PLN",0.23,null,null,null,null,null,null,null,"n91",null,"EC003250","27.32.13","8544 49 95","https://bitner.com.pl/data/t4_text/649x234_084732231116_500%20Black%20OR.JPG","https://bitner.com.pl/data/t4txt_photos/012832220219_9_BiT_500_BLACK_OR.pdf"]
[6494,null,"STEROWNICZE","SB2279",5902956063687,"BiT 500®BLACK OR","3G35","Uniepalnione i olejoodporne, giętkie kable sterownicze, w izoalcji i powłoce PVC, do zastosowań wnętrzowych i na zewnątrz oraz do układania w ziemi, żyły numerowane, 300/500V","BITNER","KMT",1,341367,"PLN",0.23,null,null,null,null,null,null,null,"n91",null,"EC003250","27.32.13","8544 49 95","https://bitner.com.pl/data/t4_text/649x234_084732231116_500%20Black%20OR.JPG","https://bitner.com.pl/data/t4txt_photos/012832220219_9_BiT_500_BLACK_OR.pdf"]
[6506,null,"STEROWNICZE","SB2291",5902956063809,"BiT 500®BLACK OR","4G70","Uniepalnione i olejoodporne, giętkie kable sterownicze, w izoalcji i powłoce PVC, do zastosowań wnętrzowych i na zewnątrz oraz do układania w ziemi, żyły numerowane, 300/500V","BITNER","KMT",1,916793,"PLN",0.23,null,null,null,null,null,null,null,"n91",null,"EC003250","27.32.13","8544 49 95","https://bitner.com.pl/data/t4_text/649x234_084732231116_500%20Black%20OR.JPG","https://bitner.com.pl/data/t4txt_photos/012832220219_9_BiT_500_BLACK_OR.pdf"]
[6527,null,"STEROWNICZE","SB2312",5902956064011,"BiT 500®BLACK OR","7x2x0,75","Uniepalnione i olejoodporne, parowane giętkie kable sterownicze, w izoalcji i powłoce PVC, do zastosowań wnętrzowych i na zewnątrz oraz do układania w ziemi, żyły numerowane, 300/500V","BITNER","KMT",1,40035,"PLN",0.23,null,null,null,null,null,null,null,"n91",null,"EC003250","27.32.13","8544 49 95","https://bitner.com.pl/data/t4_text/649x234_084732231116_500%20Black%20OR.JPG","https://bitner.com.pl/data/t4txt_photos/012832220219_9_BiT_500_BLACK_OR.pdf"]
[6536,null,"STEROWNICZE","SB2321",5902956064103,"BiT 500®BLACK OR","2x2x1,0","Uniepalnione i olejoodporne, parowane giętkie kable sterownicze, w izoalcji i powłoce PVC, do zastosowań wnętrzowych i na zewnątrz oraz do układania w ziemi, żyły numerowane, 300/500V","BITNER","KMT",1,18158,"PLN",0.23,null,null,null,null,null,null,null,"n91",null,"EC003250","27.32.13","8544 49 95","https://bitner.com.pl/data/t4_text/649x234_084732231116_500%20Black%20OR.JPG","https://bitner.com.pl/data/t4txt_photos/012832220219_9_BiT_500_BLACK_OR.pdf"]
[6541,null,"STEROWNICZE","SB2326",5902956064158,"BiT 500®BLACK OR","7x2x1,0","Uniepalnione i olejoodporne, parowane giętkie kable sterownicze, w izoalcji i powłoce PVC, do zastosowań wnętrzowych i na zewnątrz oraz do układania w ziemi, żyły numerowane, 300/500V","BITNER","KMT",1,51370,"PLN",0.23,null,null,null,null,null,null,null,"n91",null,"EC003250","27.32.13","8544 49 95","https://bitner.com.pl/data/t4_text/649x234_084732231116_500%20Black%20OR.JPG","https://bitner.com.pl/data/t4txt_photos/012832220219_9_BiT_500_BLACK_OR.pdf"]
[6557,null,"STEROWNICZE","SB2342",5902956064318,"BiT 500®BLACK OR","10x2x1,5","Uniepalnione i olejoodporne, parowane giętkie kable sterownicze, w izoalcji i powłoce PVC, do zastosowań wnętrzowych i na zewnątrz oraz do układania w ziemi, żyły numerowane, 300/500V","BITNER","KMT",1,99190,"PLN",0.23,null,null,null,null,null,null,null,"n91",null,"EC003250","27.32.13","8544 49 95","https://bitner.com.pl/data/t4_text/649x234_084732231116_500%20Black%20OR.JPG","https://bitner.com.pl/data/t4txt_photos/012832220219_9_BiT_500_BLACK_OR.pdf"]
[6569,null,"STEROWNICZE","SB2354",5902956064431,"BiT 500®BLACK OR","7x2x2,5","Uniepalnione i olejoodporne, parowane giętkie kable sterownicze, w izoalcji i powłoce PVC, do zastosowań wnętrzowych i na zewnątrz oraz do układania w ziemi, żyły numerowane, 300/500V","BITNER","KMT",1,113575,"PLN",0.23,null,null,null,null,null,null,null,"n91",null,"EC003250","27.32.13","8544 49 95","https://bitner.com.pl/data/t4_text/649x234_084732231116_500%20Black%20OR.JPG","https://bitner.com.pl/data/t4txt_photos/012832220219_9_BiT_500_BLACK_OR.pdf"]
[6574,null,"STEROWNICZE","SB2359",5902956064486,"BiT 500®BLACK OR","16x2x2,5","Uniepalnione i olejoodporne, parowane giętkie kable sterownicze, w izoalcji i powłoce PVC, do zastosowań wnętrzowych i na zewnątrz oraz do układania w ziemi, żyły numerowane, 300/500V","BITNER","KMT",1,253769,"PLN",0.23,null,null,null,null,null,null,null,"n91",null,"EC003250","27.32.13","8544 49 95","https://bitner.com.pl/data/t4_text/649x234_084732231116_500%20Black%20OR.JPG","https://bitner.com.pl/data/t4txt_photos/012832220219_9_BiT_500_BLACK_OR.pdf"]
[6587,null,"STEROWNICZE","SB3662",5902956064615,"BiT 500®C BLACK OR","10G0,5","Uniepanione i olejoodporne, giętkie kable sterownicze, ekran oplot z pasemek miedzianych ocynowanych o gęstości krycia 85%, izolacja i powłoka PVC, do zastosowań wnętrzowych i na zewnątrz oraz do ułożenia w ziemi, żyły numerowane, 300/500V","BITNER","KMT",1,32748,"PLN",0.23,null,null,null,null,null,null,null,"n91",null,"EC003250","27.32.13","8544 49 95","https://bitner.com.pl/data/t4_text/649x234_084835231116_500%20C%20Black%20OR.JPG","https://bitner.com.pl/data/t4txt_photos/024019220219_10_BiT_500_C_BLACK_OR.pdf"]
[6604,null,"STEROWNICZE","SB3679",5902956064783,"BiT 500®C BLACK OR","61G0,5","Uniepanione i olejoodporne, giętkie kable sterownicze, ekran oplot z pasemek miedzianych ocynowanych o gęstości krycia 85%, izolacja i powłoka PVC, do zastosowań wnętrzowych i na zewnątrz oraz do ułożenia w ziemi, żyły numerowane, 300/500V","BITNER","KMT",1,130577,"PLN",0.23,null,null,null,null,null,null,null,"n91",null,"EC003250","27.32.13","8544 49 95","https://bitner.com.pl/data/t4_text/649x234_084835231116_500%20C%20Black%20OR.JPG","https://bitner.com.pl/data/t4txt_photos/024019220219_10_BiT_500_C_BLACK_OR.pdf"]
[6620,null,"STEROWNICZE","SB3695",5902956064943,"BiT 500®C BLACK OR","12x0,75","Uniepanione i olejoodporne, giętkie kable sterownicze, ekran oplot z pasemek miedzianych ocynowanych o gęstości krycia 85%, izolacja i powłoka PVC, do zastosowań wnętrzowych i na zewnątrz oraz do ułożenia w ziemi, żyły numerowane, 300/500V","BITNER","KMT",1,49429,"PLN",0.23,null,null,null,null,null,null,null,"n91",null,"EC003250","27.32.13","8544 49 95","https://bitner.com.pl/data/t4_text/649x234_084835231116_500%20C%20Black%20OR.JPG","https://bitner.com.pl/data/t4txt_photos/024019220219_10_BiT_500_C_BLACK_OR.pdf"]
[6629,null,"STEROWNICZE","SB3704",5902956065032,"BiT 500®C BLACK OR","34G0,75","Uniepanione i olejoodporne, giętkie kable sterownicze, ekran oplot z pasemek miedzianych ocynowanych o gęstości krycia 85%, izolacja i powłoka PVC, do zastosowań wnętrzowych i na zewnątrz oraz do ułożenia w ziemi, żyły numerowane, 300/500V","BITNER","KMT",1,109893,"PLN",0.23,null,null,null,null,null,null,null,"n91",null,"EC003250","27.32.13","8544 49 95","https://bitner.com.pl/data/t4_text/649x234_084835231116_500%20C%20Black%20OR.JPG","https://bitner.com.pl/data/t4txt_photos/024019220219_10_BiT_500_C_BLACK_OR.pdf"]
[6639,null,"STEROWNICZE","SB3714",5902956065131,"BiT 500®C BLACK OR","4G1,0","Uniepanione i olejoodporne, giętkie kable sterownicze, ekran oplot z pasemek miedzianych ocynowanych o gęstości krycia 85%, izolacja i powłoka PVC, do zastosowań wnętrzowych i na zewnątrz oraz do ułożenia w ziemi, żyły numerowane, 300/500V","BITNER","KMT",1,21887,"PLN",0.23,null,null,null,null,null,null,null,"n91",null,"EC003250","27.32.13","8544 49 95","https://bitner.com.pl/data/t4_text/649x234_084835231116_500%20C%20Black%20OR.JPG","https://bitner.com.pl/data/t4txt_photos/024019220219_10_BiT_500_C_BLACK_OR.pdf"]
[6650,null,"STEROWNICZE","SB3725",5902956065247,"BiT 500®C BLACK OR","12G1,0","Uniepanione i olejoodporne, giętkie kable sterownicze, ekran oplot z pasemek miedzianych ocynowanych o gęstości krycia 85%, izolacja i powłoka PVC, do zastosowań wnętrzowych i na zewnątrz oraz do ułożenia w ziemi, żyły numerowane, 300/500V","BITNER","KMT",1,55778,"PLN",0.23,null,null,null,null,null,null,null,"n91",null,"EC003250","27.32.13","8544 49 95","https://bitner.com.pl/data/t4_text/649x234_084835231116_500%20C%20Black%20OR.JPG","https://bitner.com.pl/data/t4txt_photos/024019220219_10_BiT_500_C_BLACK_OR.pdf"]
[6659,null,"STEROWNICZE","SB3734",5902956065339,"BiT 500®C BLACK OR","27G1,0","Uniepanione i olejoodporne, giętkie kable sterownicze, ekran oplot z pasemek miedzianych ocynowanych o gęstości krycia 85%, izolacja i powłoka PVC, do zastosowań wnętrzowych i na zewnątrz oraz do ułożenia w ziemi, żyły numerowane, 300/500V","BITNER","KMT",1,111340,"PLN",0.23,null,null,null,null,null,null,null,"n91",null,"EC003250","27.32.13","8544 49 95","https://bitner.com.pl/data/t4_text/649x234_084835231116_500%20C%20Black%20OR.JPG","https://bitner.com.pl/data/t4txt_photos/024019220219_10_BiT_500_C_BLACK_OR.pdf"]
[6678,null,"STEROWNICZE","SB3753",5902956065520,"BiT 500®C BLACK OR","7x1,5","Uniepanione i olejoodporne, giętkie kable sterownicze, ekran oplot z pasemek miedzianych ocynowanych o gęstości krycia 85%, izolacja i powłoka PVC, do zastosowań wnętrzowych i na zewnątrz oraz do ułożenia w ziemi, żyły numerowane, 300/500V","BITNER","KMT",1,51935,"PLN",0.23,null,null,null,null,null,null,null,"n91",null,"EC003250","27.32.13","8544 49 95","https://bitner.com.pl/data/t4_text/649x234_084835231116_500%20C%20Black%20OR.JPG","https://bitner.com.pl/data/t4txt_photos/024019220219_10_BiT_500_C_BLACK_OR.pdf"]
[6680,null,"STEROWNICZE","SB3755",5902956065544,"BiT 500®C BLACK OR","10G1,5","Uniepanione i olejoodporne, giętkie kable sterownicze, ekran oplot z pasemek miedzianych ocynowanych o gęstości krycia 85%, izolacja i powłoka PVC, do zastosowań wnętrzowych i na zewnątrz oraz do ułożenia w ziemi, żyły numerowane, 300/500V","BITNER","KMT",1,65979,"PLN",0.23,null,null,null,null,null,null,null,"n91",null,"EC003250","27.32.13","8544 49 95","https://bitner.com.pl/data/t4_text/649x234_084835231116_500%20C%20Black%20OR.JPG","https://bitner.com.pl/data/t4txt_photos/024019220219_10_BiT_500_C_BLACK_OR.pdf"]
[6701,null,"STEROWNICZE","SB3776",5902956065759,"BiT 500®C BLACK OR","3x2,5","Uniepanione i olejoodporne, giętkie kable sterownicze, ekran oplot z pasemek miedzianych ocynowanych o gęstości krycia 85%, izolacja i powłoka PVC, do zastosowań wnętrzowych i na zewnątrz oraz do ułożenia w ziemi, żyły numerowane, 300/500V","BITNER","KMT",1,39452,"PLN",0.23,null,null,null,null,null,null,null,"n91",null,"EC003250","27.32.13","8544 49 95","https://bitner.com.pl/data/t4_text/649x234_084835231116_500%20C%20Black%20OR.JPG","https://bitner.com.pl/data/t4txt_photos/024019220219_10_BiT_500_C_BLACK_OR.pdf"]
[6713,null,"STEROWNICZE","SB3790",5902956065896,"BiT 500®C BLACK OR","18G2,5","Uniepanione i olejoodporne, giętkie kable sterownicze, ekran oplot z pasemek miedzianych ocynowanych o gęstości krycia 85%, izolacja i powłoka PVC, do zastosowań wnętrzowych i na zewnątrz oraz do ułożenia w ziemi, żyły numerowane, 300/500V","BITNER","KMT",1,164663,"PLN",0.23,null,null,null,null,null,null,null,"n91",null,"EC003250","27.32.13","8544 49 95","https://bitner.com.pl/data/t4_text/649x234_084835231116_500%20C%20Black%20OR.JPG","https://bitner.com.pl/data/t4txt_photos/024019220219_10_BiT_500_C_BLACK_OR.pdf"]
[6722,null,"STEROWNICZE","SB3799",5902956065988,"BiT 500®C BLACK OR","3G4,0","Uniepanione i olejoodporne, giętkie kable sterownicze, ekran oplot z pasemek miedzianych ocynowanych o gęstości krycia 85%, izolacja i powłoka PVC, do zastosowań wnętrzowych i na zewnątrz oraz do ułożenia w ziemi, żyły numerowane, 300/500V","BITNER","KMT",1,53972,"PLN",0.23,null,null,null,null,null,null,null,"n91",null,"EC003250","27.32.13","8544 49 95","https://bitner.com.pl/data/t4_text/649x234_084835231116_500%20C%20Black%20OR.JPG","https://bitner.com.pl/data/t4txt_photos/024019220219_10_BiT_500_C_BLACK_OR.pdf"]
[6726,null,"STEROWNICZE","SB3803",5902956066022,"BiT 500®C BLACK OR","7G4,0","Uniepanione i olejoodporne, giętkie kable sterownicze, ekran oplot z pasemek miedzianych ocynowanych o gęstości krycia 85%, izolacja i powłoka PVC, do zastosowań wnętrzowych i na zewnątrz oraz do ułożenia w ziemi, żyły numerowane, 300/500V","BITNER","KMT",1,110399,"PLN",0.23,null,null,null,null,null,null,null,"n91",null,"EC003250","27.32.13","8544 49 95","https://bitner.com.pl/data/t4_text/649x234_084835231116_500%20C%20Black%20OR.JPG","https://bitner.com.pl/data/t4txt_photos/024019220219_10_BiT_500_C_BLACK_OR.pdf"]
[6743,null,"STEROWNICZE","SB3820",5902956066190,"BiT 500®C BLACK OR","2x2x0,75","Uniepanione i olejoodporne, parowane, giętkie kable sterownicze, ekran oplot z pasemek miedzianych ocynowanych o gęstości krycia 85%, izolacja i powłoka PVC, do zastosowań wnętrzowych i na zewnątrz oraz do ułożenia w ziemi, żyły numerowane, 300/500V","BITNER","KMT",1,23984,"PLN",0.23,null,null,null,null,null,null,null,"n91",null,"EC003250","27.32.13","8544 49 95","https://bitner.com.pl/data/t4_text/649x234_084835231116_500%20C%20Black%20OR.JPG","https://bitner.com.pl/data/t4txt_photos/024019220219_10_BiT_500_C_BLACK_OR.pdf"]
[6752,null,"STEROWNICZE","SB3829",5902956066282,"BiT 500®C BLACK OR","14x2x0,75","Uniepanione i olejoodporne, parowane, giętkie kable sterownicze, ekran oplot z pasemek miedzianych ocynowanych o gęstości krycia 85%, izolacja i powłoka PVC, do zastosowań wnętrzowych i na zewnątrz oraz do ułożenia w ziemi, żyły numerowane, 300/500V","BITNER","KMT",1,95484,"PLN",0.23,null,null,null,null,null,null,null,"n91",null,"EC003250","27.32.13","8544 49 95","https://bitner.com.pl/data/t4_text/649x234_084835231116_500%20C%20Black%20OR.JPG","https://bitner.com.pl/data/t4txt_photos/024019220219_10_BiT_500_C_BLACK_OR.pdf"]
[6765,null,"STEROWNICZE","SB3842",5902956066411,"BiT 500®C BLACK OR","12x2x1,0","Uniepanione i olejoodporne, parowane, giętkie kable sterownicze, ekran oplot z pasemek miedzianych ocynowanych o gęstości krycia 85%, izolacja i powłoka PVC, do zastosowań wnętrzowych i na zewnątrz oraz do ułożenia w ziemi, żyły numerowane, 300/500V","BITNER","KMT",1,104382,"PLN",0.23,null,null,null,null,null,null,null,"n91",null,"EC003250","27.32.13","8544 49 95","https://bitner.com.pl/data/t4_text/649x234_084835231116_500%20C%20Black%20OR.JPG","https://bitner.com.pl/data/t4txt_photos/024019220219_10_BiT_500_C_BLACK_OR.pdf"]
[6773,null,"STEROWNICZE","SB3850",5902956066497,"BiT 500®C BLACK OR","4x2x1,5","Uniepanione i olejoodporne, parowane, giętkie kable sterownicze, ekran oplot z pasemek miedzianych ocynowanych o gęstości krycia 85%, izolacja i powłoka PVC, do zastosowań wnętrzowych i na zewnątrz oraz do ułożenia w ziemi, żyły numerowane, 300/500V","BITNER","KMT",1,56833,"PLN",0.23,null,null,null,null,null,null,null,"n91",null,"EC003250","27.32.13","8544 49 95","https://bitner.com.pl/data/t4_text/649x234_084835231116_500%20C%20Black%20OR.JPG","https://bitner.com.pl/data/t4txt_photos/024019220219_10_BiT_500_C_BLACK_OR.pdf"]
[6794,null,"STEROWNICZE","SB3871",5902956066701,"BiT 500®C BLACK OR","14x2x2,5","Uniepanione i olejoodporne, parowane, giętkie kable sterownicze, ekran oplot z pasemek miedzianych ocynowanych o gęstości krycia 85%, izolacja i powłoka PVC, do zastosowań wnętrzowych i na zewnątrz oraz do ułożenia w ziemi, żyły numerowane, 300/500V","BITNER","KMT",1,259259,"PLN",0.23,null,null,null,null,null,null,null,"n91",null,"EC003250","27.32.13","8544 49 95","https://bitner.com.pl/data/t4_text/649x234_084835231116_500%20C%20Black%20OR.JPG","https://bitner.com.pl/data/t4txt_photos/024019220219_10_BiT_500_C_BLACK_OR.pdf"]
[6800,null,"STEROWNICZE","SB2654",5902956066763,"BiT 500®(St) BLACK OR","4x0,5","Uniepalnione i olejoodporne  giętkie kable sterownicze, ekranowane folią metalizowaną z linką uziemiającą, w izolacji i powłoce PVC, żyły numerowane, do zastosowań wnętrzowych i na zewnątrz oraz do układania w ziemi, 300/500V","BITNER","KMT",1,13889,"PLN",0.23,null,null,null,null,null,null,null,"n91",null,"EC003250","27.32.13","8544 49 95","https://bitner.com.pl/data/t4_text/649x234_025813241116_500%20St%20black%20OR.JPG","https://bitner.com.pl/data/t4txt_photos/024627220219_11_BiT_500_St_BLACK_OR.pdf"]
[6815,null,"STEROWNICZE","SB2669",5902956066916,"BiT 500®(St) BLACK OR","21G0,5","Uniepalnione i olejoodporne  giętkie kable sterownicze, ekranowane folią metalizowaną z linką uziemiającą, w izolacji i powłoce PVC, żyły numerowane, do zastosowań wnętrzowych i na zewnątrz oraz do układania w ziemi, 300/500V","BITNER","KMT",1,42130,"PLN",0.23,null,null,null,null,null,null,null,"n91",null,"EC003250","27.32.13","8544 49 95","https://bitner.com.pl/data/t4_text/649x234_025813241116_500%20St%20black%20OR.JPG","https://bitner.com.pl/data/t4txt_photos/024627220219_11_BiT_500_St_BLACK_OR.pdf"]
[6824,null,"STEROWNICZE","SB2678",5902956067005,"BiT 500®(St) BLACK OR","56G0,5","Uniepalnione i olejoodporne  giętkie kable sterownicze, ekranowane folią metalizowaną z linką uziemiającą, w izolacji i powłoce PVC, żyły numerowane, do zastosowań wnętrzowych i na zewnątrz oraz do układania w ziemi, 300/500V","BITNER","KMT",1,103596,"PLN",0.23,null,null,null,null,null,null,null,"n91",null,"EC003250","27.32.13","8544 49 95","https://bitner.com.pl/data/t4_text/649x234_025813241116_500%20St%20black%20OR.JPG","https://bitner.com.pl/data/t4txt_photos/024627220219_11_BiT_500_St_BLACK_OR.pdf"]
[6835,null,"STEROWNICZE","SB2689",5902956067111,"BiT 500®(St) BLACK OR","7G0,75","Uniepalnione i olejoodporne  giętkie kable sterownicze, ekranowane folią metalizowaną z linką uziemiającą, w izolacji i powłoce PVC, żyły numerowane, do zastosowań wnętrzowych i na zewnątrz oraz do układania w ziemi, 300/500V","BITNER","KMT",1,23586,"PLN",0.23,null,null,null,null,null,null,null,"n91",null,"EC003250","27.32.13","8544 49 95","https://bitner.com.pl/data/t4_text/649x234_025813241116_500%20St%20black%20OR.JPG","https://bitner.com.pl/data/t4txt_photos/024627220219_11_BiT_500_St_BLACK_OR.pdf"]
[6845,null,"STEROWNICZE","SB2699",5902956067210,"BiT 500®(St) BLACK OR","19G0,75","Uniepalnione i olejoodporne  giętkie kable sterownicze, ekranowane folią metalizowaną z linką uziemiającą, w izolacji i powłoce PVC, żyły numerowane, do zastosowań wnętrzowych i na zewnątrz oraz do układania w ziemi, 300/500V","BITNER","KMT",1,53620,"PLN",0.23,null,null,null,null,null,null,null,"n91",null,"EC003250","27.32.13","8544 49 95","https://bitner.com.pl/data/t4_text/649x234_025813241116_500%20St%20black%20OR.JPG","https://bitner.com.pl/data/t4txt_photos/024627220219_11_BiT_500_St_BLACK_OR.pdf"]
[6858,null,"STEROWNICZE","SB2712",5902956067340,"BiT 500®(St) BLACK OR","3G1,0","Uniepalnione i olejoodporne  giętkie kable sterownicze, ekranowane folią metalizowaną z linką uziemiającą, w izolacji i powłoce PVC, żyły numerowane, do zastosowań wnętrzowych i na zewnątrz oraz do układania w ziemi, 300/500V","BITNER","KMT",1,15848,"PLN",0.23,null,null,null,null,null,null,null,"n91",null,"EC003250","27.32.13","8544 49 95","https://bitner.com.pl/data/t4_text/649x234_025813241116_500%20St%20black%20OR.JPG","https://bitner.com.pl/data/t4txt_photos/024627220219_11_BiT_500_St_BLACK_OR.pdf"]
[6870,null,"STEROWNICZE","SB2724",5902956067463,"BiT 500®(St) BLACK OR","10x1,0","Uniepalnione i olejoodporne  giętkie kable sterownicze, ekranowane folią metalizowaną z linką uziemiającą, w izolacji i powłoce PVC, żyły numerowane, do zastosowań wnętrzowych i na zewnątrz oraz do układania w ziemi, 300/500V","BITNER","KMT",1,44217,"PLN",0.23,null,null,null,null,null,null,null,"n91",null,"EC003250","27.32.13","8544 49 95","https://bitner.com.pl/data/t4_text/649x234_025813241116_500%20St%20black%20OR.JPG","https://bitner.com.pl/data/t4txt_photos/024627220219_11_BiT_500_St_BLACK_OR.pdf"]
[6887,null,"STEROWNICZE","SB2741",5902956067630,"BiT 500®(St) BLACK OR","56G1,0","Uniepalnione i olejoodporne  giętkie kable sterownicze, ekranowane folią metalizowaną z linką uziemiającą, w izolacji i powłoce PVC, żyły numerowane, do zastosowań wnętrzowych i na zewnątrz oraz do układania w ziemi, 300/500V","BITNER","KMT",1,192049,"PLN",0.23,null,null,null,null,null,null,null,"n91",null,"EC003250","27.32.13","8544 49 95","https://bitner.com.pl/data/t4_text/649x234_025813241116_500%20St%20black%20OR.JPG","https://bitner.com.pl/data/t4txt_photos/024627220219_11_BiT_500_St_BLACK_OR.pdf"]
[6900,null,"STEROWNICZE","SB2754",5902956067760,"BiT 500®(St) BLACK OR","8G1,5","Uniepalnione i olejoodporne  giętkie kable sterownicze, ekranowane folią metalizowaną z linką uziemiającą, w izolacji i powłoce PVC, żyły numerowane, do zastosowań wnętrzowych i na zewnątrz oraz do układania w ziemi, 300/500V","BITNER","KMT",1,44451,"PLN",0.23,null,null,null,null,null,null,null,"n91",null,"EC003250","27.32.13","8544 49 95","https://bitner.com.pl/data/t4_text/649x234_025813241116_500%20St%20black%20OR.JPG","https://bitner.com.pl/data/t4txt_photos/024627220219_11_BiT_500_St_BLACK_OR.pdf"]
[6905,null,"STEROWNICZE","SB2759",5902956067814,"BiT 500®(St) BLACK OR","14G1,5","Uniepalnione i olejoodporne  giętkie kable sterownicze, ekranowane folią metalizowaną z linką uziemiającą, w izolacji i powłoce PVC, żyły numerowane, do zastosowań wnętrzowych i na zewnątrz oraz do układania w ziemi, 300/500V","BITNER","KMT",1,71878,"PLN",0.23,null,null,null,null,null,null,null,"n91",null,"EC003250","27.32.13","8544 49 95","https://bitner.com.pl/data/t4_text/649x234_025813241116_500%20St%20black%20OR.JPG","https://bitner.com.pl/data/t4txt_photos/024627220219_11_BiT_500_St_BLACK_OR.pdf"]
[6921,null,"STEROWNICZE","SB2775",5902956067975,"BiT 500®(St) BLACK OR","3G2,5","Uniepalnione i olejoodporne  giętkie kable sterownicze, ekranowane folią metalizowaną z linką uziemiającą, w izolacji i powłoce PVC, żyły numerowane, do zastosowań wnętrzowych i na zewnątrz oraz do układania w ziemi, 300/500V","BITNER","KMT",1,30592,"PLN",0.23,null,null,null,null,null,null,null,"n91",null,"EC003250","27.32.13","8544 49 95","https://bitner.com.pl/data/t4_text/649x234_025813241116_500%20St%20black%20OR.JPG","https://bitner.com.pl/data/t4txt_photos/024627220219_11_BiT_500_St_BLACK_OR.pdf"]
[6933,null,"STEROWNICZE","SB2789",5902956068118,"BiT 500®(St) BLACK OR","16G2,5","Uniepalnione i olejoodporne  giętkie kable sterownicze, ekranowane folią metalizowaną z linką uziemiającą, w izolacji i powłoce PVC, żyły numerowane, do zastosowań wnętrzowych i na zewnątrz oraz do układania w ziemi, 300/500V","BITNER","KMT",1,130657,"PLN",0.23,null,null,null,null,null,null,null,"n91",null,"EC003250","27.32.13","8544 49 95","https://bitner.com.pl/data/t4_text/649x234_025813241116_500%20St%20black%20OR.JPG","https://bitner.com.pl/data/t4txt_photos/024627220219_11_BiT_500_St_BLACK_OR.pdf"]
[6938,null,"STEROWNICZE","SB2794",5902956068163,"BiT 500®(St) BLACK OR","34G2,5","Uniepalnione i olejoodporne  giętkie kable sterownicze, ekranowane folią metalizowaną z linką uziemiającą, w izolacji i powłoce PVC, żyły numerowane, do zastosowań wnętrzowych i na zewnątrz oraz do układania w ziemi, 300/500V","BITNER","KMT",1,273334,"PLN",0.23,null,null,null,null,null,null,null,"n91",null,"EC003250","27.32.13","8544 49 95","https://bitner.com.pl/data/t4_text/649x234_025813241116_500%20St%20black%20OR.JPG","https://bitner.com.pl/data/t4txt_photos/024627220219_11_BiT_500_St_BLACK_OR.pdf"]
[6951,null,"STEROWNICZE","SB2807",5902956068293,"BiT 500®(St) BLACK OR","3x2x0,5","Uniepalnione i olejoodporne, parowane,  giętkie kable sterownicze, ekranowane folią metalizowaną z linką uziemiającą, w izolacji i powłoce PVC, żyły numerowane, do zastosowań wnętrzowych i na zewnątrz oraz do układania w ziemi, 300/500V","BITNER","KMT",1,17297,"PLN",0.23,null,null,null,null,null,null,null,"n91",null,"EC003250","27.32.13","8544 49 95","https://bitner.com.pl/data/t4_text/649x234_025813241116_500%20St%20black%20OR.JPG","https://bitner.com.pl/data/t4txt_photos/024627220219_11_BiT_500_St_BLACK_OR.pdf"]
[6968,null,"STEROWNICZE","SB2824",5902956068460,"BiT 500®(St) BLACK OR","6x2x0,75","Uniepalnione i olejoodporne, parowane,  giętkie kable sterownicze, ekranowane folią metalizowaną z linką uziemiającą, w izolacji i powłoce PVC, żyły numerowane, do zastosowań wnętrzowych i na zewnątrz oraz do układania w ziemi, 300/500V","BITNER","KMT",1,37609,"PLN",0.23,null,null,null,null,null,null,null,"n91",null,"EC003250","27.32.13","8544 49 95","https://bitner.com.pl/data/t4_text/649x234_025813241116_500%20St%20black%20OR.JPG","https://bitner.com.pl/data/t4txt_photos/024627220219_11_BiT_500_St_BLACK_OR.pdf"]
[6980,null,"STEROWNICZE","SB2836",5902956068583,"BiT 500®(St) BLACK OR","4x2x1,0","Uniepalnione i olejoodporne, parowane,  giętkie kable sterownicze, ekranowane folią metalizowaną z linką uziemiającą, w izolacji i powłoce PVC, żyły numerowane, do zastosowań wnętrzowych i na zewnątrz oraz do układania w ziemi, 300/500V","BITNER","KMT",1,36784,"PLN",0.23,null,null,null,null,null,null,null,"n91",null,"EC003250","27.32.13","8544 49 95","https://bitner.com.pl/data/t4_text/649x234_025813241116_500%20St%20black%20OR.JPG","https://bitner.com.pl/data/t4txt_photos/024627220219_11_BiT_500_St_BLACK_OR.pdf"]
[6993,null,"STEROWNICZE","SB2849",5902956068712,"BiT 500®(St) BLACK OR","3x2x1,5","Uniepalnione i olejoodporne, parowane,  giętkie kable sterownicze, ekranowane folią metalizowaną z linką uziemiającą, w izolacji i powłoce PVC, żyły numerowane, do zastosowań wnętrzowych i na zewnątrz oraz do układania w ziemi, 300/500V","BITNER","KMT",1,36647,"PLN",0.23,null,null,null,null,null,null,null,"n91",null,"EC003250","27.32.13","8544 49 95","https://bitner.com.pl/data/t4_text/649x234_025813241116_500%20St%20black%20OR.JPG","https://bitner.com.pl/data/t4txt_photos/024627220219_11_BiT_500_St_BLACK_OR.pdf"]
[7003,null,"STEROWNICZE","SB2859",5902956068811,"BiT 500®(St) BLACK OR","18x2x1,5","Uniepalnione i olejoodporne, parowane,  giętkie kable sterownicze, ekranowane folią metalizowaną z linką uziemiającą, w izolacji i powłoce PVC, żyły numerowane, do zastosowań wnętrzowych i na zewnątrz oraz do układania w ziemi, 300/500V","BITNER","KMT",1,183169,"PLN",0.23,null,null,null,null,null,null,null,"n91",null,"EC003250","27.32.13","8544 49 95","https://bitner.com.pl/data/t4_text/649x234_025813241116_500%20St%20black%20OR.JPG","https://bitner.com.pl/data/t4txt_photos/024627220219_11_BiT_500_St_BLACK_OR.pdf"]
[7014,null,"STEROWNICZE","SB2870",5902956068927,"BiT 500®(St) BLACK OR","12x2x2,5","Uniepalnione i olejoodporne, parowane,  giętkie kable sterownicze, ekranowane folią metalizowaną z linką uziemiającą, w izolacji i powłoce PVC, żyły numerowane, do zastosowań wnętrzowych i na zewnątrz oraz do układania w ziemi, 300/500V","BITNER","KMT",1,198050,"PLN",0.23,null,null,null,null,null,null,null,"n91",null,"EC003250","27.32.13","8544 49 95","https://bitner.com.pl/data/t4_text/649x234_025813241116_500%20St%20black%20OR.JPG","https://bitner.com.pl/data/t4txt_photos/024627220219_11_BiT_500_St_BLACK_OR.pdf"]
[7023,null,"STEROWNICZE","SB3086",5902956069016,"BiT 500®2(St) BLACK OR","8x2x0,5","Uniepalnionie i olejoodporne, parowane, giętkie kable sterownicze,  ekran ogólny i par w postaci folii aluminiowej z linką uziemiającą, izolacja i powłoka PVC, do zastosowań wnętrzowych i na zewnątrz oraz do układania w ziemi, żyły numerowane, 300/500V","BITNER","KMT",1,51624,"PLN",0.23,null,null,null,null,null,null,null,"n91",null,"EC003250","27.32.13","8544 49 95","https://bitner.com.pl/data/t4_text/649x234_025927241116_500%202St%20Black%20OR.JPG","https://bitner.com.pl/data/t4txt_photos/025423220219_12_BiT_500_2_St_BLACK_OR.pdf"]
[7038,null,"STEROWNICZE","SB3101",5902956069160,"BiT 500®2(St) BLACK OR","10x2x0,75","Uniepalnionie i olejoodporne, parowane, giętkie kable sterownicze,  ekran ogólny i par w postaci folii aluminiowej z linką uziemiającą, izolacja i powłoka PVC, do zastosowań wnętrzowych i na zewnątrz oraz do układania w ziemi, żyły numerowane, 300/500V","BITNER","KMT",1,77091,"PLN",0.23,null,null,null,null,null,null,null,"n91",null,"EC003250","27.32.13","8544 49 95","https://bitner.com.pl/data/t4_text/649x234_025927241116_500%202St%20Black%20OR.JPG","https://bitner.com.pl/data/t4txt_photos/025423220219_12_BiT_500_2_St_BLACK_OR.pdf"]
[7044,null,"STEROWNICZE","SB3107",5902956069221,"BiT 500®2(St) BLACK OR","24x2x0,75","Uniepalnionie i olejoodporne, parowane, giętkie kable sterownicze,  ekran ogólny i par w postaci folii aluminiowej z linką uziemiającą, izolacja i powłoka PVC, do zastosowań wnętrzowych i na zewnątrz oraz do układania w ziemi, żyły numerowane, 300/500V","BITNER","KMT",1,179035,"PLN",0.23,null,null,null,null,null,null,null,"n91",null,"EC003250","27.32.13","8544 49 95","https://bitner.com.pl/data/t4_text/649x234_025927241116_500%202St%20Black%20OR.JPG","https://bitner.com.pl/data/t4txt_photos/025423220219_12_BiT_500_2_St_BLACK_OR.pdf"]
[7053,null,"STEROWNICZE","SB3116",5902956069313,"BiT 500®2(St) BLACK OR","12x2x1,0","Uniepalnionie i olejoodporne, parowane, giętkie kable sterownicze,  ekran ogólny i par w postaci folii aluminiowej z linką uziemiającą, izolacja i powłoka PVC, do zastosowań wnętrzowych i na zewnątrz oraz do układania w ziemi, żyły numerowane, 300/500V","BITNER","KMT",1,122569,"PLN",0.23,null,null,null,null,null,null,null,"n91",null,"EC003250","27.32.13","8544 49 95","https://bitner.com.pl/data/t4_text/649x234_025927241116_500%202St%20Black%20OR.JPG","https://bitner.com.pl/data/t4txt_photos/025423220219_12_BiT_500_2_St_BLACK_OR.pdf"]
[7066,null,"STEROWNICZE","SB3129",5902956069443,"BiT 500®2(St) BLACK OR","10x2x1,5","Uniepalnionie i olejoodporne, parowane, giętkie kable sterownicze,  ekran ogólny i par w postaci folii aluminiowej z linką uziemiającą, izolacja i powłoka PVC, do zastosowań wnętrzowych i na zewnątrz oraz do układania w ziemi, żyły numerowane, 300/500V","BITNER","KMT",1,133420,"PLN",0.23,null,null,null,null,null,null,null,"n91",null,"EC003250","27.32.13","8544 49 95","https://bitner.com.pl/data/t4_text/649x234_025927241116_500%202St%20Black%20OR.JPG","https://bitner.com.pl/data/t4txt_photos/025423220219_12_BiT_500_2_St_BLACK_OR.pdf"]
[7086,null,"STEROWNICZE","H52312",5902956367624,"BiT 500®H B2ca","3x0,5","Giętkie, bezhalogenowe kable sterownicze, żyły numerowane, 300/500V","BITNER","KMT",1,7855,"PLN",0.23,null,null,null,null,null,null,null,"n91",null,"EC003250","27.32.13","8544 49 95","https://bitner.com.pl/data/t4_text/649x234_115619100424_BiT%20500%20H%20B2ca%20zdj%C4%99cie%20www.jpg","https://bitner.com.pl/data/t4txt_photos/115602100424_BiT_500_H_B2ca.pdf"]
[7090,null,"STEROWNICZE","H52316",5902956367662,"BiT 500®H B2ca","5x0,5","Giętkie, bezhalogenowe kable sterownicze, żyły numerowane, 300/500V","BITNER","KMT",1,12064,"PLN",0.23,null,null,null,null,null,null,null,"n91",null,"EC003250","27.32.13","8544 49 95","https://bitner.com.pl/data/t4_text/649x234_115619100424_BiT%20500%20H%20B2ca%20zdj%C4%99cie%20www.jpg","https://bitner.com.pl/data/t4txt_photos/115602100424_BiT_500_H_B2ca.pdf"]
[7107,null,"STEROWNICZE","H52333",5902956367839,"BiT 500®H B2ca","7x0,75","Giętkie, bezhalogenowe kable sterownicze, żyły numerowane, 300/500V","BITNER","KMT",1,22264,"PLN",0.23,null,null,null,null,null,null,null,"n91",null,"EC003250","27.32.13","8544 49 95","https://bitner.com.pl/data/t4_text/649x234_115619100424_BiT%20500%20H%20B2ca%20zdj%C4%99cie%20www.jpg","https://bitner.com.pl/data/t4txt_photos/115602100424_BiT_500_H_B2ca.pdf"]
[7116,null,"STEROWNICZE","H52342",5902956367921,"BiT 500®H B2ca","3x1,0","Giętkie, bezhalogenowe kable sterownicze, żyły numerowane, 300/500V","BITNER","KMT",1,13389,"PLN",0.23,null,null,null,null,null,null,null,"n91",null,"EC003250","27.32.13","8544 49 95","https://bitner.com.pl/data/t4_text/649x234_115619100424_BiT%20500%20H%20B2ca%20zdj%C4%99cie%20www.jpg","https://bitner.com.pl/data/t4txt_photos/115602100424_BiT_500_H_B2ca.pdf"]
[7125,null,"STEROWNICZE","H52351",5902956368010,"BiT 500®H B2ca","8G1,0","Giętkie, bezhalogenowe kable sterownicze, żyły numerowane, 300/500V","BITNER","KMT",1,30350,"PLN",0.23,null,null,null,null,null,null,null,"n91",null,"EC003250","27.32.13","8544 49 95","https://bitner.com.pl/data/t4_text/649x234_115619100424_BiT%20500%20H%20B2ca%20zdj%C4%99cie%20www.jpg","https://bitner.com.pl/data/t4txt_photos/115602100424_BiT_500_H_B2ca.pdf"]
[7137,null,"STEROWNICZE","H52363",5902956368133,"BiT 500®H B2ca","4x1,5","Giętkie, bezhalogenowe kable sterownicze, żyły numerowane, 300/500V","BITNER","KMT",1,24406,"PLN",0.23,null,null,null,null,null,null,null,"n91",null,"EC003250","27.32.13","8544 49 95","https://bitner.com.pl/data/t4_text/649x234_115619100424_BiT%20500%20H%20B2ca%20zdj%C4%99cie%20www.jpg","https://bitner.com.pl/data/t4txt_photos/115602100424_BiT_500_H_B2ca.pdf"]
[7146,null,"STEROWNICZE","H52372",5902956368225,"BiT 500®H B2ca","10x1,5","Giętkie, bezhalogenowe kable sterownicze, żyły numerowane, 300/500V","BITNER","KMT",1,60361,"PLN",0.23,null,null,null,null,null,null,null,"n91",null,"EC003250","27.32.13","8544 49 95","https://bitner.com.pl/data/t4_text/649x234_115619100424_BiT%20500%20H%20B2ca%20zdj%C4%99cie%20www.jpg","https://bitner.com.pl/data/t4txt_photos/115602100424_BiT_500_H_B2ca.pdf"]
[7164,null,"STEROWNICZE","H52390",5902956368409,"BiT 500®H B2ca","6x2,5","Giętkie, bezhalogenowe kable sterownicze, żyły numerowane, 300/500V","BITNER","KMT",1,57930,"PLN",0.23,null,null,null,null,null,null,null,"n91",null,"EC003250","27.32.13","8544 49 95","https://bitner.com.pl/data/t4_text/649x234_115619100424_BiT%20500%20H%20B2ca%20zdj%C4%99cie%20www.jpg","https://bitner.com.pl/data/t4txt_photos/115602100424_BiT_500_H_B2ca.pdf"]
[7179,null,"STEROWNICZE","H52405",5902956368553,"BiT 500®H B2ca","32G2,5","Giętkie, bezhalogenowe kable sterownicze, żyły numerowane, 300/500V","BITNER","KMT",1,259968,"PLN",0.23,null,null,null,null,null,null,null,"n91",null,"EC003250","27.32.13","8544 49 95","https://bitner.com.pl/data/t4_text/649x234_115619100424_BiT%20500%20H%20B2ca%20zdj%C4%99cie%20www.jpg","https://bitner.com.pl/data/t4txt_photos/115602100424_BiT_500_H_B2ca.pdf"]
[7188,null,"STEROWNICZE","H52414",5902956368645,"BiT 500®H B2ca","8G4,0","Giętkie, bezhalogenowe kable sterownicze, żyły numerowane, 300/500V","BITNER","KMT",1,110828,"PLN",0.23,null,null,null,null,null,null,null,"n91",null,"EC003250","27.32.13","8544 49 95","https://bitner.com.pl/data/t4_text/649x234_115619100424_BiT%20500%20H%20B2ca%20zdj%C4%99cie%20www.jpg","https://bitner.com.pl/data/t4txt_photos/115602100424_BiT_500_H_B2ca.pdf"]
[7199,null,"STEROWNICZE","H52425",5902956368751,"BiT 500®H B2ca","4x6,0","Giętkie, bezhalogenowe kable sterownicze, żyły numerowane, 300/500V","BITNER","KMT",1,91380,"PLN",0.23,null,null,null,null,null,null,null,"n91",null,"EC003250","27.32.13","8544 49 95","https://bitner.com.pl/data/t4_text/649x234_115619100424_BiT%20500%20H%20B2ca%20zdj%C4%99cie%20www.jpg","https://bitner.com.pl/data/t4txt_photos/115602100424_BiT_500_H_B2ca.pdf"]
[7209,null,"STEROWNICZE","H52435",5902956368850,"BiT 500®H B2ca","4x10","Giętkie, bezhalogenowe kable sterownicze, żyły numerowane, 300/500V","BITNER","KMT",1,154248,"PLN",0.23,null,null,null,null,null,null,null,"n91",null,"EC003250","27.32.13","8544 49 95","https://bitner.com.pl/data/t4_text/649x234_115619100424_BiT%20500%20H%20B2ca%20zdj%C4%99cie%20www.jpg","https://bitner.com.pl/data/t4txt_photos/115602100424_BiT_500_H_B2ca.pdf"]
[7218,null,"STEROWNICZE","H52444",5902956368942,"BiT 500®H B2ca","8x2x0,5","Giętkie, bezhalogenowe kable sterownicze, żyły numerowane, 300/500V","BITNER","KMT",1,32613,"PLN",0.23,null,null,null,null,null,null,null,"n91",null,"EC003250","27.32.13","8544 49 95","https://bitner.com.pl/data/t4_text/649x234_115619100424_BiT%20500%20H%20B2ca%20zdj%C4%99cie%20www.jpg","https://bitner.com.pl/data/t4txt_photos/115602100424_BiT_500_H_B2ca.pdf"]
[7234,null,"STEROWNICZE","H50005",5902956072702,"BiT 500®H","4x0,5","Giętkie, bezhalogenowe kable sterownicze, żyły numerowane, 300/500V","BITNER","KMT",1,7969,"PLN",0.23,null,null,null,null,null,null,null,"n91",null,"EC003250","27.32.13","8544 49 95","https://bitner.com.pl/data/t4_text/649x234_030931241116_500H.JPG","https://bitner.com.pl/data/t4txt_photos/022618250219_17_BiT_500_H.pdf"]
[7239,null,"STEROWNICZE","H50010",5902956072757,"BiT 500®H","7x0,5","Giętkie, bezhalogenowe kable sterownicze, żyły numerowane, 300/500V","BITNER","KMT",1,13239,"PLN",0.23,null,null,null,null,null,null,null,"n91",null,"EC003250","27.32.13","8544 49 95","https://bitner.com.pl/data/t4_text/649x234_030931241116_500H.JPG","https://bitner.com.pl/data/t4txt_photos/022618250219_17_BiT_500_H.pdf"]
[7251,null,"STEROWNICZE","H50023",5902956072870,"BiT 500®H","27G0,5","Giętkie, bezhalogenowe kable sterownicze, żyły numerowane, 300/500V","BITNER","KMT",1,45335,"PLN",0.23,null,null,null,null,null,null,null,"n91",null,"EC003250","27.32.13","8544 49 95","https://bitner.com.pl/data/t4_text/649x234_030931241116_500H.JPG","https://bitner.com.pl/data/t4txt_photos/022618250219_17_BiT_500_H.pdf"]
[7272,null,"STEROWNICZE","H50038",5902956073082,"BiT 500®H","8x0,75","Giętkie, bezhalogenowe kable sterownicze, żyły numerowane, 300/500V","BITNER","KMT",1,21605,"PLN",0.23,null,null,null,null,null,null,null,"n91",null,"EC003250","27.32.13","8544 49 95","https://bitner.com.pl/data/t4_text/649x234_030931241116_500H.JPG","https://bitner.com.pl/data/t4txt_photos/022618250219_17_BiT_500_H.pdf"]
[7281,null,"STEROWNICZE","H50103",5902956073174,"BiT 500®H","25G0,75","Giętkie, bezhalogenowe kable sterownicze, żyły numerowane, 300/500V","BITNER","KMT",1,62174,"PLN",0.23,null,null,null,null,null,null,null,"n91",null,"EC003250","27.32.13","8544 49 95","https://bitner.com.pl/data/t4_text/649x234_030931241116_500H.JPG","https://bitner.com.pl/data/t4txt_photos/022618250219_17_BiT_500_H.pdf"]
[7286,null,"STEROWNICZE","H51825",5902956073228,"BiT 500®H","40G0,75","Giętkie, bezhalogenowe kable sterownicze, żyły numerowane, 300/500V","BITNER","KMT",1,97209,"PLN",0.23,null,null,null,null,null,null,null,"n91",null,"EC003250","27.32.13","8544 49 95","https://bitner.com.pl/data/t4_text/649x234_030931241116_500H.JPG","https://bitner.com.pl/data/t4txt_photos/022618250219_17_BiT_500_H.pdf"]
[7302,null,"STEROWNICZE","H50060",5902956073389,"BiT 500®H","8G1,0","Giętkie, bezhalogenowe kable sterownicze, żyły numerowane, 300/500V","BITNER","KMT",1,26390,"PLN",0.23,null,null,null,null,null,null,null,"n91",null,"EC003250","27.32.13","8544 49 95","https://bitner.com.pl/data/t4_text/649x234_030931241116_500H.JPG","https://bitner.com.pl/data/t4txt_photos/022618250219_17_BiT_500_H.pdf"]
[7315,null,"STEROWNICZE","H51831",5902956073518,"BiT 500®H","30G1,0","Giętkie, bezhalogenowe kable sterownicze, żyły numerowane, 300/500V","BITNER","KMT",1,95484,"PLN",0.23,null,null,null,null,null,null,null,"n91",null,"EC003250","27.32.13","8544 49 95","https://bitner.com.pl/data/t4_text/649x234_030931241116_500H.JPG","https://bitner.com.pl/data/t4txt_photos/022618250219_17_BiT_500_H.pdf"]
[7321,null,"STEROWNICZE","H51837",5902956073570,"BiT 500®H","56G1,0","Giętkie, bezhalogenowe kable sterownicze, żyły numerowane, 300/500V","BITNER","KMT",1,175705,"PLN",0.23,null,null,null,null,null,null,null,"n91",null,"EC003250","27.32.13","8544 49 95","https://bitner.com.pl/data/t4_text/649x234_030931241116_500H.JPG","https://bitner.com.pl/data/t4txt_photos/022618250219_17_BiT_500_H.pdf"]
[7332,null,"STEROWNICZE","H50082",5902956073686,"BiT 500®H","7G1,5","Giętkie, bezhalogenowe kable sterownicze, żyły numerowane, 300/500V","BITNER","KMT",1,31766,"PLN",0.23,null,null,null,null,null,null,null,"n91",null,"EC003250","27.32.13","8544 49 95","https://bitner.com.pl/data/t4_text/649x234_030931241116_500H.JPG","https://bitner.com.pl/data/t4txt_photos/022618250219_17_BiT_500_H.pdf"]
[7345,null,"STEROWNICZE","H51844",5902956073815,"BiT 500®H","27G1,5","Giętkie, bezhalogenowe kable sterownicze, żyły numerowane, 300/500V","BITNER","KMT",1,122814,"PLN",0.23,null,null,null,null,null,null,null,"n91",null,"EC003250","27.32.13","8544 49 95","https://bitner.com.pl/data/t4_text/649x234_030931241116_500H.JPG","https://bitner.com.pl/data/t4txt_photos/022618250219_17_BiT_500_H.pdf"]
[7356,null,"STEROWNICZE","H50090",5902956073921,"BiT 500®H","3x2,5","Giętkie, bezhalogenowe kable sterownicze, żyły numerowane, 300/500V","BITNER","KMT",1,25099,"PLN",0.23,null,null,null,null,null,null,null,"n91",null,"EC003250","27.32.13","8544 49 95","https://bitner.com.pl/data/t4_text/649x234_030931241116_500H.JPG","https://bitner.com.pl/data/t4txt_photos/022618250219_17_BiT_500_H.pdf"]
[7374,null,"STEROWNICZE","H51861",5902956074133,"BiT 500®H","42G2,5","Giętkie, bezhalogenowe kable sterownicze, żyły numerowane, 300/500V","BITNER","KMT",1,308818,"PLN",0.23,null,null,null,null,null,null,null,"n91",null,"EC003250","27.32.13","8544 49 95","https://bitner.com.pl/data/t4_text/649x234_030931241116_500H.JPG","https://bitner.com.pl/data/t4txt_photos/022618250219_17_BiT_500_H.pdf"]
[7387,null,"STEROWNICZE","H52003",5902956074263,"BiT 500®H","5x2x0,5","Giętkie, bezhalogenowe kable sterownicze, żyły numerowane, 300/500V","BITNER","KMT",1,18023,"PLN",0.23,null,null,null,null,null,null,null,"n91",null,"EC003250","27.32.13","8544 49 95","https://bitner.com.pl/data/t4_text/649x234_030931241116_500H.JPG","https://bitner.com.pl/data/t4txt_photos/022618250219_17_BiT_500_H.pdf"]
[7391,null,"STEROWNICZE","H52007",5902956074300,"BiT 500®H","10x2x0,5","Giętkie, bezhalogenowe kable sterownicze, żyły numerowane, 300/500V","BITNER","KMT",1,32998,"PLN",0.23,null,null,null,null,null,null,null,"n91",null,"EC003250","27.32.13","8544 49 95","https://bitner.com.pl/data/t4_text/649x234_030931241116_500H.JPG","https://bitner.com.pl/data/t4txt_photos/022618250219_17_BiT_500_H.pdf"]
[7408,null,"STEROWNICZE","H52024",5902956074478,"BiT 500®H","16x2x0,75","Giętkie, bezhalogenowe kable sterownicze, żyły numerowane, 300/500V","BITNER","KMT",1,75052,"PLN",0.23,null,null,null,null,null,null,null,"n91",null,"EC003250","27.32.13","8544 49 95","https://bitner.com.pl/data/t4_text/649x234_030931241116_500H.JPG","https://bitner.com.pl/data/t4txt_photos/022618250219_17_BiT_500_H.pdf"]
[7419,null,"STEROWNICZE","H52035",5902956074584,"BiT 500®H","10x2x1,0","Giętkie, bezhalogenowe kable sterownicze, żyły numerowane, 300/500V","BITNER","KMT",1,60583,"PLN",0.23,null,null,null,null,null,null,null,"n91",null,"EC003250","27.32.13","8544 49 95","https://bitner.com.pl/data/t4_text/649x234_030931241116_500H.JPG","https://bitner.com.pl/data/t4txt_photos/022618250219_17_BiT_500_H.pdf"]
[7425,null,"STEROWNICZE","H52041",5902956074645,"BiT 500®H","24x2x1,0","Giętkie, bezhalogenowe kable sterownicze, żyły numerowane, 300/500V","BITNER","KMT",1,140865,"PLN",0.23,null,null,null,null,null,null,null,"n91",null,"EC003250","27.32.13","8544 49 95","https://bitner.com.pl/data/t4_text/649x234_030931241116_500H.JPG","https://bitner.com.pl/data/t4txt_photos/022618250219_17_BiT_500_H.pdf"]
[7438,null,"STEROWNICZE","H52054",5902956074775,"BiT 500®H","20x2x1,5","Giętkie, bezhalogenowe kable sterownicze, żyły numerowane, 300/500V","BITNER","KMT",1,169563,"PLN",0.23,null,null,null,null,null,null,null,"n91",null,"EC003250","27.32.13","8544 49 95","https://bitner.com.pl/data/t4_text/649x234_030931241116_500H.JPG","https://bitner.com.pl/data/t4txt_photos/022618250219_17_BiT_500_H.pdf"]
[7454,null,"STEROWNICZE","SB5503",5902956074935,"BiT 500®CH","4G0,5","Bezhalogenowe, giętkie kable sterownicze, ekran oplot z pasemek miedzianych ocynowanych gęstośc krycia 85%, żyły numerowane, do zastosowań wnętrzowych, ,300/500V","BITNER","KMT",1,10932,"PLN",0.23,null,null,null,null,null,null,null,"n91",null,"EC003250","27.32.13","8544 49 95","https://bitner.com.pl/data/t4_text/649x234_031023241116_500%20CH.JPG","https://bitner.com.pl/data/t4txt_photos/024349141019_35_BiT%20500%20CH_300_500.pdf"]
[7467,null,"STEROWNICZE","SB5516",5902956075062,"BiT 500®CH","16G0,5","Bezhalogenowe, giętkie kable sterownicze, ekran oplot z pasemek miedzianych ocynowanych gęstośc krycia 85%, żyły numerowane, do zastosowań wnętrzowych, ,300/500V","BITNER","KMT",1,37843,"PLN",0.23,null,null,null,null,null,null,null,"n91",null,"EC003250","27.32.13","8544 49 95","https://bitner.com.pl/data/t4_text/649x234_031023241116_500%20CH.JPG","https://bitner.com.pl/data/t4txt_photos/024349141019_35_BiT%20500%20CH_300_500.pdf"]
[7480,null,"STEROWNICZE","SB5529",5902956075192,"BiT 500®CH","61G0,5","Bezhalogenowe, giętkie kable sterownicze, ekran oplot z pasemek miedzianych ocynowanych gęstośc krycia 85%, żyły numerowane, do zastosowań wnętrzowych, ,300/500V","BITNER","KMT",1,119261,"PLN",0.23,null,null,null,null,null,null,null,"n91",null,"EC003250","27.32.13","8544 49 95","https://bitner.com.pl/data/t4_text/649x234_031023241116_500%20CH.JPG","https://bitner.com.pl/data/t4txt_photos/024349141019_35_BiT%20500%20CH_300_500.pdf"]
[7489,null,"STEROWNICZE","SB5538",5902956075284,"BiT 500®CH","6x0,75","Bezhalogenowe, giętkie kable sterownicze, ekran oplot z pasemek miedzianych ocynowanych gęstośc krycia 85%, żyły numerowane, do zastosowań wnętrzowych, ,300/500V","BITNER","KMT",1,25653,"PLN",0.23,null,null,null,null,null,null,null,"n91",null,"EC003250","27.32.13","8544 49 95","https://bitner.com.pl/data/t4_text/649x234_031023241116_500%20CH.JPG","https://bitner.com.pl/data/t4txt_photos/024349141019_35_BiT%20500%20CH_300_500.pdf"]
[7501,null,"STEROWNICZE","SB5550",5902956075406,"BiT 500®CH","21G0,75","Bezhalogenowe, giętkie kable sterownicze, ekran oplot z pasemek miedzianych ocynowanych gęstośc krycia 85%, żyły numerowane, do zastosowań wnętrzowych, ,300/500V","BITNER","KMT",1,63115,"PLN",0.23,null,null,null,null,null,null,null,"n91",null,"EC003250","27.32.13","8544 49 95","https://bitner.com.pl/data/t4_text/649x234_031023241116_500%20CH.JPG","https://bitner.com.pl/data/t4txt_photos/024349141019_35_BiT%20500%20CH_300_500.pdf"]
[7510,null,"STEROWNICZE","SB5559",5902956075499,"BiT 500®CH","56G0,75","Bezhalogenowe, giętkie kable sterownicze, ekran oplot z pasemek miedzianych ocynowanych gęstośc krycia 85%, żyły numerowane, do zastosowań wnętrzowych, ,300/500V","BITNER","KMT",1,153161,"PLN",0.23,null,null,null,null,null,null,null,"n91",null,"EC003250","27.32.13","8544 49 95","https://bitner.com.pl/data/t4_text/649x234_031023241116_500%20CH.JPG","https://bitner.com.pl/data/t4txt_photos/024349141019_35_BiT%20500%20CH_300_500.pdf"]
[7524,null,"STEROWNICZE","SB5573",5902956075635,"BiT 500®CH","10G1,0","Bezhalogenowe, giętkie kable sterownicze, ekran oplot z pasemek miedzianych ocynowanych gęstośc krycia 85%, żyły numerowane, do zastosowań wnętrzowych, ,300/500V","BITNER","KMT",1,44278,"PLN",0.23,null,null,null,null,null,null,null,"n91",null,"EC003250","27.32.13","8544 49 95","https://bitner.com.pl/data/t4_text/649x234_031023241116_500%20CH.JPG","https://bitner.com.pl/data/t4txt_photos/024349141019_35_BiT%20500%20CH_300_500.pdf"]
[7531,null,"STEROWNICZE","SB5580",5902956075703,"BiT 500®CH","18x1,0","Bezhalogenowe, giętkie kable sterownicze, ekran oplot z pasemek miedzianych ocynowanych gęstośc krycia 85%, żyły numerowane, do zastosowań wnętrzowych, ,300/500V","BITNER","KMT",1,76566,"PLN",0.23,null,null,null,null,null,null,null,"n91",null,"EC003250","27.32.13","8544 49 95","https://bitner.com.pl/data/t4_text/649x234_031023241116_500%20CH.JPG","https://bitner.com.pl/data/t4txt_photos/024349141019_35_BiT%20500%20CH_300_500.pdf"]
[7552,null,"STEROWNICZE","SB5601",5902956075918,"BiT 500®CH","6x1,5","Bezhalogenowe, giętkie kable sterownicze, ekran oplot z pasemek miedzianych ocynowanych gęstośc krycia 85%, żyły numerowane, do zastosowań wnętrzowych, ,300/500V","BITNER","KMT",1,41764,"PLN",0.23,null,null,null,null,null,null,null,"n91",null,"EC003250","27.32.13","8544 49 95","https://bitner.com.pl/data/t4_text/649x234_031023241116_500%20CH.JPG","https://bitner.com.pl/data/t4txt_photos/024349141019_35_BiT%20500%20CH_300_500.pdf"]
[7563,null,"STEROWNICZE","SB5612",5902956076021,"BiT 500®CH","19G1,5","Bezhalogenowe, giętkie kable sterownicze, ekran oplot z pasemek miedzianych ocynowanych gęstośc krycia 85%, żyły numerowane, do zastosowań wnętrzowych, ,300/500V","BITNER","KMT",1,100422,"PLN",0.23,null,null,null,null,null,null,null,"n91",null,"EC003250","27.32.13","8544 49 95","https://bitner.com.pl/data/t4_text/649x234_031023241116_500%20CH.JPG","https://bitner.com.pl/data/t4txt_photos/024349141019_35_BiT%20500%20CH_300_500.pdf"]
[7573,null,"STEROWNICZE","SB5622",5902956076120,"BiT 500®CH","56G1,5","Bezhalogenowe, giętkie kable sterownicze, ekran oplot z pasemek miedzianych ocynowanych gęstośc krycia 85%, żyły numerowane, do zastosowań wnętrzowych, ,300/500V","BITNER","KMT",1,274217,"PLN",0.23,null,null,null,null,null,null,null,"n91",null,"EC003250","27.32.13","8544 49 95","https://bitner.com.pl/data/t4_text/649x234_031023241116_500%20CH.JPG","https://bitner.com.pl/data/t4txt_photos/024349141019_35_BiT%20500%20CH_300_500.pdf"]
[7576,null,"STEROWNICZE","SB5625",5902956076151,"BiT 500®CH","3G2,5","Bezhalogenowe, giętkie kable sterownicze, ekran oplot z pasemek miedzianych ocynowanych gęstośc krycia 85%, żyły numerowane, do zastosowań wnętrzowych, ,300/500V","BITNER","KMT",1,31708,"PLN",0.23,null,null,null,null,null,null,null,"n91",null,"EC003250","27.32.13","8544 49 95","https://bitner.com.pl/data/t4_text/649x234_031023241116_500%20CH.JPG","https://bitner.com.pl/data/t4txt_photos/024349141019_35_BiT%20500%20CH_300_500.pdf"]
[7594,null,"STEROWNICZE","SB5645",5902956076359,"BiT 500®CH","37G2,5","Bezhalogenowe, giętkie kable sterownicze, ekran oplot z pasemek miedzianych ocynowanych gęstośc krycia 85%, żyły numerowane, do zastosowań wnętrzowych, ,300/500V","BITNER","KMT",1,293977,"PLN",0.23,null,null,null,null,null,null,null,"n91",null,"EC003250","27.32.13","8544 49 95","https://bitner.com.pl/data/t4_text/649x234_031023241116_500%20CH.JPG","https://bitner.com.pl/data/t4txt_photos/024349141019_35_BiT%20500%20CH_300_500.pdf"]
[7603,null,"STEROWNICZE","SB5654",5902956076441,"BiT 500®CH","10G4,0","Bezhalogenowe, giętkie kable sterownicze, ekran oplot z pasemek miedzianych ocynowanych gęstośc krycia 85%, żyły numerowane, do zastosowań wnętrzowych, ,300/500V","BITNER","KMT",1,143803,"PLN",0.23,null,null,null,null,null,null,null,"n91",null,"EC003250","27.32.13","8544 49 95","https://bitner.com.pl/data/t4_text/649x234_031023241116_500%20CH.JPG","https://bitner.com.pl/data/t4txt_photos/024349141019_35_BiT%20500%20CH_300_500.pdf"]
[7611,null,"STEROWNICZE","SB4256",5902956076526,"BiT 500®(St) H","5x0,5","Bezhalogenowe giętkie kable sterownicze, ekranowane folią metalizowaną z linką uziemiającą, do zastosowań wnętrzowych, żyły numerowane, 300/500V","BITNER","KMT",1,11839,"PLN",0.23,null,null,null,null,null,null,null,"n91",null,"EC003250","27.32.13","8544 49 95","https://bitner.com.pl/data/t4_text/649x234_031111241116_500%20St%20H.JPG","https://bitner.com.pl/data/t4txt_photos/023751250219_18_BiT_500_St_H.pdf"]
[7624,null,"STEROWNICZE","SB4269",5902956076656,"BiT 500®(St) H","21G0,5","Bezhalogenowe giętkie kable sterownicze, ekranowane folią metalizowaną z linką uziemiającą, do zastosowań wnętrzowych, żyły numerowane, 300/500V","BITNER","KMT",1,37705,"PLN",0.23,null,null,null,null,null,null,null,"n91",null,"EC003250","27.32.13","8544 49 95","https://bitner.com.pl/data/t4_text/649x234_031111241116_500%20St%20H.JPG","https://bitner.com.pl/data/t4txt_photos/023751250219_18_BiT_500_St_H.pdf"]
[7645,null,"STEROWNICZE","SB4290",5902956076861,"BiT 500®(St) H","7x0,75","Bezhalogenowe giętkie kable sterownicze, ekranowane folią metalizowaną z linką uziemiającą, do zastosowań wnętrzowych, żyły numerowane, 300/500V","BITNER","KMT",1,21100,"PLN",0.23,null,null,null,null,null,null,null,"n91",null,"EC003250","27.32.13","8544 49 95","https://bitner.com.pl/data/t4_text/649x234_031111241116_500%20St%20H.JPG","https://bitner.com.pl/data/t4txt_photos/023751250219_18_BiT_500_St_H.pdf"]
[7650,null,"STEROWNICZE","SB4295",5902956076915,"BiT 500®(St) H","12x0,75","Bezhalogenowe giętkie kable sterownicze, ekranowane folią metalizowaną z linką uziemiającą, do zastosowań wnętrzowych, żyły numerowane, 300/500V","BITNER","KMT",1,34745,"PLN",0.23,null,null,null,null,null,null,null,"n91",null,"EC003250","27.32.13","8544 49 95","https://bitner.com.pl/data/t4_text/649x234_031111241116_500%20St%20H.JPG","https://bitner.com.pl/data/t4txt_photos/023751250219_18_BiT_500_St_H.pdf"]
[7666,null,"STEROWNICZE","SB4311",5902956077073,"BiT 500®(St) H","2x1,0","Bezhalogenowe giętkie kable sterownicze, ekranowane folią metalizowaną z linką uziemiającą, do zastosowań wnętrzowych, żyły numerowane, 300/500V","BITNER","KMT",1,9627,"PLN",0.23,null,null,null,null,null,null,null,"n91",null,"EC003250","27.32.13","8544 49 95","https://bitner.com.pl/data/t4_text/649x234_031111241116_500%20St%20H.JPG","https://bitner.com.pl/data/t4txt_photos/023751250219_18_BiT_500_St_H.pdf"]
[7675,null,"STEROWNICZE","SB4320",5902956077165,"BiT 500®(St) H","7G1,0","Bezhalogenowe giętkie kable sterownicze, ekranowane folią metalizowaną z linką uziemiającą, do zastosowań wnętrzowych, żyły numerowane, 300/500V","BITNER","KMT",1,25002,"PLN",0.23,null,null,null,null,null,null,null,"n91",null,"EC003250","27.32.13","8544 49 95","https://bitner.com.pl/data/t4_text/649x234_031111241116_500%20St%20H.JPG","https://bitner.com.pl/data/t4txt_photos/023751250219_18_BiT_500_St_H.pdf"]
[7685,null,"STEROWNICZE","SB4330",5902956077264,"BiT 500®(St) H","18x1,0","Bezhalogenowe giętkie kable sterownicze, ekranowane folią metalizowaną z linką uziemiającą, do zastosowań wnętrzowych, żyły numerowane, 300/500V","BITNER","KMT",1,66288,"PLN",0.23,null,null,null,null,null,null,null,"n91",null,"EC003250","27.32.13","8544 49 95","https://bitner.com.pl/data/t4_text/649x234_031111241116_500%20St%20H.JPG","https://bitner.com.pl/data/t4txt_photos/023751250219_18_BiT_500_St_H.pdf"]
[7696,null,"STEROWNICZE","SB4341",5902956077370,"BiT 500®(St) H","56G1,0","Bezhalogenowe giętkie kable sterownicze, ekranowane folią metalizowaną z linką uziemiającą, do zastosowań wnętrzowych, żyły numerowane, 300/500V","BITNER","KMT",1,178725,"PLN",0.23,null,null,null,null,null,null,null,"n91",null,"EC003250","27.32.13","8544 49 95","https://bitner.com.pl/data/t4_text/649x234_031111241116_500%20St%20H.JPG","https://bitner.com.pl/data/t4txt_photos/023751250219_18_BiT_500_St_H.pdf"]
[7709,null,"STEROWNICZE","SB4354",5902956077509,"BiT 500®(St) H","8G1,5","Bezhalogenowe giętkie kable sterownicze, ekranowane folią metalizowaną z linką uziemiającą, do zastosowań wnętrzowych, żyły numerowane, 300/500V","BITNER","KMT",1,39919,"PLN",0.23,null,null,null,null,null,null,null,"n91",null,"EC003250","27.32.13","8544 49 95","https://bitner.com.pl/data/t4_text/649x234_031111241116_500%20St%20H.JPG","https://bitner.com.pl/data/t4txt_photos/023751250219_18_BiT_500_St_H.pdf"]
[7720,null,"STEROWNICZE","SB4365",5902956077615,"BiT 500®(St) H","27G1,5","Bezhalogenowe giętkie kable sterownicze, ekranowane folią metalizowaną z linką uziemiającą, do zastosowań wnętrzowych, żyły numerowane, 300/500V","BITNER","KMT",1,125674,"PLN",0.23,null,null,null,null,null,null,null,"n91",null,"EC003250","27.32.13","8544 49 95","https://bitner.com.pl/data/t4_text/649x234_031111241116_500%20St%20H.JPG","https://bitner.com.pl/data/t4txt_photos/023751250219_18_BiT_500_St_H.pdf"]
[7738,null,"STEROWNICZE","SB4385",5902956077813,"BiT 500®(St) H","10G2,5","Bezhalogenowe giętkie kable sterownicze, ekranowane folią metalizowaną z linką uziemiającą, do zastosowań wnętrzowych, żyły numerowane, 300/500V","BITNER","KMT",1,79739,"PLN",0.23,null,null,null,null,null,null,null,"n91",null,"EC003250","27.32.13","8544 49 95","https://bitner.com.pl/data/t4_text/649x234_031111241116_500%20St%20H.JPG","https://bitner.com.pl/data/t4txt_photos/023751250219_18_BiT_500_St_H.pdf"]
[7748,null,"STEROWNICZE","SB4395",5902956077912,"BiT 500®(St) H","37G2,5","Bezhalogenowe giętkie kable sterownicze, ekranowane folią metalizowaną z linką uziemiającą, do zastosowań wnętrzowych, żyły numerowane, 300/500V","BITNER","KMT",1,276023,"PLN",0.23,null,null,null,null,null,null,null,"n91",null,"EC003250","27.32.13","8544 49 95","https://bitner.com.pl/data/t4_text/649x234_031111241116_500%20St%20H.JPG","https://bitner.com.pl/data/t4txt_photos/023751250219_18_BiT_500_St_H.pdf"]
[7759,null,"STEROWNICZE","SB4406",5902956078025,"BiT 500®(St) H","2x2x0,5","Bezhalogenowe, parowane, giętkie kable sterownicze, ekranowane folią metalizowaną z linką uziemiającą, do zastosowań wnętrzowych, żyły numerowane, 300/500V","BITNER","KMT",1,10512,"PLN",0.23,null,null,null,null,null,null,null,"n91",null,"EC003250","27.32.13","8544 49 95","https://bitner.com.pl/data/t4_text/649x234_031111241116_500%20St%20H.JPG","https://bitner.com.pl/data/t4txt_photos/023751250219_18_BiT_500_St_H.pdf"]
[7768,null,"STEROWNICZE","SB4415",5902956078117,"BiT 500®(St) H","14x2x0,5","Bezhalogenowe, parowane, giętkie kable sterownicze, ekranowane folią metalizowaną z linką uziemiającą, do zastosowań wnętrzowych, żyły numerowane, 300/500V","BITNER","KMT",1,50857,"PLN",0.23,null,null,null,null,null,null,null,"n91",null,"EC003250","27.32.13","8544 49 95","https://bitner.com.pl/data/t4_text/649x234_031111241116_500%20St%20H.JPG","https://bitner.com.pl/data/t4txt_photos/023751250219_18_BiT_500_St_H.pdf"]
[7783,null,"STEROWNICZE","SB4430",5902956078261,"BiT 500®(St) H","16x2x0,75","Bezhalogenowe, parowane, giętkie kable sterownicze, ekranowane folią metalizowaną z linką uziemiającą, do zastosowań wnętrzowych, żyły numerowane, 300/500V","BITNER","KMT",1,83165,"PLN",0.23,null,null,null,null,null,null,null,"n91",null,"EC003250","27.32.13","8544 49 95","https://bitner.com.pl/data/t4_text/649x234_031111241116_500%20St%20H.JPG","https://bitner.com.pl/data/t4txt_photos/023751250219_18_BiT_500_St_H.pdf"]
[7789,null,"STEROWNICZE","SB4436",5902956078322,"BiT 500®(St) H","4x2x1,0","Bezhalogenowe, parowane, giętkie kable sterownicze, ekranowane folią metalizowaną z linką uziemiającą, do zastosowań wnętrzowych, żyły numerowane, 300/500V","BITNER","KMT",1,29940,"PLN",0.23,null,null,null,null,null,null,null,"n91",null,"EC003250","27.32.13","8544 49 95","https://bitner.com.pl/data/t4_text/649x234_031111241116_500%20St%20H.JPG","https://bitner.com.pl/data/t4txt_photos/023751250219_18_BiT_500_St_H.pdf"]
[7802,null,"STEROWNICZE","SB4449",5902956078452,"BiT 500®(St) H","3x2x1,5","Bezhalogenowe, parowane, giętkie kable sterownicze, ekranowane folią metalizowaną z linką uziemiającą, do zastosowań wnętrzowych, żyły numerowane, 300/500V","BITNER","KMT",1,31533,"PLN",0.23,null,null,null,null,null,null,null,"n91",null,"EC003250","27.32.13","8544 49 95","https://bitner.com.pl/data/t4_text/649x234_031111241116_500%20St%20H.JPG","https://bitner.com.pl/data/t4txt_photos/023751250219_18_BiT_500_St_H.pdf"]
[7818,null,"STEROWNICZE","SB4465",5902956078612,"BiT 500®(St) H","5x2x2,5","Bezhalogenowe, parowane, giętkie kable sterownicze, ekranowane folią metalizowaną z linką uziemiającą, do zastosowań wnętrzowych, żyły numerowane, 300/500V","BITNER","KMT",1,81323,"PLN",0.23,null,null,null,null,null,null,null,"n91",null,"EC003250","27.32.13","8544 49 95","https://bitner.com.pl/data/t4_text/649x234_031111241116_500%20St%20H.JPG","https://bitner.com.pl/data/t4txt_photos/023751250219_18_BiT_500_St_H.pdf"]
[7831,null,"STEROWNICZE","SB4485",5902956078742,"BiT 500®2(St) H","7x2x0,5","Bezhalogenowe, parowane, giętkie kable sterownicze, ekran ogólny i par w postaci folii aluminiowej z linką uziemiającą, do zastosowań wnętrzowych, żyły numerowane, 300/500V","BITNER","KMT",1,40074,"PLN",0.23,null,null,null,null,null,null,null,"n91",null,"EC003250","27.32.13","8544 49 95","https://bitner.com.pl/data/t4_text/649x234_031158241116_500%202%20St%20H.JPG","https://bitner.com.pl/data/t4txt_photos/033321250219_19_BiT_500_2_St_H.pdf"]
[7832,null,"STEROWNICZE","SB4486",5902956078759,"BiT 500®2(St) H","8x2x0,5","Bezhalogenowe, parowane, giętkie kable sterownicze, ekran ogólny i par w postaci folii aluminiowej z linką uziemiającą, do zastosowań wnętrzowych, żyły numerowane, 300/500V","BITNER","KMT",1,45275,"PLN",0.23,null,null,null,null,null,null,null,"n91",null,"EC003250","27.32.13","8544 49 95","https://bitner.com.pl/data/t4_text/649x234_031158241116_500%202%20St%20H.JPG","https://bitner.com.pl/data/t4txt_photos/033321250219_19_BiT_500_2_St_H.pdf"]
[7853,null,"STEROWNICZE","SB4507",5902956078964,"BiT 500®2(St) H","24x2x0,75","Bezhalogenowe, parowane, giętkie kable sterownicze, ekran ogólny i par w postaci folii aluminiowej z linką uziemiającą, do zastosowań wnętrzowych, żyły numerowane, 300/500V","BITNER","KMT",1,163563,"PLN",0.23,null,null,null,null,null,null,null,"n91",null,"EC003250","27.32.13","8544 49 95","https://bitner.com.pl/data/t4_text/649x234_031158241116_500%202%20St%20H.JPG","https://bitner.com.pl/data/t4txt_photos/033321250219_19_BiT_500_2_St_H.pdf"]
[7861,null,"STEROWNICZE","SB4515",5902956079046,"BiT 500®2(St) H","10x2x1,0","Bezhalogenowe, parowane, giętkie kable sterownicze, ekran ogólny i par w postaci folii aluminiowej z linką uziemiającą, do zastosowań wnętrzowych, żyły numerowane, 300/500V","BITNER","KMT",1,94163,"PLN",0.23,null,null,null,null,null,null,null,"n91",null,"EC003250","27.32.13","8544 49 95","https://bitner.com.pl/data/t4_text/649x234_031158241116_500%202%20St%20H.JPG","https://bitner.com.pl/data/t4txt_photos/033321250219_19_BiT_500_2_St_H.pdf"]
[7874,null,"STEROWNICZE","SB4528",5902956079176,"BiT 500®2(St) H","8x2x1,5","Bezhalogenowe, parowane, giętkie kable sterownicze, ekran ogólny i par w postaci folii aluminiowej z linką uziemiającą, do zastosowań wnętrzowych, żyły numerowane, 300/500V","BITNER","KMT",1,98753,"PLN",0.23,null,null,null,null,null,null,null,"n91",null,"EC003250","27.32.13","8544 49 95","https://bitner.com.pl/data/t4_text/649x234_031158241116_500%202%20St%20H.JPG","https://bitner.com.pl/data/t4txt_photos/033321250219_19_BiT_500_2_St_H.pdf"]
[7888,null,"STEROWNICZE","SB4542",5902956079312,"BiT 500®2(St) H","8x2x2,5","Bezhalogenowe, parowane, giętkie kable sterownicze, ekran ogólny i par w postaci folii aluminiowej z linką uziemiającą, do zastosowań wnętrzowych, żyły numerowane, 300/500V","BITNER","KMT",1,145785,"PLN",0.23,null,null,null,null,null,null,null,"n91",null,"EC003250","27.32.13","8544 49 95","https://bitner.com.pl/data/t4_text/649x234_031158241116_500%202%20St%20H.JPG","https://bitner.com.pl/data/t4txt_photos/033321250219_19_BiT_500_2_St_H.pdf"]
[7895,null,"STEROWNICZE","SB7127",5902956329974,"BiT 500®(St) CH B2ca","3x0,5","Bezhalogenowe, giętkie kable sterownicze, o wspólnym ekranie w postacji foli metalizowanej i ocynowanego oplotu miedzianego, żyły numerowane, do zastosowań wnętrzowych, 300/500V","BITNER","KMT",1,11652,"PLN",0.23,null,null,null,null,null,null,null,"n91",null,"EC003250","27.32.13","8544 49 95","https://bitner.com.pl/data/t4_text/649x234_113706250423_bit%20500%20(st)%20ch%20b2ca.jpg","https://bitner.com.pl/data/t4txt_photos/113727250423_BiT%20500%C2%AE(St)%20CH%20B2ca_PL.pdf"]
[7905,null,"STEROWNICZE","SB7137",5902956330130,"BiT 500®(St) CH B2ca","10G0,5","Bezhalogenowe, giętkie kable sterownicze, o wspólnym ekranie w postacji foli metalizowanej i ocynowanego oplotu miedzianego, żyły numerowane, do zastosowań wnętrzowych, 300/500V","BITNER","KMT",1,29178,"PLN",0.23,null,null,null,null,null,null,null,"n91",null,"EC003250","27.32.13","8544 49 95","https://bitner.com.pl/data/t4_text/649x234_113706250423_bit%20500%20(st)%20ch%20b2ca.jpg","https://bitner.com.pl/data/t4txt_photos/113727250423_BiT%20500%C2%AE(St)%20CH%20B2ca_PL.pdf"]
[7924,null,"STEROWNICZE","SB7157",5902956330192,"BiT 500®(St) CH B2ca","3G0,75","Bezhalogenowe, giętkie kable sterownicze, o wspólnym ekranie w postacji foli metalizowanej i ocynowanego oplotu miedzianego, żyły numerowane, do zastosowań wnętrzowych, 300/500V","BITNER","KMT",1,13067,"PLN",0.23,null,null,null,null,null,null,null,"n91",null,"EC003250","27.32.13","8544 49 95","https://bitner.com.pl/data/t4_text/649x234_113706250423_bit%20500%20(st)%20ch%20b2ca.jpg","https://bitner.com.pl/data/t4txt_photos/113727250423_BiT%20500%C2%AE(St)%20CH%20B2ca_PL.pdf"]
[7925,null,"STEROWNICZE","SB7158",5902956330215,"BiT 500®(St) CH B2ca","3x0,75","Bezhalogenowe, giętkie kable sterownicze, o wspólnym ekranie w postacji foli metalizowanej i ocynowanego oplotu miedzianego, żyły numerowane, do zastosowań wnętrzowych, 300/500V","BITNER","KMT",1,14374,"PLN",0.23,null,null,null,null,null,null,null,"n91",null,"EC003250","27.32.13","8544 49 95","https://bitner.com.pl/data/t4_text/649x234_113706250423_bit%20500%20(st)%20ch%20b2ca.jpg","https://bitner.com.pl/data/t4txt_photos/113727250423_BiT%20500%C2%AE(St)%20CH%20B2ca_PL.pdf"]
[7940,null,"STEROWNICZE","SB7173",5902956365330,"BiT 500®(St) CH B2ca","16G0,75","Bezhalogenowe, giętkie kable sterownicze, o wspólnym ekranie w postacji foli metalizowanej i ocynowanego oplotu miedzianego, żyły numerowane, do zastosowań wnętrzowych, 300/500V","BITNER","KMT",1,54268,"PLN",0.23,null,null,null,null,null,null,null,"n91",null,"EC003250","27.32.13","8544 49 95","https://bitner.com.pl/data/t4_text/649x234_113706250423_bit%20500%20(st)%20ch%20b2ca.jpg","https://bitner.com.pl/data/t4txt_photos/113727250423_BiT%20500%C2%AE(St)%20CH%20B2ca_PL.pdf"]
[7958,null,"STEROWNICZE","SB7192",5902956330437,"BiT 500®(St) CH B2ca","4x1,0","Bezhalogenowe, giętkie kable sterownicze, o wspólnym ekranie w postacji foli metalizowanej i ocynowanego oplotu miedzianego, żyły numerowane, do zastosowań wnętrzowych, 300/500V","BITNER","KMT",1,22008,"PLN",0.23,null,null,null,null,null,null,null,"n91",null,"EC003250","27.32.13","8544 49 95","https://bitner.com.pl/data/t4_text/649x234_113706250423_bit%20500%20(st)%20ch%20b2ca.jpg","https://bitner.com.pl/data/t4txt_photos/113727250423_BiT%20500%C2%AE(St)%20CH%20B2ca_PL.pdf"]
[7967,null,"STEROWNICZE","SB7201",5902956330543,"BiT 500®(St) CH B2ca","10x1,0","Bezhalogenowe, giętkie kable sterownicze, o wspólnym ekranie w postacji foli metalizowanej i ocynowanego oplotu miedzianego, żyły numerowane, do zastosowań wnętrzowych, 300/500V","BITNER","KMT",1,52021,"PLN",0.23,null,null,null,null,null,null,null,"n91",null,"EC003250","27.32.13","8544 49 95","https://bitner.com.pl/data/t4_text/649x234_113706250423_bit%20500%20(st)%20ch%20b2ca.jpg","https://bitner.com.pl/data/t4txt_photos/113727250423_BiT%20500%C2%AE(St)%20CH%20B2ca_PL.pdf"]
[7975,null,"STEROWNICZE","SB7209",5902956365514,"BiT 500®(St) CH B2ca","21G1,0","Bezhalogenowe, giętkie kable sterownicze, o wspólnym ekranie w postacji foli metalizowanej i ocynowanego oplotu miedzianego, żyły numerowane, do zastosowań wnętrzowych, 300/500V","BITNER","KMT",1,85809,"PLN",0.23,null,null,null,null,null,null,null,"n91",null,"EC003250","27.32.13","8544 49 95","https://bitner.com.pl/data/t4_text/649x234_113706250423_bit%20500%20(st)%20ch%20b2ca.jpg","https://bitner.com.pl/data/t4txt_photos/113727250423_BiT%20500%C2%AE(St)%20CH%20B2ca_PL.pdf"]
[7988,null,"STEROWNICZE","SB7223",5902956330598,"BiT 500®(St) CH B2ca","3x1,5","Bezhalogenowe, giętkie kable sterownicze, o wspólnym ekranie w postacji foli metalizowanej i ocynowanego oplotu miedzianego, żyły numerowane, do zastosowań wnętrzowych, 300/500V","BITNER","KMT",1,23491,"PLN",0.23,null,null,null,null,null,null,null,"n91",null,"EC003250","27.32.13","8544 49 95","https://bitner.com.pl/data/t4_text/649x234_113706250423_bit%20500%20(st)%20ch%20b2ca.jpg","https://bitner.com.pl/data/t4txt_photos/113727250423_BiT%20500%C2%AE(St)%20CH%20B2ca_PL.pdf"]
[7997,null,"STEROWNICZE","SB7232",5902956330680,"BiT 500®(St) CH B2ca","8G1,5","Bezhalogenowe, giętkie kable sterownicze, o wspólnym ekranie w postacji foli metalizowanej i ocynowanego oplotu miedzianego, żyły numerowane, do zastosowań wnętrzowych, 300/500V","BITNER","KMT",1,50365,"PLN",0.23,null,null,null,null,null,null,null,"n91",null,"EC003250","27.32.13","8544 49 95","https://bitner.com.pl/data/t4_text/649x234_113706250423_bit%20500%20(st)%20ch%20b2ca.jpg","https://bitner.com.pl/data/t4txt_photos/113727250423_BiT%20500%C2%AE(St)%20CH%20B2ca_PL.pdf"]
[8010,null,"STEROWNICZE","SB7245",5902956365729,"BiT 500®(St) CH B2ca","34G1,5","Bezhalogenowe, giętkie kable sterownicze, o wspólnym ekranie w postacji foli metalizowanej i ocynowanego oplotu miedzianego, żyły numerowane, do zastosowań wnętrzowych, 300/500V","BITNER","KMT",1,189937,"PLN",0.23,null,null,null,null,null,null,null,"n91",null,"EC003250","27.32.13","8544 49 95","https://bitner.com.pl/data/t4_text/649x234_113706250423_bit%20500%20(st)%20ch%20b2ca.jpg","https://bitner.com.pl/data/t4txt_photos/113727250423_BiT%20500%C2%AE(St)%20CH%20B2ca_PL.pdf"]
[8018,null,"STEROWNICZE","SB7254",5902956330758,"BiT 500®(St) CH B2ca","3x2,5","Bezhalogenowe, giętkie kable sterownicze, o wspólnym ekranie w postacji foli metalizowanej i ocynowanego oplotu miedzianego, żyły numerowane, do zastosowań wnętrzowych, 300/500V","BITNER","KMT",1,36372,"PLN",0.23,null,null,null,null,null,null,null,"n91",null,"EC003250","27.32.13","8544 49 95","https://bitner.com.pl/data/t4_text/649x234_113706250423_bit%20500%20(st)%20ch%20b2ca.jpg","https://bitner.com.pl/data/t4txt_photos/113727250423_BiT%20500%C2%AE(St)%20CH%20B2ca_PL.pdf"]
[8039,null,"STEROWNICZE","SB7275",5902956365910,"BiT 500®(St) CH B2ca","34G2,5","Bezhalogenowe, giętkie kable sterownicze, o wspólnym ekranie w postacji foli metalizowanej i ocynowanego oplotu miedzianego, żyły numerowane, do zastosowań wnętrzowych, 300/500V","BITNER","KMT",1,305342,"PLN",0.23,null,null,null,null,null,null,null,"n91",null,"EC003250","27.32.13","8544 49 95","https://bitner.com.pl/data/t4_text/649x234_113706250423_bit%20500%20(st)%20ch%20b2ca.jpg","https://bitner.com.pl/data/t4txt_photos/113727250423_BiT%20500%C2%AE(St)%20CH%20B2ca_PL.pdf"]
[8049,null,"STEROWNICZE","SB7286",5902956366016,"BiT 500®(St) CH B2ca","10G4,0","Bezhalogenowe, giętkie kable sterownicze, o wspólnym ekranie w postacji foli metalizowanej i ocynowanego oplotu miedzianego, żyły numerowane, do zastosowań wnętrzowych, 300/500V","BITNER","KMT",1,154917,"PLN",0.23,null,null,null,null,null,null,null,"n91",null,"EC003250","27.32.13","8544 49 95","https://bitner.com.pl/data/t4_text/649x234_113706250423_bit%20500%20(st)%20ch%20b2ca.jpg","https://bitner.com.pl/data/t4txt_photos/113727250423_BiT%20500%C2%AE(St)%20CH%20B2ca_PL.pdf"]
[8060,null,"STEROWNICZE","SB7388",5902956330963,"BiT 500®(St) CH B2ca","12x2x0,5","Bezhalogenowe, giętkie kable sterownicze, o wspólnym ekranie w postacji foli metalizowanej i ocynowanego oplotu miedzianego, żyły numerowane, do zastosowań wnętrzowych, 300/500V","BITNER","KMT",1,60457,"PLN",0.23,null,null,null,null,null,null,null,"n91",null,"EC003250","27.32.13","8544 49 95","https://bitner.com.pl/data/t4_text/649x234_113706250423_bit%20500%20(st)%20ch%20b2ca.jpg","https://bitner.com.pl/data/t4txt_photos/113727250423_BiT%20500%C2%AE(St)%20CH%20B2ca_PL.pdf"]
[8073,null,"STEROWNICZE","SB7402",5902956331045,"BiT 500®(St) CH B2ca","10x2x0,75","Bezhalogenowe, giętkie kable sterownicze, o wspólnym ekranie w postacji foli metalizowanej i ocynowanego oplotu miedzianego, żyły numerowane, do zastosowań wnętrzowych, 300/500V","BITNER","KMT",1,69018,"PLN",0.23,null,null,null,null,null,null,null,"n91",null,"EC003250","27.32.13","8544 49 95","https://bitner.com.pl/data/t4_text/649x234_113706250423_bit%20500%20(st)%20ch%20b2ca.jpg","https://bitner.com.pl/data/t4txt_photos/113727250423_BiT%20500%C2%AE(St)%20CH%20B2ca_PL.pdf"]
[8081,null,"STEROWNICZE","SB7411",5902956366153,"BiT 500®(St) CH B2ca","3x2x1,0","Bezhalogenowe, giętkie kable sterownicze, o wspólnym ekranie w postacji foli metalizowanej i ocynowanego oplotu miedzianego, żyły numerowane, do zastosowań wnętrzowych, 300/500V","BITNER","KMT",1,31184,"PLN",0.23,null,null,null,null,null,null,null,"n91",null,"EC003250","27.32.13","8544 49 95","https://bitner.com.pl/data/t4_text/649x234_113706250423_bit%20500%20(st)%20ch%20b2ca.jpg","https://bitner.com.pl/data/t4txt_photos/113727250423_BiT%20500%C2%AE(St)%20CH%20B2ca_PL.pdf"]
[8090,null,"STEROWNICZE","SB7420",5902956366245,"BiT 500®(St) CH B2ca","16x2x1,0","Bezhalogenowe, giętkie kable sterownicze, o wspólnym ekranie w postacji foli metalizowanej i ocynowanego oplotu miedzianego, żyły numerowane, do zastosowań wnętrzowych, 300/500V","BITNER","KMT",1,133199,"PLN",0.23,null,null,null,null,null,null,null,"n91",null,"EC003250","27.32.13","8544 49 95","https://bitner.com.pl/data/t4_text/649x234_113706250423_bit%20500%20(st)%20ch%20b2ca.jpg","https://bitner.com.pl/data/t4txt_photos/113727250423_BiT%20500%C2%AE(St)%20CH%20B2ca_PL.pdf"]
[8108,null,"STEROWNICZE","SB7440",5902956366429,"BiT 500®(St) CH B2ca","3x2x2,5","Bezhalogenowe, giętkie kable sterownicze, o wspólnym ekranie w postacji foli metalizowanej i ocynowanego oplotu miedzianego, żyły numerowane, do zastosowań wnętrzowych, 300/500V","BITNER","KMT",1,63898,"PLN",0.23,null,null,null,null,null,null,null,"n91",null,"EC003250","27.32.13","8544 49 95","https://bitner.com.pl/data/t4_text/649x234_113706250423_bit%20500%20(st)%20ch%20b2ca.jpg","https://bitner.com.pl/data/t4txt_photos/113727250423_BiT%20500%C2%AE(St)%20CH%20B2ca_PL.pdf"]
[8111,null,"STEROWNICZE","SB7443",5902956366450,"BiT 500®(St) CH B2ca","6x2x2,5","Bezhalogenowe, giętkie kable sterownicze, o wspólnym ekranie w postacji foli metalizowanej i ocynowanego oplotu miedzianego, żyły numerowane, do zastosowań wnętrzowych, 300/500V","BITNER","KMT",1,115451,"PLN",0.23,null,null,null,null,null,null,null,"n91",null,"EC003250","27.32.13","8544 49 95","https://bitner.com.pl/data/t4_text/649x234_113706250423_bit%20500%20(st)%20ch%20b2ca.jpg","https://bitner.com.pl/data/t4txt_photos/113727250423_BiT%20500%C2%AE(St)%20CH%20B2ca_PL.pdf"]
[8132,null,"STEROWNICZE","SB9714",5902956323521,"BiT 500®(St) CH","12x0,5","Bezhalogenowe, giętkie kable sterownicze, o wspólnym ekranie w postacji foli metalizowanej i ocynowanego oplotu miedzianego, żyły numerowane, do zastosowań wnętrzowych, 300/500V","BITNER","KMT",1,29864,"PLN",0.23,null,null,null,null,null,null,null,"n91",null,"EC003250","27.32.13","8544 49 95","https://bitner.com.pl/data/t4_text/649x234_01251560219_BiT%20500%C2%AE(St)CH.jpg","https://bitner.com.pl/data/t4txt_photos/035450250219_20_BiT_500_St_CH.pdf"]
[8136,null,"STEROWNICZE","SB9718",5902956323569,"BiT 500®(St) CH","19G0,5","Bezhalogenowe, giętkie kable sterownicze, o wspólnym ekranie w postacji foli metalizowanej i ocynowanego oplotu miedzianego, żyły numerowane, do zastosowań wnętrzowych, 300/500V","BITNER","KMT",1,40723,"PLN",0.23,null,null,null,null,null,null,null,"n91",null,"EC003250","27.32.13","8544 49 95","https://bitner.com.pl/data/t4_text/649x234_01251560219_BiT%20500%C2%AE(St)CH.jpg","https://bitner.com.pl/data/t4txt_photos/035450250219_20_BiT_500_St_CH.pdf"]
[8153,null,"STEROWNICZE","SB9738",5902956297198,"BiT 500®(St) CH","5G0,75","Bezhalogenowe, giętkie kable sterownicze, o wspólnym ekranie w postacji foli metalizowanej i ocynowanego oplotu miedzianego, żyły numerowane, do zastosowań wnętrzowych, 300/500V","BITNER","KMT",1,17064,"PLN",0.23,null,null,null,null,null,null,null,"n91",null,"EC003250","27.32.13","8544 49 95","https://bitner.com.pl/data/t4_text/649x234_01251560219_BiT%20500%C2%AE(St)CH.jpg","https://bitner.com.pl/data/t4txt_photos/035450250219_20_BiT_500_St_CH.pdf"]
[8162,null,"STEROWNICZE","SB9747",5902956297044,"BiT 500®(St) CH","12G0,75","Bezhalogenowe, giętkie kable sterownicze, o wspólnym ekranie w postacji foli metalizowanej i ocynowanego oplotu miedzianego, żyły numerowane, do zastosowań wnętrzowych, 300/500V","BITNER","KMT",1,36824,"PLN",0.23,null,null,null,null,null,null,null,"n91",null,"EC003250","27.32.13","8544 49 95","https://bitner.com.pl/data/t4_text/649x234_01251560219_BiT%20500%C2%AE(St)CH.jpg","https://bitner.com.pl/data/t4txt_photos/035450250219_20_BiT_500_St_CH.pdf"]
[8171,null,"STEROWNICZE","SB9758",5902956323859,"BiT 500®(St) CH","30G0,75","Bezhalogenowe, giętkie kable sterownicze, o wspólnym ekranie w postacji foli metalizowanej i ocynowanego oplotu miedzianego, żyły numerowane, do zastosowań wnętrzowych, 300/500V","BITNER","KMT",1,84971,"PLN",0.23,null,null,null,null,null,null,null,"n91",null,"EC003250","27.32.13","8544 49 95","https://bitner.com.pl/data/t4_text/649x234_01251560219_BiT%20500%C2%AE(St)CH.jpg","https://bitner.com.pl/data/t4txt_photos/035450250219_20_BiT_500_St_CH.pdf"]
[8183,null,"STEROWNICZE","SB9771",5902956323941,"BiT 500®(St) CH","4x1,0","Bezhalogenowe, giętkie kable sterownicze, o wspólnym ekranie w postacji foli metalizowanej i ocynowanego oplotu miedzianego, żyły numerowane, do zastosowań wnętrzowych, 300/500V","BITNER","KMT",1,18906,"PLN",0.23,null,null,null,null,null,null,null,"n91",null,"EC003250","27.32.13","8544 49 95","https://bitner.com.pl/data/t4_text/649x234_01251560219_BiT%20500%C2%AE(St)CH.jpg","https://bitner.com.pl/data/t4txt_photos/035450250219_20_BiT_500_St_CH.pdf"]
[8196,null,"STEROWNICZE","SB9784",5902956324047,"BiT 500®(St) CH","16G1,0","Bezhalogenowe, giętkie kable sterownicze, o wspólnym ekranie w postacji foli metalizowanej i ocynowanego oplotu miedzianego, żyły numerowane, do zastosowań wnętrzowych, 300/500V","BITNER","KMT",1,60233,"PLN",0.23,null,null,null,null,null,null,null,"n91",null,"EC003250","27.32.13","8544 49 95","https://bitner.com.pl/data/t4_text/649x234_01251560219_BiT%20500%C2%AE(St)CH.jpg","https://bitner.com.pl/data/t4txt_photos/035450250219_20_BiT_500_St_CH.pdf"]
[8206,null,"STEROWNICZE","SB9797",5902956324122,"BiT 500®(St) CH","40G1,0","Bezhalogenowe, giętkie kable sterownicze, o wspólnym ekranie w postacji foli metalizowanej i ocynowanego oplotu miedzianego, żyły numerowane, do zastosowań wnętrzowych, 300/500V","BITNER","KMT",1,142767,"PLN",0.23,null,null,null,null,null,null,null,"n91",null,"EC003250","27.32.13","8544 49 95","https://bitner.com.pl/data/t4_text/649x234_01251560219_BiT%20500%C2%AE(St)CH.jpg","https://bitner.com.pl/data/t4txt_photos/035450250219_20_BiT_500_St_CH.pdf"]
[8225,null,"STEROWNICZE","SB9816",5902956297068,"BiT 500®(St) CH","12G1,5","Bezhalogenowe, giętkie kable sterownicze, o wspólnym ekranie w postacji foli metalizowanej i ocynowanego oplotu miedzianego, żyły numerowane, do zastosowań wnętrzowych, 300/500V","BITNER","KMT",1,64464,"PLN",0.23,null,null,null,null,null,null,null,"n91",null,"EC003250","27.32.13","8544 49 95","https://bitner.com.pl/data/t4_text/649x234_01251560219_BiT%20500%C2%AE(St)CH.jpg","https://bitner.com.pl/data/t4txt_photos/035450250219_20_BiT_500_St_CH.pdf"]
[8234,null,"STEROWNICZE","SB9827",5902956324337,"BiT 500®(St) CH","30G1,5","Bezhalogenowe, giętkie kable sterownicze, o wspólnym ekranie w postacji foli metalizowanej i ocynowanego oplotu miedzianego, żyły numerowane, do zastosowań wnętrzowych, 300/500V","BITNER","KMT",1,153258,"PLN",0.23,null,null,null,null,null,null,null,"n91",null,"EC003250","27.32.13","8544 49 95","https://bitner.com.pl/data/t4_text/649x234_01251560219_BiT%20500%C2%AE(St)CH.jpg","https://bitner.com.pl/data/t4txt_photos/035450250219_20_BiT_500_St_CH.pdf"]
[8246,null,"STEROWNICZE","SB9840",5902956324450,"BiT 500®(St) CH","4x2,5","Bezhalogenowe, giętkie kable sterownicze, o wspólnym ekranie w postacji foli metalizowanej i ocynowanego oplotu miedzianego, żyły numerowane, do zastosowań wnętrzowych, 300/500V","BITNER","KMT",1,40607,"PLN",0.23,null,null,null,null,null,null,null,"n91",null,"EC003250","27.32.13","8544 49 95","https://bitner.com.pl/data/t4_text/649x234_01251560219_BiT%20500%C2%AE(St)CH.jpg","https://bitner.com.pl/data/t4txt_photos/035450250219_20_BiT_500_St_CH.pdf"]
[8255,null,"STEROWNICZE","SB9849",5902956324542,"BiT 500®(St) CH","12x2,5","Bezhalogenowe, giętkie kable sterownicze, o wspólnym ekranie w postacji foli metalizowanej i ocynowanego oplotu miedzianego, żyły numerowane, do zastosowań wnętrzowych, 300/500V","BITNER","KMT",1,112514,"PLN",0.23,null,null,null,null,null,null,null,"n91",null,"EC003250","27.32.13","8544 49 95","https://bitner.com.pl/data/t4_text/649x234_01251560219_BiT%20500%C2%AE(St)CH.jpg","https://bitner.com.pl/data/t4txt_photos/035450250219_20_BiT_500_St_CH.pdf"]
[8269,null,"STEROWNICZE","SB9871",5902956324689,"BiT 500®(St) CH","4G4,0","Bezhalogenowe, giętkie kable sterownicze, o wspólnym ekranie w postacji foli metalizowanej i ocynowanego oplotu miedzianego, żyły numerowane, do zastosowań wnętrzowych, 300/500V","BITNER","KMT",1,59504,"PLN",0.23,null,null,null,null,null,null,null,"n91",null,"EC003250","27.32.13","8544 49 95","https://bitner.com.pl/data/t4_text/649x234_01251560219_BiT%20500%C2%AE(St)CH.jpg","https://bitner.com.pl/data/t4txt_photos/035450250219_20_BiT_500_St_CH.pdf"]
[8276,null,"STEROWNICZE","S55102",5902956128225,"IB-BiT 500®","4x0,5","Giętkie kable sterownicze do obwodów iskrobezpiecznych, żyły numerowane, 300/500V","BITNER","KMT",1,8364,"PLN",0.23,null,null,null,null,null,null,null,"n87E",null,"EC003250","27.32.13","8544 49 95","https://bitner.com.pl/data/t4txt_photos/020403140720_0150_DWU_S_2017_BiT_500_w.4.pdf","https://bitner.com.pl/data/t4txt_photos/02294460319_IB_BiT_500.pdf"]
[8289,null,"STEROWNICZE","S55109",5902956128355,"IB-BiT 500®","30x0,5","Giętkie kable sterownicze do obwodów iskrobezpiecznych, żyły numerowane, 300/500V","BITNER","KMT",1,52836,"PLN",0.23,null,null,null,null,null,null,null,"n87E",null,"EC003250","27.32.13","8544 49 95","https://bitner.com.pl/data/t4txt_photos/020403140720_0150_DWU_S_2017_BiT_500_w.4.pdf","https://bitner.com.pl/data/t4txt_photos/02294460319_IB_BiT_500.pdf"]
[8304,null,"STEROWNICZE","S55153",5902956128508,"IB-BiT 500®","14x0,75","Giętkie kable sterownicze do obwodów iskrobezpiecznych, żyły numerowane, 300/500V","BITNER","KMT",1,36173,"PLN",0.23,null,null,null,null,null,null,null,"n87E",null,"EC003250","27.32.13","8544 49 95","https://bitner.com.pl/data/t4txt_photos/020403140720_0150_DWU_S_2017_BiT_500_w.4.pdf","https://bitner.com.pl/data/t4txt_photos/02294460319_IB_BiT_500.pdf"]
[8318,null,"STEROWNICZE","S55122",5902956128645,"IB-BiT 500®","4x1,0","Giętkie kable sterownicze do obwodów iskrobezpiecznych, żyły numerowane, 300/500V","BITNER","KMT",1,13706,"PLN",0.23,null,null,null,null,null,null,null,"n87E",null,"EC003250","27.32.13","8544 49 95","https://bitner.com.pl/data/t4txt_photos/020403140720_0150_DWU_S_2017_BiT_500_w.4.pdf","https://bitner.com.pl/data/t4txt_photos/02294460319_IB_BiT_500.pdf"]
[8331,null,"STEROWNICZE","S55129",5902956128782,"IB-BiT 500®","2x1,5","Giętkie kable sterownicze do obwodów iskrobezpiecznych, żyły numerowane, 300/500V","BITNER","KMT",1,11767,"PLN",0.23,null,null,null,null,null,null,null,"n87E",null,"EC003250","27.32.13","8544 49 95","https://bitner.com.pl/data/t4txt_photos/020403140720_0150_DWU_S_2017_BiT_500_w.4.pdf","https://bitner.com.pl/data/t4txt_photos/02294460319_IB_BiT_500.pdf"]
[8339,null,"STEROWNICZE","S55134",5902956128867,"IB-BiT 500®","12x1,5","Giętkie kable sterownicze do obwodów iskrobezpiecznych, żyły numerowane, 300/500V","BITNER","KMT",1,57409,"PLN",0.23,null,null,null,null,null,null,null,"n87E",null,"EC003250","27.32.13","8544 49 95","https://bitner.com.pl/data/t4txt_photos/020403140720_0150_DWU_S_2017_BiT_500_w.4.pdf","https://bitner.com.pl/data/t4txt_photos/02294460319_IB_BiT_500.pdf"]
[8352,null,"STEROWNICZE","S55183",5902956129000,"IB-BiT 500®","14x2,5","Giętkie kable sterownicze do obwodów iskrobezpiecznych, żyły numerowane, 300/500V","BITNER","KMT",1,111593,"PLN",0.23,null,null,null,null,null,null,null,"n87E",null,"EC003250","27.32.13","8544 49 95","https://bitner.com.pl/data/t4txt_photos/020403140720_0150_DWU_S_2017_BiT_500_w.4.pdf","https://bitner.com.pl/data/t4txt_photos/02294460319_IB_BiT_500.pdf"]
[8361,null,"STEROWNICZE","S59527",5902956129093,"IB-BiT 500®","10x2x0,5","Giętkie kable sterownicze do obwodów iskrobezpiecznych, żyły numerowane, 300/500V","BITNER","KMT",1,34385,"PLN",0.23,null,null,null,null,null,null,null,"n87E",null,"EC003250","27.32.13","8544 49 95","https://bitner.com.pl/data/t4txt_photos/020403140720_0150_DWU_S_2017_BiT_500_w.4.pdf","https://bitner.com.pl/data/t4txt_photos/02294460319_IB_BiT_500.pdf"]
[8374,null,"STEROWNICZE","S59540",5902956129222,"IB-BiT 500®","8x2x0,75","Giętkie kable sterownicze do obwodów iskrobezpiecznych, żyły numerowane, 300/500V","BITNER","KMT",1,40054,"PLN",0.23,null,null,null,null,null,null,null,"n87E",null,"EC003250","27.32.13","8544 49 95","https://bitner.com.pl/data/t4txt_photos/020403140720_0150_DWU_S_2017_BiT_500_w.4.pdf","https://bitner.com.pl/data/t4txt_photos/02294460319_IB_BiT_500.pdf"]
[8382,null,"STEROWNICZE","S59548",5902956129307,"IB-BiT 500®","2x2x1,0","Giętkie kable sterownicze do obwodów iskrobezpiecznych, żyły numerowane, 300/500V","BITNER","KMT",1,15528,"PLN",0.23,null,null,null,null,null,null,null,"n87E",null,"EC003250","27.32.13","8544 49 95","https://bitner.com.pl/data/t4txt_photos/020403140720_0150_DWU_S_2017_BiT_500_w.4.pdf","https://bitner.com.pl/data/t4txt_photos/02294460319_IB_BiT_500.pdf"]
[8391,null,"STEROWNICZE","S59557",5902956129390,"IB-BiT 500®","14x2x1,0","Giętkie kable sterownicze do obwodów iskrobezpiecznych, żyły numerowane, 300/500V","BITNER","KMT",1,88561,"PLN",0.23,null,null,null,null,null,null,null,"n87E",null,"EC003250","27.32.13","8544 49 95","https://bitner.com.pl/data/t4txt_photos/020403140720_0150_DWU_S_2017_BiT_500_w.4.pdf","https://bitner.com.pl/data/t4txt_photos/02294460319_IB_BiT_500.pdf"]
[8411,null,"STEROWNICZE","S59577",5902956129598,"IB-BiT 500®","12x2x2,5","Giętkie kable sterownicze do obwodów iskrobezpiecznych, żyły numerowane, 300/500V","BITNER","KMT",1,176443,"PLN",0.23,null,null,null,null,null,null,null,"n87E",null,"EC003250","27.32.13","8544 49 95","https://bitner.com.pl/data/t4txt_photos/020403140720_0150_DWU_S_2017_BiT_500_w.4.pdf","https://bitner.com.pl/data/t4txt_photos/02294460319_IB_BiT_500.pdf"]
[8424,null,"STEROWNICZE","SI0162",5902956131072,"IB-BiT 500®CY","19x0,5","Giętkie kable sterownicze do obwodów iskrobezpiecznych, ekranowane, 300/500V","BITNER","KMT",1,51159,"PLN",0.23,null,null,null,null,null,null,null,"n87E",null,"EC003250","27.32.13","8544 49 95","https://bitner.com.pl/data/t4_text/649x234_055548251116_IB-BiT%20500%20CY.JPG","https://bitner.com.pl/data/t4txt_photos/013041270319_2_IB_BiT_500_CY.pdf"]
[8426,null,"STEROWNICZE","SI0164",5902956131096,"IB-BiT 500®CY","21x0,5","Giętkie kable sterownicze do obwodów iskrobezpiecznych, ekranowane, 300/500V","BITNER","KMT",1,55817,"PLN",0.23,null,null,null,null,null,null,null,"n87E",null,"EC003250","27.32.13","8544 49 95","https://bitner.com.pl/data/t4_text/649x234_055548251116_IB-BiT%20500%20CY.JPG","https://bitner.com.pl/data/t4txt_photos/013041270319_2_IB_BiT_500_CY.pdf"]
[8445,null,"STEROWNICZE","SI0185",5902956131300,"IB-BiT 500®CY","2x1,0","Giętkie kable sterownicze do obwodów iskrobezpiecznych, ekranowane, z powloką wypełniającą 300/500V","BITNER","KMT",1,14258,"PLN",0.23,null,null,null,null,null,null,null,"n87E",null,"EC003250","27.32.13","8544 49 95","https://bitner.com.pl/data/t4_text/649x234_055548251116_IB-BiT%20500%20CY.JPG","https://bitner.com.pl/data/t4txt_photos/013041270319_2_IB_BiT_500_CY.pdf"]
[8454,null,"STEROWNICZE","SI0194",5902956131393,"IB-BiT 500®CY","14x1,0","Giętkie kable sterownicze do obwodów iskrobezpiecznych, ekranowane, 300/500V","BITNER","KMT",1,65326,"PLN",0.23,null,null,null,null,null,null,null,"n87E",null,"EC003250","27.32.13","8544 49 95","https://bitner.com.pl/data/t4_text/649x234_055548251116_IB-BiT%20500%20CY.JPG","https://bitner.com.pl/data/t4txt_photos/013041270319_2_IB_BiT_500_CY.pdf"]
[8461,null,"STEROWNICZE","SI0202",5902956131478,"IB-BiT 500®CY","3x1,5","Giętkie kable sterownicze do obwodów iskrobezpiecznych, ekranowane, 300/500V","BITNER","KMT",1,26885,"PLN",0.23,null,null,null,null,null,null,null,"n87E",null,"EC003250","27.32.13","8544 49 95","https://bitner.com.pl/data/t4_text/649x234_055548251116_IB-BiT%20500%20CY.JPG","https://bitner.com.pl/data/t4txt_photos/013041270319_2_IB_BiT_500_CY.pdf"]
[8475,null,"STEROWNICZE","SI0218",5902956131638,"IB-BiT 500®CY","12x2,5","Giętkie kable sterownicze do obwodów iskrobezpiecznych, ekranowane, 300/500V","BITNER","KMT",1,115592,"PLN",0.23,null,null,null,null,null,null,null,"n87E",null,"EC003250","27.32.13","8544 49 95","https://bitner.com.pl/data/t4_text/649x234_055548251116_IB-BiT%20500%20CY.JPG","https://bitner.com.pl/data/t4txt_photos/013041270319_2_IB_BiT_500_CY.pdf"]
[8484,null,"STEROWNICZE","S61590",5902956080028,"BiT 750®","12G1,5","Giętkie kable sterownicze i zasilające, żyły kolorowe, o izolacji i powłoce PVC, do zastosowań wnętrzowych, 450/750V","BITNER","KMT",1,50197,"PLN",0.23,null,null,null,null,null,null,null,"n93",null,"EC003250","27.32.13","8544 49 95","https://bitner.com.pl/data/t4_text/649x234_032106241116_750.JPG","https://bitner.com.pl/data/t4txt_photos/033830250320_BiT750%20450-750.pdf"]
[8496,null,"STEROWNICZE","S61603",5902956080165,"BiT 750®","4G2,5","Giętkie kable sterownicze i zasilające, żyły kolorowe, o izolacji i powłoce PVC, do zastosowań wnętrzowych, 450/750V","BITNER","KMT",1,27429,"PLN",0.23,null,null,null,null,null,null,null,"n93",null,"EC003250","27.32.13","8544 49 95","https://bitner.com.pl/data/t4_text/649x234_032106241116_750.JPG","https://bitner.com.pl/data/t4txt_photos/033830250320_BiT750%20450-750.pdf"]
[8517,null,"STEROWNICZE","S61669",5902956249951,"BiT 750®","1x6,0","Giętkie kable sterownicze i zasilające, żyły kolorowe, o izolacji i powłoce PVC, do zastosowań wnętrzowych, 450/750V","BITNER","KMT",1,16414,"PLN",0.23,null,null,null,null,null,null,null,"n93",null,"EC003250","27.32.13","8544 49 95","https://bitner.com.pl/data/t4_text/649x234_032106241116_750.JPG","https://bitner.com.pl/data/t4txt_photos/033830250320_BiT750%20450-750.pdf"]
[8526,null,"STEROWNICZE","S61629",5902956080516,"BiT 750®","5G10  ","Giętkie kable sterownicze i zasilające, żyły kolorowe, o izolacji i powłoce PVC, do zastosowań wnętrzowych, 450/750V","BITNER","KMT",1,139021,"PLN",0.23,null,null,null,null,null,null,null,"n93",null,"EC003250","27.32.13","8544 49 95","https://bitner.com.pl/data/t4_text/649x234_032106241116_750.JPG","https://bitner.com.pl/data/t4txt_photos/033830250320_BiT750%20450-750.pdf"]
[8535,null,"STEROWNICZE","S61636",5902956080622,"BiT 750®","4G25 ","Giętkie kable sterownicze i zasilające, żyły kolorowe, o izolacji i powłoce PVC, do zastosowań wnętrzowych, 450/750V","BITNER","KMT",1,265608,"PLN",0.23,null,null,null,null,null,null,null,"n93",null,"EC003250","27.32.13","8544 49 95","https://bitner.com.pl/data/t4_text/649x234_032106241116_750.JPG","https://bitner.com.pl/data/t4txt_photos/033830250320_BiT750%20450-750.pdf"]
[8547,null,"STEROWNICZE","S61645",5902956080776,"BiT 750®","4G70 ","Giętkie kable sterownicze i zasilające, żyły kolorowe, o izolacji i powłoce PVC, do zastosowań wnętrzowych, 450/750V","BITNER","KMT",1,735738,"PLN",0.23,null,null,null,null,null,null,null,"n93",null,"EC003250","27.32.13","8544 49 95","https://bitner.com.pl/data/t4_text/649x234_032106241116_750.JPG","https://bitner.com.pl/data/t4txt_photos/033830250320_BiT750%20450-750.pdf"]
[8559,null,"STEROWNICZE","S62700",5902956080929,"BiT 750®CY","2x1,5","Giętkie kable sterownicze i zasilające, ekran pasemka miedziane ocynkowane gęstość krycia 85%, żyły kolorowe, o izolacji i powłoce PVC, do zastosowań wnętrzowych, 450/750V","BITNER","KMT",1,20392,"PLN",0.23,null,null,null,null,null,null,null,"n93",null,"EC003250","27.32.13","8544 49 95","https://bitner.com.pl/data/t4_text/649x234_032148241116_750%20CY.JPG","https://bitner.com.pl/data/t4txt_photos/023558260219_2_BiT_750_CY.pdf"]
[8568,null,"STEROWNICZE","S62716",5902956081087,"BiT 750®CY","7G2,5","Giętkie kable sterownicze i zasilające, ekran pasemka miedziane ocynkowane gęstość krycia 85%, żyły kolorowe, o izolacji i powłoce PVC, do zastosowań wnętrzowych, 450/750V","BITNER","KMT",1,64698,"PLN",0.23,null,null,null,null,null,null,null,"n93",null,"EC003250","27.32.13","8544 49 95","https://bitner.com.pl/data/t4_text/649x234_032148241116_750%20CY.JPG","https://bitner.com.pl/data/t4txt_photos/023558260219_2_BiT_750_CY.pdf"]
[8577,null,"STEROWNICZE","S62727",5902956081193,"BiT 750®CY","7G4,0 ","Giętkie kable sterownicze i zasilające, ekran pasemka miedziane ocynkowane gęstość krycia 85%, żyły kolorowe, o izolacji i powłoce PVC, do zastosowań wnętrzowych, 450/750V","BITNER","KMT",1,96424,"PLN",0.23,null,null,null,null,null,null,null,"n93",null,"EC003250","27.32.13","8544 49 95","https://bitner.com.pl/data/t4_text/649x234_032148241116_750%20CY.JPG","https://bitner.com.pl/data/t4txt_photos/023558260219_2_BiT_750_CY.pdf"]
[8598,null,"STEROWNICZE","S62755",5902956081476,"BiT 750®CY","3G35 ","Giętkie kable sterownicze i zasilające, ekran pasemka miedziane ocynkowane gęstość krycia 85%, żyły kolorowe, o izolacji i powłoce PVC, do zastosowań wnętrzowych, 450/750V","BITNER","KMT",1,312884,"PLN",0.23,null,null,null,null,null,null,null,"n93",null,"EC003250","27.32.13","8544 49 95","https://bitner.com.pl/data/t4_text/649x234_032148241116_750%20CY.JPG","https://bitner.com.pl/data/t4txt_photos/023558260219_2_BiT_750_CY.pdf"]
[8610,null,"STEROWNICZE","S62767",5902956081599,"BiT 750®CY","3G95 ","Giętkie kable sterownicze i zasilające, ekran pasemka miedziane ocynkowane gęstość krycia 85%, żyły kolorowe, o izolacji i powłoce PVC, do zastosowań wnętrzowych, 450/750V","BITNER","KMT",1,820486,"PLN",0.23,null,null,null,null,null,null,null,"n93",null,"EC003250","27.32.13","8544 49 95","https://bitner.com.pl/data/t4_text/649x234_032148241116_750%20CY.JPG","https://bitner.com.pl/data/t4txt_photos/023558260219_2_BiT_750_CY.pdf"]
[8619,null,"STEROWNICZE","S66503",5902956096739,"BiT 1000®FR","1x6,0","Uniepalanione, giętkie kable sterownicze i zasilające, o izolacji i powłoce PVC, żyły numerowane, do zastosowań wnętrzowych i na zewnątrz oraz do układnia w ziemi, 0,6/1 kV","BITNER","KMT",1,18626,"PLN",0.23,null,null,null,null,null,null,null,"n95",null,"EC000837","27.32.13","8544 49 99","https://bitner.com.pl/data/t4_text/649x234_034154241116_1000%20FR.JPG","https://bitner.com.pl/data/t4txt_photos/100736300719_1_BiT_1000_FR.pdf"]
[8633,null,"STEROWNICZE","S66517",5902956096876,"BiT 1000®FR","1x500","Uniepalanione, giętkie kable sterownicze i zasilające, o izolacji i powłoce PVC, żyły numerowane, do zastosowań wnętrzowych i na zewnątrz oraz do układnia w ziemi, 0,6/1 kV","BITNER","KMT",1,1373324,"PLN",0.23,null,null,null,null,null,null,null,"n95",null,"EC000837","27.32.13","8544 49 99","https://bitner.com.pl/data/t4_text/649x234_034154241116_1000%20FR.JPG","https://bitner.com.pl/data/t4txt_photos/100736300719_1_BiT_1000_FR.pdf"]
[8640,null,"STEROWNICZE","S66526",5902956096968,"BiT 1000®FR","1G50","Uniepalanione, giętkie kable sterownicze i zasilające, o izolacji i powłoce PVC, żyły numerowane, do zastosowań wnętrzowych i na zewnątrz oraz do układnia w ziemi, 0,6/1 kV","BITNER","KMT",1,144921,"PLN",0.23,null,null,null,null,null,null,null,"n95",null,"EC000837","27.32.13","8544 49 99","https://bitner.com.pl/data/t4_text/649x234_034154241116_1000%20FR.JPG","https://bitner.com.pl/data/t4txt_photos/100736300719_1_BiT_1000_FR.pdf"]
[8649,null,"STEROWNICZE","S66535",5902956097057,"BiT 1000®FR","1G500","Uniepalanione, giętkie kable sterownicze i zasilające, o izolacji i powłoce PVC, żyły numerowane, do zastosowań wnętrzowych i na zewnątrz oraz do układnia w ziemi, 0,6/1 kV","BITNER","KMT",1,1510666,"PLN",0.23,null,null,null,null,null,null,null,"n95",null,"EC000837","27.32.13","8544 49 99","https://bitner.com.pl/data/t4_text/649x234_034154241116_1000%20FR.JPG","https://bitner.com.pl/data/t4txt_photos/100736300719_1_BiT_1000_FR.pdf"]
[8668,null,"STEROWNICZE","S66168",5902956094476,"BiT 1000®FR","21G0,5","Uniepalanione, giętkie kable sterownicze i zasilające, o izolacji i powłoce PVC, żyły numerowane, do zastosowań wnętrzowych i na zewnątrz oraz do układnia w ziemi, 0,6/1 kV","BITNER","KMT",1,38977,"PLN",0.23,null,null,null,null,null,null,null,"n95",null,"EC000837","27.32.13","8544 49 99","https://bitner.com.pl/data/t4_text/649x234_034154241116_1000%20FR.JPG","https://bitner.com.pl/data/t4txt_photos/100736300719_1_BiT_1000_FR.pdf"]
[8670,null,"STEROWNICZE","S66170",5902956094490,"BiT 1000®FR","30G0,5","Uniepalanione, giętkie kable sterownicze i zasilające, o izolacji i powłoce PVC, żyły numerowane, do zastosowań wnętrzowych i na zewnątrz oraz do układnia w ziemi, 0,6/1 kV","BITNER","KMT",1,53990,"PLN",0.23,null,null,null,null,null,null,null,"n95",null,"EC000837","27.32.13","8544 49 99","https://bitner.com.pl/data/t4_text/649x234_034154241116_1000%20FR.JPG","https://bitner.com.pl/data/t4txt_photos/100736300719_1_BiT_1000_FR.pdf"]
[8683,null,"STEROWNICZE","S66186",5902956094650,"BiT 1000®FR","7G0,75","Uniepalanione, giętkie kable sterownicze i zasilające, o izolacji i powłoce PVC, żyły numerowane, do zastosowań wnętrzowych i na zewnątrz oraz do układnia w ziemi, 0,6/1 kV","BITNER","KMT",1,20197,"PLN",0.23,null,null,null,null,null,null,null,"n95",null,"EC000837","27.32.13","8544 49 99","https://bitner.com.pl/data/t4_text/649x234_034154241116_1000%20FR.JPG","https://bitner.com.pl/data/t4txt_photos/100736300719_1_BiT_1000_FR.pdf"]
[8703,null,"STEROWNICZE","S66207",5902956094865,"BiT 1000®FR","3x1,0","Uniepalanione, giętkie kable sterownicze i zasilające, o izolacji i powłoce PVC, żyły numerowane, do zastosowań wnętrzowych i na zewnątrz oraz do układnia w ziemi, 0,6/1 kV","BITNER","KMT",1,13589,"PLN",0.23,null,null,null,null,null,null,null,"n95",null,"EC000837","27.32.13","8544 49 99","https://bitner.com.pl/data/t4_text/649x234_034154241116_1000%20FR.JPG","https://bitner.com.pl/data/t4txt_photos/100736300719_1_BiT_1000_FR.pdf"]
[8712,null,"STEROWNICZE","S66216",5902956094957,"BiT 1000®FR","10G1,0","Uniepalanione, giętkie kable sterownicze i zasilające, o izolacji i powłoce PVC, żyły numerowane, do zastosowań wnętrzowych i na zewnątrz oraz do układnia w ziemi, 0,6/1 kV","BITNER","KMT",1,35395,"PLN",0.23,null,null,null,null,null,null,null,"n95",null,"EC000837","27.32.13","8544 49 99","https://bitner.com.pl/data/t4_text/649x234_034154241116_1000%20FR.JPG","https://bitner.com.pl/data/t4txt_photos/100736300719_1_BiT_1000_FR.pdf"]
[8720,null,"STEROWNICZE","S66224",5902956095039,"BiT 1000®FR","25G1,0","Uniepalanione, giętkie kable sterownicze i zasilające, o izolacji i powłoce PVC, żyły numerowane, do zastosowań wnętrzowych i na zewnątrz oraz do układnia w ziemi, 0,6/1 kV","BITNER","KMT",1,80720,"PLN",0.23,null,null,null,null,null,null,null,"n95",null,"EC000837","27.32.13","8544 49 99","https://bitner.com.pl/data/t4_text/649x234_034154241116_1000%20FR.JPG","https://bitner.com.pl/data/t4txt_photos/100736300719_1_BiT_1000_FR.pdf"]
[8733,null,"STEROWNICZE","S66238",5902956095176,"BiT 1000®FR","5x1,5","Uniepalanione, giętkie kable sterownicze i zasilające, o izolacji i powłoce PVC, żyły numerowane, do zastosowań wnętrzowych i na zewnątrz oraz do układnia w ziemi, 0,6/1 kV","BITNER","KMT",1,28750,"PLN",0.23,null,null,null,null,null,null,null,"n95",null,"EC000837","27.32.13","8544 49 99","https://bitner.com.pl/data/t4_text/649x234_034154241116_1000%20FR.JPG","https://bitner.com.pl/data/t4txt_photos/100736300719_1_BiT_1000_FR.pdf"]
[8746,null,"STEROWNICZE","S66251",5902956095305,"BiT 1000®FR","30G1,5","Uniepalanione, giętkie kable sterownicze i zasilające, o izolacji i powłoce PVC, żyły numerowane, do zastosowań wnętrzowych i na zewnątrz oraz do układnia w ziemi, 0,6/1 kV","BITNER","KMT",1,132440,"PLN",0.23,null,null,null,null,null,null,null,"n95",null,"EC000837","27.32.13","8544 49 99","https://bitner.com.pl/data/t4_text/649x234_034154241116_1000%20FR.JPG","https://bitner.com.pl/data/t4txt_photos/100736300719_1_BiT_1000_FR.pdf"]
[8755,null,"STEROWNICZE","S66261",5902956095404,"BiT 1000®FR","4G2,5","Uniepalanione, giętkie kable sterownicze i zasilające, o izolacji i powłoce PVC, żyły numerowane, do zastosowań wnętrzowych i na zewnątrz oraz do układnia w ziemi, 0,6/1 kV","BITNER","KMT",1,31156,"PLN",0.23,null,null,null,null,null,null,null,"n95",null,"EC000837","27.32.13","8544 49 99","https://bitner.com.pl/data/t4_text/649x234_034154241116_1000%20FR.JPG","https://bitner.com.pl/data/t4txt_photos/100736300719_1_BiT_1000_FR.pdf"]
[8763,null,"STEROWNICZE","S66269",5902956095480,"BiT 1000®FR","12G2,5","Uniepalanione, giętkie kable sterownicze i zasilające, o izolacji i powłoce PVC, żyły numerowane, do zastosowań wnętrzowych i na zewnątrz oraz do układnia w ziemi, 0,6/1 kV","BITNER","KMT",1,88204,"PLN",0.23,null,null,null,null,null,null,null,"n95",null,"EC000837","27.32.13","8544 49 99","https://bitner.com.pl/data/t4_text/649x234_034154241116_1000%20FR.JPG","https://bitner.com.pl/data/t4txt_photos/100736300719_1_BiT_1000_FR.pdf"]
[8776,null,"STEROWNICZE","S66288",5902956095671,"BiT 1000®FR","10G4,0","Uniepalanione, giętkie kable sterownicze i zasilające, o izolacji i powłoce PVC, żyły numerowane, do zastosowań wnętrzowych i na zewnątrz oraz do układnia w ziemi, 0,6/1 kV","BITNER","KMT",1,123162,"PLN",0.23,null,null,null,null,null,null,null,"n95",null,"EC000837","27.32.13","8544 49 99","https://bitner.com.pl/data/t4_text/649x234_034154241116_1000%20FR.JPG","https://bitner.com.pl/data/t4txt_photos/100736300719_1_BiT_1000_FR.pdf"]
[8790,null,"STEROWNICZE","S66303",5902956095824,"BiT 1000®FR","7G16","Uniepalanione, giętkie kable sterownicze i zasilające, o izolacji i powłoce PVC, żyły numerowane, do zastosowań wnętrzowych i na zewnątrz oraz do układnia w ziemi, 0,6/1 kV","BITNER","KMT",1,313408,"PLN",0.23,null,null,null,null,null,null,null,"n95",null,"EC000837","27.32.13","8544 49 99","https://bitner.com.pl/data/t4_text/649x234_034154241116_1000%20FR.JPG","https://bitner.com.pl/data/t4txt_photos/100736300719_1_BiT_1000_FR.pdf"]
[8805,null,"STEROWNICZE","S66319",5902956095985,"BiT 1000®FR","3G120","Uniepalanione, giętkie kable sterownicze i zasilające, o izolacji i powłoce PVC, żyły numerowane, do zastosowań wnętrzowych i na zewnątrz oraz do układnia w ziemi, 0,6/1 kV","BITNER","KMT",1,988543,"PLN",0.23,null,null,null,null,null,null,null,"n95",null,"EC000837","27.32.13","8544 49 99","https://bitner.com.pl/data/t4_text/649x234_034154241116_1000%20FR.JPG","https://bitner.com.pl/data/t4txt_photos/100736300719_1_BiT_1000_FR.pdf"]
[8818,null,"STEROWNICZE","S66333",5902956096111,"BiT 1000®FR","12x2x0,5","Uniepalanione, parowane, giętkie kable sterownicze i zasilające, o izolacji i powłoce PVC, żyły numerowane, do zastosowań wnętrzowych i na zewnątrz oraz do układnia w ziemi, 0,6/1 kV","BITNER","KMT",1,44628,"PLN",0.23,null,null,null,null,null,null,null,"n95",null,"EC000837","27.32.13","8544 49 99","https://bitner.com.pl/data/t4_text/649x234_034154241116_1000%20FR.JPG","https://bitner.com.pl/data/t4txt_photos/100736300719_1_BiT_1000_FR.pdf"]
[8825,null,"STEROWNICZE","S66340",5902956096180,"BiT 1000®FR","3x2x0,75","Uniepalanione, parowane, giętkie kable sterownicze i zasilające, o izolacji i powłoce PVC, żyły numerowane, do zastosowań wnętrzowych i na zewnątrz oraz do układnia w ziemi, 0,6/1 kV","BITNER","KMT",1,17586,"PLN",0.23,null,null,null,null,null,null,null,"n95",null,"EC000837","27.32.13","8544 49 99","https://bitner.com.pl/data/t4_text/649x234_034154241116_1000%20FR.JPG","https://bitner.com.pl/data/t4txt_photos/100736300719_1_BiT_1000_FR.pdf"]
[8839,null,"STEROWNICZE","S66354",5902956096326,"BiT 1000®FR","3x2x1,0","Uniepalanione, parowane, giętkie kable sterownicze i zasilające, o izolacji i powłoce PVC, żyły numerowane, do zastosowań wnętrzowych i na zewnątrz oraz do układnia w ziemi, 0,6/1 kV","BITNER","KMT",1,21887,"PLN",0.23,null,null,null,null,null,null,null,"n95",null,"EC000837","27.32.13","8544 49 99","https://bitner.com.pl/data/t4_text/649x234_034154241116_1000%20FR.JPG","https://bitner.com.pl/data/t4txt_photos/100736300719_1_BiT_1000_FR.pdf"]
[8848,null,"STEROWNICZE","S66363",5902956096418,"BiT 1000®FR","16x2x1,0","Uniepalanione, parowane, giętkie kable sterownicze i zasilające, o izolacji i powłoce PVC, żyły numerowane, do zastosowań wnętrzowych i na zewnątrz oraz do układnia w ziemi, 0,6/1 kV","BITNER","KMT",1,104771,"PLN",0.23,null,null,null,null,null,null,null,"n95",null,"EC000837","27.32.13","8544 49 99","https://bitner.com.pl/data/t4_text/649x234_034154241116_1000%20FR.JPG","https://bitner.com.pl/data/t4txt_photos/100736300719_1_BiT_1000_FR.pdf"]
[8860,null,"STEROWNICZE","S66375",5902956096531,"BiT 1000®FR","12x2x1,5","Uniepalanione, parowane, giętkie kable sterownicze i zasilające, o izolacji i powłoce PVC, żyły numerowane, do zastosowań wnętrzowych i na zewnątrz oraz do układnia w ziemi, 0,6/1 kV","BITNER","KMT",1,110439,"PLN",0.23,null,null,null,null,null,null,null,"n95",null,"EC000837","27.32.13","8544 49 99","https://bitner.com.pl/data/t4_text/649x234_034154241116_1000%20FR.JPG","https://bitner.com.pl/data/t4txt_photos/100736300719_1_BiT_1000_FR.pdf"]
[8869,null,"STEROWNICZE","S66384",5902956096623,"BiT 1000®FR","5x2x2,5","Uniepalanione, parowane, giętkie kable sterownicze i zasilające, o izolacji i powłoce PVC, żyły numerowane, do zastosowań wnętrzowych i na zewnątrz oraz do układnia w ziemi, 0,6/1 kV","BITNER","KMT",1,76915,"PLN",0.23,null,null,null,null,null,null,null,"n95",null,"EC000837","27.32.13","8544 49 99","https://bitner.com.pl/data/t4_text/649x234_034154241116_1000%20FR.JPG","https://bitner.com.pl/data/t4txt_photos/100736300719_1_BiT_1000_FR.pdf"]
[8888,null,"STEROWNICZE","BS0721",5902956097170,"BiT 1000®C FR","8x0,5","Uniepalnione, giętkie kable sterownicze, ekran w postaci oplotu z ocynowanych pasemek miedzianych o gęstości krycia ok. 85%, żyły numerowane, o izolacji i powłoce PVC, do zastosowań wnętrzowych i na zewnątrz oraz do układania w ziemi,  0,6/1kV","BITNER","KMT",1,29388,"PLN",0.23,null,null,null,null,null,null,null,"n95",null,"EC000837","27.32.13","8544 49 99","https://bitner.com.pl/data/t4_text/649x234_035101241116_1000%20C%20FR.JPG","https://bitner.com.pl/data/t4txt_photos/100338300719_2_BiT_1000_C_FR.pdf"]
[8898,null,"STEROWNICZE","BS0731",5902956097279,"BiT 1000®C FR","30G0,5","Uniepalnione, giętkie kable sterownicze, ekran w postaci oplotu z ocynowanych pasemek miedzianych o gęstości krycia ok. 85%, żyły numerowane, o izolacji i powłoce PVC, do zastosowań wnętrzowych i na zewnątrz oraz do układania w ziemi,  0,6/1kV","BITNER","KMT",1,72112,"PLN",0.23,null,null,null,null,null,null,null,"n95",null,"EC000837","27.32.13","8544 49 99","https://bitner.com.pl/data/t4_text/649x234_035101241116_1000%20C%20FR.JPG","https://bitner.com.pl/data/t4txt_photos/100338300719_2_BiT_1000_C_FR.pdf"]
[8911,null,"STEROWNICZE","BS0744",5902956097408,"BiT 1000®C FR","6G0,75","Uniepalnione, giętkie kable sterownicze, ekran w postaci oplotu z ocynowanych pasemek miedzianych o gęstości krycia ok. 85%, żyły numerowane, o izolacji i powłoce PVC, do zastosowań wnętrzowych i na zewnątrz oraz do układania w ziemi,  0,6/1kV","BITNER","KMT",1,27312,"PLN",0.23,null,null,null,null,null,null,null,"n95",null,"EC000837","27.32.13","8544 49 99","https://bitner.com.pl/data/t4_text/649x234_035101241116_1000%20C%20FR.JPG","https://bitner.com.pl/data/t4txt_photos/100338300719_2_BiT_1000_C_FR.pdf"]
[8923,null,"STEROWNICZE","BS0756",5902956097521,"BiT 1000®C FR","19G0,75","Uniepalnione, giętkie kable sterownicze, ekran w postaci oplotu z ocynowanych pasemek miedzianych o gęstości krycia ok. 85%, żyły numerowane, o izolacji i powłoce PVC, do zastosowań wnętrzowych i na zewnątrz oraz do układania w ziemi,  0,6/1kV","BITNER","KMT",1,64212,"PLN",0.23,null,null,null,null,null,null,null,"n95",null,"EC000837","27.32.13","8544 49 99","https://bitner.com.pl/data/t4_text/649x234_035101241116_1000%20C%20FR.JPG","https://bitner.com.pl/data/t4txt_photos/100338300719_2_BiT_1000_C_FR.pdf"]
[8932,null,"STEROWNICZE","BS0765",5902956097613,"BiT 1000®C FR","2x1,0","Uniepalnione, giętkie kable sterownicze, ekran w postaci oplotu z ocynowanych pasemek miedzianych o gęstości krycia ok. 85%, żyły numerowane, o izolacji i powłoce PVC, do zastosowań wnętrzowych i na zewnątrz oraz do układania w ziemi,  0,6/1kV","BITNER","KMT",1,16452,"PLN",0.23,null,null,null,null,null,null,null,"n95",null,"EC000837","27.32.13","8544 49 99","https://bitner.com.pl/data/t4_text/649x234_035101241116_1000%20C%20FR.JPG","https://bitner.com.pl/data/t4txt_photos/100338300719_2_BiT_1000_C_FR.pdf"]
[8941,null,"STEROWNICZE","BS0774",5902956097705,"BiT 1000®C FR","7G1,0","Uniepalnione, giętkie kable sterownicze, ekran w postaci oplotu z ocynowanych pasemek miedzianych o gęstości krycia ok. 85%, żyły numerowane, o izolacji i powłoce PVC, do zastosowań wnętrzowych i na zewnątrz oraz do układania w ziemi,  0,6/1kV","BITNER","KMT",1,34648,"PLN",0.23,null,null,null,null,null,null,null,"n95",null,"EC000837","27.32.13","8544 49 99","https://bitner.com.pl/data/t4_text/649x234_035101241116_1000%20C%20FR.JPG","https://bitner.com.pl/data/t4txt_photos/100338300719_2_BiT_1000_C_FR.pdf"]
[8958,null,"STEROWNICZE","BS0792",5902956097880,"BiT 1000®C FR","52G1,0","Uniepalnione, giętkie kable sterownicze, ekran w postaci oplotu z ocynowanych pasemek miedzianych o gęstości krycia ok. 85%, żyły numerowane, o izolacji i powłoce PVC, do zastosowań wnętrzowych i na zewnątrz oraz do układania w ziemi,  0,6/1kV","BITNER","KMT",1,192430,"PLN",0.23,null,null,null,null,null,null,null,"n95",null,"EC000837","27.32.13","8544 49 99","https://bitner.com.pl/data/t4_text/649x234_035101241116_1000%20C%20FR.JPG","https://bitner.com.pl/data/t4txt_photos/100338300719_2_BiT_1000_C_FR.pdf"]
[8962,null,"STEROWNICZE","BS0796",5902956097927,"BiT 1000®C FR","3x1,5","Uniepalnione, giętkie kable sterownicze, ekran w postaci oplotu z ocynowanych pasemek miedzianych o gęstości krycia ok. 85%, żyły numerowane, o izolacji i powłoce PVC, do zastosowań wnętrzowych i na zewnątrz oraz do układania w ziemi,  0,6/1kV","BITNER","KMT",1,26846,"PLN",0.23,null,null,null,null,null,null,null,"n95",null,"EC000837","27.32.13","8544 49 99","https://bitner.com.pl/data/t4_text/649x234_035101241116_1000%20C%20FR.JPG","https://bitner.com.pl/data/t4txt_photos/100338300719_2_BiT_1000_C_FR.pdf"]
[8983,null,"STEROWNICZE","BS0817",5902956098139,"BiT 1000®C FR","34G1,5","Uniepalnione, giętkie kable sterownicze, ekran w postaci oplotu z ocynowanych pasemek miedzianych o gęstości krycia ok. 85%, żyły numerowane, o izolacji i powłoce PVC, do zastosowań wnętrzowych i na zewnątrz oraz do układania w ziemi,  0,6/1kV","BITNER","KMT",1,181405,"PLN",0.23,null,null,null,null,null,null,null,"n95",null,"EC000837","27.32.13","8544 49 99","https://bitner.com.pl/data/t4_text/649x234_035101241116_1000%20C%20FR.JPG","https://bitner.com.pl/data/t4txt_photos/100338300719_2_BiT_1000_C_FR.pdf"]
[8986,null,"STEROWNICZE","BS0820",5902956098160,"BiT 1000®C FR","52G1,5","Uniepalnione, giętkie kable sterownicze, ekran w postaci oplotu z ocynowanych pasemek miedzianych o gęstości krycia ok. 85%, żyły numerowane, o izolacji i powłoce PVC, do zastosowań wnętrzowych i na zewnątrz oraz do układania w ziemi,  0,6/1kV","BITNER","KMT",1,272451,"PLN",0.23,null,null,null,null,null,null,null,"n95",null,"EC000837","27.32.13","8544 49 99","https://bitner.com.pl/data/t4_text/649x234_035101241116_1000%20C%20FR.JPG","https://bitner.com.pl/data/t4txt_photos/100338300719_2_BiT_1000_C_FR.pdf"]
[9004,null,"STEROWNICZE","BS0838",5902956098344,"BiT 1000®C FR","18G2,5","Uniepalnione, giętkie kable sterownicze, ekran w postaci oplotu z ocynowanych pasemek miedzianych o gęstości krycia ok. 85%, żyły numerowane, o izolacji i powłoce PVC, do zastosowań wnętrzowych i na zewnątrz oraz do układania w ziemi,  0,6/1kV","BITNER","KMT",1,154687,"PLN",0.23,null,null,null,null,null,null,null,"n95",null,"EC000837","27.32.13","8544 49 99","https://bitner.com.pl/data/t4_text/649x234_035101241116_1000%20C%20FR.JPG","https://bitner.com.pl/data/t4txt_photos/100338300719_2_BiT_1000_C_FR.pdf"]
[9013,null,"STEROWNICZE","BS0851",5902956098436,"BiT 1000®C FR","3x2x0,5","Uniepalnione, parowane, giętkie kable sterownicze, ekran w postaci oplotu z ocynowanych pasemek miedzianych o gęstości krycia ok. 85%, żyły numerowane, o izolacji i powłoce PVC, do zastosowań wnętrzowych i na zewnątrz oraz do układania w ziemi,  0,6/1kV","BITNER","KMT",1,24907,"PLN",0.23,null,null,null,null,null,null,null,"n95",null,"EC000837","27.32.13","8544 49 99","https://bitner.com.pl/data/t4_text/649x234_035101241116_1000%20C%20FR.JPG","https://bitner.com.pl/data/t4txt_photos/100338300719_2_BiT_1000_C_FR.pdf"]
[9021,null,"STEROWNICZE","BS0859",5902956098511,"BiT 1000®C FR","14x2x0,5","Uniepalnione, parowane, giętkie kable sterownicze, ekran w postaci oplotu z ocynowanych pasemek miedzianych o gęstości krycia ok. 85%, żyły numerowane, o izolacji i powłoce PVC, do zastosowań wnętrzowych i na zewnątrz oraz do układania w ziemi,  0,6/1kV","BITNER","KMT",1,72034,"PLN",0.23,null,null,null,null,null,null,null,"n95",null,"EC000837","27.32.13","8544 49 99","https://bitner.com.pl/data/t4_text/649x234_035101241116_1000%20C%20FR.JPG","https://bitner.com.pl/data/t4txt_photos/100338300719_2_BiT_1000_C_FR.pdf"]
[9034,null,"STEROWNICZE","BS0872",5902956098641,"BiT 1000®C FR","12x2x0,75","Uniepalnione, parowane, giętkie kable sterownicze, ekran w postaci oplotu z ocynowanych pasemek miedzianych o gęstości krycia ok. 85%, żyły numerowane, o izolacji i powłoce PVC, do zastosowań wnętrzowych i na zewnątrz oraz do układania w ziemi,  0,6/1kV","BITNER","KMT",1,82419,"PLN",0.23,null,null,null,null,null,null,null,"n95",null,"EC000837","27.32.13","8544 49 99","https://bitner.com.pl/data/t4_text/649x234_035101241116_1000%20C%20FR.JPG","https://bitner.com.pl/data/t4txt_photos/100338300719_2_BiT_1000_C_FR.pdf"]
[9045,null,"STEROWNICZE","BS0883",5902956098757,"BiT 1000®C FR","7x2x1,0","Uniepalnione, parowane, giętkie kable sterownicze, ekran w postaci oplotu z ocynowanych pasemek miedzianych o gęstości krycia ok. 85%, żyły numerowane, o izolacji i powłoce PVC, do zastosowań wnętrzowych i na zewnątrz oraz do układania w ziemi,  0,6/1kV","BITNER","KMT",1,65057,"PLN",0.23,null,null,null,null,null,null,null,"n95",null,"EC000837","27.32.13","8544 49 99","https://bitner.com.pl/data/t4_text/649x234_035101241116_1000%20C%20FR.JPG","https://bitner.com.pl/data/t4txt_photos/100338300719_2_BiT_1000_C_FR.pdf"]
[9055,null,"STEROWNICZE","BS0893",5902956098856,"BiT 1000®C FR","3x2x1,5","Uniepalnione, parowane, giętkie kable sterownicze, ekran w postaci oplotu z ocynowanych pasemek miedzianych o gęstości krycia ok. 85%, żyły numerowane, o izolacji i powłoce PVC, do zastosowań wnętrzowych i na zewnątrz oraz do układania w ziemi,  0,6/1kV","BITNER","KMT",1,45431,"PLN",0.23,null,null,null,null,null,null,null,"n95",null,"EC000837","27.32.13","8544 49 99","https://bitner.com.pl/data/t4_text/649x234_035101241116_1000%20C%20FR.JPG","https://bitner.com.pl/data/t4txt_photos/100338300719_2_BiT_1000_C_FR.pdf"]
[9076,null,"STEROWNICZE","BS0914",5902956099068,"BiT 1000®C FR","12x2x2,5","Uniepalnione, parowane, giętkie kable sterownicze, ekran w postaci oplotu z ocynowanych pasemek miedzianych o gęstości krycia ok. 85%, żyły numerowane, o izolacji i powłoce PVC, do zastosowań wnętrzowych i na zewnątrz oraz do układania w ziemi,  0,6/1kV","BITNER","KMT",1,206677,"PLN",0.23,null,null,null,null,null,null,null,"n95",null,"EC000837","27.32.13","8544 49 99","https://bitner.com.pl/data/t4_text/649x234_035101241116_1000%20C%20FR.JPG","https://bitner.com.pl/data/t4txt_photos/100338300719_2_BiT_1000_C_FR.pdf"]
[9084,null,"STEROWNICZE","S66565",5902956099143,"BiT 1000®CY FR","7G0,5","Uniepalnione, giętkie kable sterownicze, z powłoką wypełniającą z PVC pod ekranem, ekran w postaci oplotu z ocynowanych pasemek miedzianych o gęstości krycia ok. 85%, żyły numerowane, o izolacji i powłoce PVC, do zastosowań wnętrzowych i na zewnątrz oraz do układania w ziemi,  0,6/1kV","BITNER","KMT",1,28020,"PLN",0.23,null,null,null,null,null,null,null,"n95",null,"EC000837","27.32.13","8544 49 99","https://bitner.com.pl/data/t4_text/649x234_035400241116_1000%20CY%20FR.JPG","https://bitner.com.pl/data/t4txt_photos/102114300719_3_BiT_1000_CY_FR.pdf"]
[9097,null,"STEROWNICZE","S66578",5902956099273,"BiT 1000®CY FR","2x0,75","Uniepalnione, giętkie kable sterownicze, z powłoką wypełniającą z PVC pod ekranem, ekran w postaci oplotu z ocynowanych pasemek miedzianych o gęstości krycia ok. 85%, żyły numerowane, o izolacji i powłoce PVC, do zastosowań wnętrzowych i na zewnątrz oraz do układania w ziemi,  0,6/1kV","BITNER","KMT",1,17103,"PLN",0.23,null,null,null,null,null,null,null,"n95",null,"EC000837","27.32.13","8544 49 99","https://bitner.com.pl/data/t4_text/649x234_035400241116_1000%20CY%20FR.JPG","https://bitner.com.pl/data/t4txt_photos/102114300719_3_BiT_1000_CY_FR.pdf"]
[9106,null,"STEROWNICZE","S66587",5902956099365,"BiT 1000®CY FR","14G0,75","Uniepalnione, giętkie kable sterownicze, z powłoką wypełniającą z PVC pod ekranem, ekran w postaci oplotu z ocynowanych pasemek miedzianych o gęstości krycia ok. 85%, żyły numerowane, o izolacji i powłoce PVC, do zastosowań wnętrzowych i na zewnątrz oraz do układania w ziemi,  0,6/1kV","BITNER","KMT",1,56796,"PLN",0.23,null,null,null,null,null,null,null,"n95",null,"EC000837","27.32.13","8544 49 99","https://bitner.com.pl/data/t4_text/649x234_035400241116_1000%20CY%20FR.JPG","https://bitner.com.pl/data/t4txt_photos/102114300719_3_BiT_1000_CY_FR.pdf"]
[9119,null,"STEROWNICZE","S66600",5902956099495,"BiT 1000®CY FR","8G1,0","Uniepalnione, giętkie kable sterownicze, z powłoką wypełniającą z PVC pod ekranem, ekran w postaci oplotu z ocynowanych pasemek miedzianych o gęstości krycia ok. 85%, żyły numerowane, o izolacji i powłoce PVC, do zastosowań wnętrzowych i na zewnątrz oraz do układania w ziemi,  0,6/1kV","BITNER","KMT",1,44490,"PLN",0.23,null,null,null,null,null,null,null,"n95",null,"EC000837","27.32.13","8544 49 99","https://bitner.com.pl/data/t4_text/649x234_035400241116_1000%20CY%20FR.JPG","https://bitner.com.pl/data/t4txt_photos/102114300719_3_BiT_1000_CY_FR.pdf"]
[9127,null,"STEROWNICZE","S66608",5902956099570,"BiT 1000®CY FR","21G1,0","Uniepalnione, giętkie kable sterownicze, z powłoką wypełniającą z PVC pod ekranem, ekran w postaci oplotu z ocynowanych pasemek miedzianych o gęstości krycia ok. 85%, żyły numerowane, o izolacji i powłoce PVC, do zastosowań wnętrzowych i na zewnątrz oraz do układania w ziemi,  0,6/1kV","BITNER","KMT",1,92677,"PLN",0.23,null,null,null,null,null,null,null,"n95",null,"EC000837","27.32.13","8544 49 99","https://bitner.com.pl/data/t4_text/649x234_035400241116_1000%20CY%20FR.JPG","https://bitner.com.pl/data/t4txt_photos/102114300719_3_BiT_1000_CY_FR.pdf"]
[9136,null,"STEROWNICZE","S66617",5902956099662,"BiT 1000®CY FR","10G1,5","Uniepalnione, giętkie kable sterownicze, z powłoką wypełniającą z PVC pod ekranem, ekran w postaci oplotu z ocynowanych pasemek miedzianych o gęstości krycia ok. 85%, żyły numerowane, o izolacji i powłoce PVC, do zastosowań wnętrzowych i na zewnątrz oraz do układania w ziemi,  0,6/1kV","BITNER","KMT",1,70132,"PLN",0.23,null,null,null,null,null,null,null,"n95",null,"EC000837","27.32.13","8544 49 99","https://bitner.com.pl/data/t4_text/649x234_035400241116_1000%20CY%20FR.JPG","https://bitner.com.pl/data/t4txt_photos/102114300719_3_BiT_1000_CY_FR.pdf"]
[9154,null,"STEROWNICZE","S66416",5902956099846,"BiT 1000®CY FR","3G6,0","Uniepalnione, giętkie kable sterownicze, z powłoką wypełniającą z PVC pod ekranem, ekran w postaci oplotu z ocynowanych pasemek miedzianych o gęstości krycia ok. 85%, żyły numerowane, o izolacji i powłoce PVC, do zastosowań wnętrzowych i na zewnątrz oraz do układania w ziemi,  0,6/1kV","BITNER","KMT",1,71919,"PLN",0.23,null,null,null,null,null,null,null,"n95",null,"EC000837","27.32.13","8544 49 99","https://bitner.com.pl/data/t4_text/649x234_035400241116_1000%20CY%20FR.JPG","https://bitner.com.pl/data/t4txt_photos/102114300719_3_BiT_1000_CY_FR.pdf"]
[9169,null,"STEROWNICZE","S66431",5902956099990,"BiT 1000®CY FR","3G35","Uniepalnione, giętkie kable sterownicze, z powłoką wypełniającą z PVC pod ekranem, ekran w postaci oplotu z ocynowanych pasemek miedzianych o gęstości krycia ok. 85%, żyły numerowane, o izolacji i powłoce PVC, do zastosowań wnętrzowych i na zewnątrz oraz do układania w ziemi,  0,6/1kV","BITNER","KMT",1,336973,"PLN",0.23,null,null,null,null,null,null,null,"n95",null,"EC000837","27.32.13","8544 49 99","https://bitner.com.pl/data/t4_text/649x234_035400241116_1000%20CY%20FR.JPG","https://bitner.com.pl/data/t4txt_photos/102114300719_3_BiT_1000_CY_FR.pdf"]
[9182,null,"STEROWNICZE","S66444",5902956100122,"BiT 1000®CY FR","4G120","Uniepalnione, giętkie kable sterownicze, z powłoką wypełniającą z PVC pod ekranem, ekran w postaci oplotu z ocynowanych pasemek miedzianych o gęstości krycia ok. 85%, żyły numerowane, o izolacji i powłoce PVC, do zastosowań wnętrzowych i na zewnątrz oraz do układania w ziemi,  0,6/1kV","BITNER","KMT",1,1440728,"PLN",0.23,null,null,null,null,null,null,null,"n95",null,"EC000837","27.32.13","8544 49 99","https://bitner.com.pl/data/t4_text/649x234_035400241116_1000%20CY%20FR.JPG","https://bitner.com.pl/data/t4txt_photos/102114300719_3_BiT_1000_CY_FR.pdf"]
[9189,null,"STEROWNICZE","BS0933",5902956100511,"BiT 1000®(St) FR","4G0,5","Uniepalnione, ekranowane folią metalizowaną z linką uziemiającą, giętkie kable sterownicze, w izolacji i powłoce PVC, z żyłami numerowanymi, do zastosowań zewnętrzych i wewnętrzych oraz do układania w ziemi, 0,6/1kV","BITNER","KMT",1,11801,"PLN",0.23,null,null,null,null,null,null,null,"n95",null,"EC000837","27.32.13","8544 49 99","https://bitner.com.pl/data/t4_text/649x234_035626241116_1000%20St%20FR.JPG","https://bitner.com.pl/data/t4txt_photos/103146300719_4_BiT_1000_St_FR.pdf"]
[9199,null,"STEROWNICZE","BS0943",5902956100610,"BiT 1000®(St) FR","12G0,5","Uniepalnione, ekranowane folią metalizowaną z linką uziemiającą, giętkie kable sterownicze, w izolacji i powłoce PVC, z żyłami numerowanymi, do zastosowań zewnętrzych i wewnętrzych oraz do układania w ziemi, 0,6/1kV","BITNER","KMT",1,26506,"PLN",0.23,null,null,null,null,null,null,null,"n95",null,"EC000837","27.32.13","8544 49 99","https://bitner.com.pl/data/t4_text/649x234_035626241116_1000%20St%20FR.JPG","https://bitner.com.pl/data/t4txt_photos/103146300719_4_BiT_1000_St_FR.pdf"]
[9206,null,"STEROWNICZE","BS0950",5902956100689,"BiT 1000®(St) FR","25G0,5","Uniepalnione, ekranowane folią metalizowaną z linką uziemiającą, giętkie kable sterownicze, w izolacji i powłoce PVC, z żyłami numerowanymi, do zastosowań zewnętrzych i wewnętrzych oraz do układania w ziemi, 0,6/1kV","BITNER","KMT",1,48014,"PLN",0.23,null,null,null,null,null,null,null,"n95",null,"EC000837","27.32.13","8544 49 99","https://bitner.com.pl/data/t4_text/649x234_035626241116_1000%20St%20FR.JPG","https://bitner.com.pl/data/t4txt_photos/103146300719_4_BiT_1000_St_FR.pdf"]
[9220,null,"STEROWNICZE","BS0964",5902956100825,"BiT 1000®(St) FR","5G0,75","Uniepalnione, ekranowane folią metalizowaną z linką uziemiającą, giętkie kable sterownicze, w izolacji i powłoce PVC, z żyłami numerowanymi, do zastosowań zewnętrzych i wewnętrzych oraz do układania w ziemi, 0,6/1kV","BITNER","KMT",1,17351,"PLN",0.23,null,null,null,null,null,null,null,"n95",null,"EC000837","27.32.13","8544 49 99","https://bitner.com.pl/data/t4_text/649x234_035626241116_1000%20St%20FR.JPG","https://bitner.com.pl/data/t4txt_photos/103146300719_4_BiT_1000_St_FR.pdf"]
[9233,null,"STEROWNICZE","BS0977",5902956100955,"BiT 1000®(St) FR","18G0,75","Uniepalnione, ekranowane folią metalizowaną z linką uziemiającą, giętkie kable sterownicze, w izolacji i powłoce PVC, z żyłami numerowanymi, do zastosowań zewnętrzych i wewnętrzych oraz do układania w ziemi, 0,6/1kV","BITNER","KMT",1,48256,"PLN",0.23,null,null,null,null,null,null,null,"n95",null,"EC000837","27.32.13","8544 49 99","https://bitner.com.pl/data/t4_text/649x234_035626241116_1000%20St%20FR.JPG","https://bitner.com.pl/data/t4txt_photos/103146300719_4_BiT_1000_St_FR.pdf"]
[9241,null,"STEROWNICZE","BS0985",5902956101037,"BiT 1000®(St) FR","40G0,75","Uniepalnione, ekranowane folią metalizowaną z linką uziemiającą, giętkie kable sterownicze, w izolacji i powłoce PVC, z żyłami numerowanymi, do zastosowań zewnętrzych i wewnętrzych oraz do układania w ziemi, 0,6/1kV","BITNER","KMT",1,100577,"PLN",0.23,null,null,null,null,null,null,null,"n95",null,"EC000837","27.32.13","8544 49 99","https://bitner.com.pl/data/t4_text/649x234_035626241116_1000%20St%20FR.JPG","https://bitner.com.pl/data/t4txt_photos/103146300719_4_BiT_1000_St_FR.pdf"]
[9262,null,"STEROWNICZE","BS1006",5902956101242,"BiT 1000®(St) FR","16G1,0","Uniepalnione, ekranowane folią metalizowaną z linką uziemiającą, giętkie kable sterownicze, w izolacji i powłoce PVC, z żyłami numerowanymi, do zastosowań zewnętrzych i wewnętrzych oraz do układania w ziemi, 0,6/1kV","BITNER","KMT",1,55371,"PLN",0.23,null,null,null,null,null,null,null,"n95",null,"EC000837","27.32.13","8544 49 99","https://bitner.com.pl/data/t4_text/649x234_035626241116_1000%20St%20FR.JPG","https://bitner.com.pl/data/t4txt_photos/103146300719_4_BiT_1000_St_FR.pdf"]
[9275,null,"STEROWNICZE","BS1019",5902956101372,"BiT 1000®(St) FR","61G1,0","Uniepalnione, ekranowane folią metalizowaną z linką uziemiającą, giętkie kable sterownicze, w izolacji i powłoce PVC, z żyłami numerowanymi, do zastosowań zewnętrzych i wewnętrzych oraz do układania w ziemi, 0,6/1kV","BITNER","KMT",1,191779,"PLN",0.23,null,null,null,null,null,null,null,"n95",null,"EC000837","27.32.13","8544 49 99","https://bitner.com.pl/data/t4_text/649x234_035626241116_1000%20St%20FR.JPG","https://bitner.com.pl/data/t4txt_photos/103146300719_4_BiT_1000_St_FR.pdf"]
[9276,null,"STEROWNICZE","BS1020",5902956101389,"BiT 1000®(St) FR","2x1,5","Uniepalnione, ekranowane folią metalizowaną z linką uziemiającą, giętkie kable sterownicze, w izolacji i powłoce PVC, z żyłami numerowanymi, do zastosowań zewnętrzych i wewnętrzych oraz do układania w ziemi, 0,6/1kV","BITNER","KMT",1,15200,"PLN",0.23,null,null,null,null,null,null,null,"n95",null,"EC000837","27.32.13","8544 49 99","https://bitner.com.pl/data/t4_text/649x234_035626241116_1000%20St%20FR.JPG","https://bitner.com.pl/data/t4txt_photos/103146300719_4_BiT_1000_St_FR.pdf"]
[9292,null,"STEROWNICZE","BS1036",5902956101549,"BiT 1000®(St) FR","14G1,5","Uniepalnione, ekranowane folią metalizowaną z linką uziemiającą, giętkie kable sterownicze, w izolacji i powłoce PVC, z żyłami numerowanymi, do zastosowań zewnętrzych i wewnętrzych oraz do układania w ziemi, 0,6/1kV","BITNER","KMT",1,65881,"PLN",0.23,null,null,null,null,null,null,null,"n95",null,"EC000837","27.32.13","8544 49 99","https://bitner.com.pl/data/t4_text/649x234_035626241116_1000%20St%20FR.JPG","https://bitner.com.pl/data/t4txt_photos/103146300719_4_BiT_1000_St_FR.pdf"]
[9305,null,"STEROWNICZE","BS1049",5902956101679,"BiT 1000®(St) FR","61G1,5","Uniepalnione, ekranowane folią metalizowaną z linką uziemiającą, giętkie kable sterownicze, w izolacji i powłoce PVC, z żyłami numerowanymi, do zastosowań zewnętrzych i wewnętrzych oraz do układania w ziemi, 0,6/1kV","BITNER","KMT",1,266315,"PLN",0.23,null,null,null,null,null,null,null,"n95",null,"EC000837","27.32.13","8544 49 99","https://bitner.com.pl/data/t4_text/649x234_035626241116_1000%20St%20FR.JPG","https://bitner.com.pl/data/t4txt_photos/103146300719_4_BiT_1000_St_FR.pdf"]
[9311,null,"STEROWNICZE","BS1055",5902956101730,"BiT 1000®(St) FR","5G2,5","Uniepalnione, ekranowane folią metalizowaną z linką uziemiającą, giętkie kable sterownicze, w izolacji i powłoce PVC, z żyłami numerowanymi, do zastosowań zewnętrzych i wewnętrzych oraz do układania w ziemi, 0,6/1kV","BITNER","KMT",1,41016,"PLN",0.23,null,null,null,null,null,null,null,"n95",null,"EC000837","27.32.13","8544 49 99","https://bitner.com.pl/data/t4_text/649x234_035626241116_1000%20St%20FR.JPG","https://bitner.com.pl/data/t4txt_photos/103146300719_4_BiT_1000_St_FR.pdf"]
[9326,null,"STEROWNICZE","BS1070",5902956101884,"BiT 1000®(St) FR","34G2,5","Uniepalnione, ekranowane folią metalizowaną z linką uziemiającą, giętkie kable sterownicze, w izolacji i powłoce PVC, z żyłami numerowanymi, do zastosowań zewnętrzych i wewnętrzych oraz do układania w ziemi, 0,6/1kV","BITNER","KMT",1,245692,"PLN",0.23,null,null,null,null,null,null,null,"n95",null,"EC000837","27.32.13","8544 49 99","https://bitner.com.pl/data/t4_text/649x234_035626241116_1000%20St%20FR.JPG","https://bitner.com.pl/data/t4txt_photos/103146300719_4_BiT_1000_St_FR.pdf"]
[9335,null,"STEROWNICZE","BS1086",5902956101976,"BiT 1000®(St) FR","8x2x0,5","Uniepalnione, parowane, ekranowane folią metalizowaną z linką uziemiającą, giętkie kable sterownicze, w izolacji i powłoce PVC, z żyłami numerowanymi, do zastosowań zewnętrzych i wewnętrzych oraz do układania w ziemi, 0,6/1kV","BITNER","KMT",1,33534,"PLN",0.23,null,null,null,null,null,null,null,"n95",null,"EC000837","27.32.13","8544 49 99","https://bitner.com.pl/data/t4_text/649x234_035626241116_1000%20St%20FR.JPG","https://bitner.com.pl/data/t4txt_photos/103146300719_4_BiT_1000_St_FR.pdf"]
[9346,null,"STEROWNICZE","BS1097",5902956102089,"BiT 1000®(St) FR","5x2x0,75","Uniepalnione, parowane, ekranowane folią metalizowaną z linką uziemiającą, giętkie kable sterownicze, w izolacji i powłoce PVC, z żyłami numerowanymi, do zastosowań zewnętrzych i wewnętrzych oraz do układania w ziemi, 0,6/1kV","BITNER","KMT",1,30670,"PLN",0.23,null,null,null,null,null,null,null,"n95",null,"EC000837","27.32.13","8544 49 99","https://bitner.com.pl/data/t4_text/649x234_035626241116_1000%20St%20FR.JPG","https://bitner.com.pl/data/t4txt_photos/103146300719_4_BiT_1000_St_FR.pdf"]
[9368,null,"STEROWNICZE","BS1119",5902956102300,"BiT 1000®(St) FR","18x2x1,0","Uniepalnione, parowane, ekranowane folią metalizowaną z linką uziemiającą, giętkie kable sterownicze, w izolacji i powłoce PVC, z żyłami numerowanymi, do zastosowań zewnętrzych i wewnętrzych oraz do układania w ziemi, 0,6/1kV","BITNER","KMT",1,119144,"PLN",0.23,null,null,null,null,null,null,null,"n95",null,"EC000837","27.32.13","8544 49 99","https://bitner.com.pl/data/t4_text/649x234_035626241116_1000%20St%20FR.JPG","https://bitner.com.pl/data/t4txt_photos/103146300719_4_BiT_1000_St_FR.pdf"]
[9374,null,"STEROWNICZE","BS1125",5902956102362,"BiT 1000®(St) FR","5x2x1,5","Uniepalnione, parowane, ekranowane folią metalizowaną z linką uziemiającą, giętkie kable sterownicze, w izolacji i powłoce PVC, z żyłami numerowanymi, do zastosowań zewnętrzych i wewnętrzych oraz do układania w ziemi, 0,6/1kV","BITNER","KMT",1,52429,"PLN",0.23,null,null,null,null,null,null,null,"n95",null,"EC000837","27.32.13","8544 49 99","https://bitner.com.pl/data/t4_text/649x234_035626241116_1000%20St%20FR.JPG","https://bitner.com.pl/data/t4txt_photos/103146300719_4_BiT_1000_St_FR.pdf"]
[9389,null,"STEROWNICZE","BS1140",5902956102515,"BiT 1000®(St) FR","6x2x2,5","Uniepalnione, parowane, ekranowane folią metalizowaną z linką uziemiającą, giętkie kable sterownicze, w izolacji i powłoce PVC, z żyłami numerowanymi, do zastosowań zewnętrzych i wewnętrzych oraz do układania w ziemi, 0,6/1kV","BITNER","KMT",1,91949,"PLN",0.23,null,null,null,null,null,null,null,"n95",null,"EC000837","27.32.13","8544 49 99","https://bitner.com.pl/data/t4_text/649x234_035626241116_1000%20St%20FR.JPG","https://bitner.com.pl/data/t4txt_photos/103146300719_4_BiT_1000_St_FR.pdf"]
[9398,null,"STEROWNICZE","BS1162",5902956102607,"BiT 1000®2(St) FR","4x2x0,5","Uniepalnione,parowane, giętkie kable sterownicze, ekran ogólny i par w postaci folii metalizowane z linką uziemiającą, w izolacji i powłoce PVC, z żyłami numerowanymi, 0,6/1kV","BITNER","KMT",1,27291,"PLN",0.23,null,null,null,null,null,null,null,"n95",null,"EC000837","27.32.13","8544 49 99","https://bitner.com.pl/data/t4_text/649x234_035742241116_1000%202%20St%20FR.JPG","https://bitner.com.pl/data/t4txt_photos/104205300719_5_BiT_1000_2_St_FR.pdf"]
[9409,null,"STEROWNICZE","BS1173",5902956102713,"BiT 1000®2(St) FR","24x2x0,5","Uniepalnione,parowane, giętkie kable sterownicze, ekran ogólny i par w postaci folii metalizowane z linką uziemiającą, w izolacji i powłoce PVC, z żyłami numerowanymi, 0,6/1kV","BITNER","KMT",1,131577,"PLN",0.23,null,null,null,null,null,null,null,"n95",null,"EC000837","27.32.13","8544 49 99","https://bitner.com.pl/data/t4_text/649x234_035742241116_1000%202%20St%20FR.JPG","https://bitner.com.pl/data/t4txt_photos/104205300719_5_BiT_1000_2_St_FR.pdf"]
[9419,null,"STEROWNICZE","BS1183",5902956102812,"BiT 1000®2(St) FR","14x2x0,75","Uniepalnione,parowane, giętkie kable sterownicze, ekran ogólny i par w postaci folii metalizowane z linką uziemiającą, w izolacji i powłoce PVC, z żyłami numerowanymi, 0,6/1kV","BITNER","KMT",1,100246,"PLN",0.23,null,null,null,null,null,null,null,"n95",null,"EC000837","27.32.13","8544 49 99","https://bitner.com.pl/data/t4_text/649x234_035742241116_1000%202%20St%20FR.JPG","https://bitner.com.pl/data/t4txt_photos/104205300719_5_BiT_1000_2_St_FR.pdf"]
[9428,null,"STEROWNICZE","BS1192",5902956102904,"BiT 1000®2(St) FR","6x2x1,0","Uniepalnione,parowane, giętkie kable sterownicze, ekran ogólny i par w postaci folii metalizowane z linką uziemiającą, w izolacji i powłoce PVC, z żyłami numerowanymi, 0,6/1kV","BITNER","KMT",1,59214,"PLN",0.23,null,null,null,null,null,null,null,"n95",null,"EC000837","27.32.13","8544 49 99","https://bitner.com.pl/data/t4_text/649x234_035742241116_1000%202%20St%20FR.JPG","https://bitner.com.pl/data/t4txt_photos/104205300719_5_BiT_1000_2_St_FR.pdf"]
[9444,null,"STEROWNICZE","BS1208",5902956103062,"BiT 1000®2(St) FR","8x2x1,5","Uniepalnione,parowane, giętkie kable sterownicze, ekran ogólny i par w postaci folii metalizowane z linką uziemiającą, w izolacji i powłoce PVC, z żyłami numerowanymi, 0,6/1kV","BITNER","KMT",1,98888,"PLN",0.23,null,null,null,null,null,null,null,"n95",null,"EC000837","27.32.13","8544 49 99","https://bitner.com.pl/data/t4_text/649x234_035742241116_1000%202%20St%20FR.JPG","https://bitner.com.pl/data/t4txt_photos/104205300719_5_BiT_1000_2_St_FR.pdf"]
[9461,null,"STEROWNICZE","BS1226",5902956103246,"BiT 1000®2(St) FR","14x2x2,5","Uniepalnione,parowane, giętkie kable sterownicze, ekran ogólny i par w postaci folii metalizowane z linką uziemiającą, w izolacji i powłoce PVC, z żyłami numerowanymi, 0,6/1kV","BITNER","KMT",1,247459,"PLN",0.23,null,null,null,null,null,null,null,"n95",null,"EC000837","27.32.13","8544 49 99","https://bitner.com.pl/data/t4_text/649x234_035742241116_1000%202%20St%20FR.JPG","https://bitner.com.pl/data/t4txt_photos/104205300719_5_BiT_1000_2_St_FR.pdf"]
[9470,null,"STEROWNICZE","S66787",5902956105745,"BiT 1000®OR","1x35","Uniepalnione i olejoodporne, giętkie kable sterownicze i zasilające, z żyłami numerownymi, w izolacji i powłoce PVC, do zastosowań wnętrzowych i na zewnątrz oraz do układania w ziemi,  0,6/1 kV","BITNER","KMT",1,110031,"PLN",0.23,null,null,null,null,null,null,null,"n95",null,"EC000837","27.32.13","8544 49 99","https://bitner.com.pl/data/t4_text/649x234_081911241116_1000%20OR.JPG","https://bitner.com.pl/data/t4txt_photos/120731300719_6_BiT_1000_OR.pdf"]
[9483,null,"STEROWNICZE","S66700",5902956103284,"BiT 1000®OR","3x0,5","Uniepalnione i olejoodporne, giętkie kable sterownicze i zasilające, z żyłami numerownymi, w izolacji i powłoce PVC, do zastosowań wnętrzowych i na zewnątrz oraz do układania w ziemi,  0,6/1 kV","BITNER","KMT",1,11762,"PLN",0.23,null,null,null,null,null,null,null,"n95",null,"EC000837","27.32.13","8544 49 99","https://bitner.com.pl/data/t4_text/649x234_081911241116_1000%20OR.JPG","https://bitner.com.pl/data/t4txt_photos/120731300719_6_BiT_1000_OR.pdf"]
[9491,null,"STEROWNICZE","S65981",5902956103369,"BiT 1000®OR","8G0,5","Uniepalnione i olejoodporne, giętkie kable sterownicze i zasilające, z żyłami numerownymi, w izolacji i powłoce PVC, do zastosowań wnętrzowych i na zewnątrz oraz do układania w ziemi,  0,6/1 kV","BITNER","KMT",1,21925,"PLN",0.23,null,null,null,null,null,null,null,"n95",null,"EC000837","27.32.13","8544 49 99","https://bitner.com.pl/data/t4_text/649x234_081911241116_1000%20OR.JPG","https://bitner.com.pl/data/t4txt_photos/120731300719_6_BiT_1000_OR.pdf"]
[9500,null,"STEROWNICZE","S65989",5902956103451,"BiT 1000®OR","25G0,5","Uniepalnione i olejoodporne, giętkie kable sterownicze i zasilające, z żyłami numerownymi, w izolacji i powłoce PVC, do zastosowań wnętrzowych i na zewnątrz oraz do układania w ziemi,  0,6/1 kV","BITNER","KMT",1,55020,"PLN",0.23,null,null,null,null,null,null,null,"n95",null,"EC000837","27.32.13","8544 49 99","https://bitner.com.pl/data/t4_text/649x234_081911241116_1000%20OR.JPG","https://bitner.com.pl/data/t4txt_photos/120731300719_6_BiT_1000_OR.pdf"]
[9518,null,"STEROWNICZE","S66714",5902956103635,"BiT 1000®OR","7x0,75","Uniepalnione i olejoodporne, giętkie kable sterownicze i zasilające, z żyłami numerownymi, w izolacji i powłoce PVC, do zastosowań wnętrzowych i na zewnątrz oraz do układania w ziemi,  0,6/1 kV","BITNER","KMT",1,27291,"PLN",0.23,null,null,null,null,null,null,null,"n95",null,"EC000837","27.32.13","8544 49 99","https://bitner.com.pl/data/t4_text/649x234_081911241116_1000%20OR.JPG","https://bitner.com.pl/data/t4txt_photos/120731300719_6_BiT_1000_OR.pdf"]
[9521,null,"STEROWNICZE","S66000",5902956103666,"BiT 1000®OR","10G0,75","Uniepalnione i olejoodporne, giętkie kable sterownicze i zasilające, z żyłami numerownymi, w izolacji i powłoce PVC, do zastosowań wnętrzowych i na zewnątrz oraz do układania w ziemi,  0,6/1 kV","BITNER","KMT",1,36881,"PLN",0.23,null,null,null,null,null,null,null,"n95",null,"EC000837","27.32.13","8544 49 99","https://bitner.com.pl/data/t4_text/649x234_081911241116_1000%20OR.JPG","https://bitner.com.pl/data/t4txt_photos/120731300719_6_BiT_1000_OR.pdf"]
[9542,null,"STEROWNICZE","S66723",5902956103871,"BiT 1000®OR","5x1,0","Uniepalnione i olejoodporne, giętkie kable sterownicze i zasilające, z żyłami numerownymi, w izolacji i powłoce PVC, do zastosowań wnętrzowych i na zewnątrz oraz do układania w ziemi,  0,6/1 kV","BITNER","KMT",1,25884,"PLN",0.23,null,null,null,null,null,null,null,"n95",null,"EC000837","27.32.13","8544 49 99","https://bitner.com.pl/data/t4_text/649x234_081911241116_1000%20OR.JPG","https://bitner.com.pl/data/t4txt_photos/120731300719_6_BiT_1000_OR.pdf"]
[9554,null,"STEROWNICZE","S66024",5902956103994,"BiT 1000®OR","21G1,0","Uniepalnione i olejoodporne, giętkie kable sterownicze i zasilające, z żyłami numerownymi, w izolacji i powłoce PVC, do zastosowań wnętrzowych i na zewnątrz oraz do układania w ziemi,  0,6/1 kV","BITNER","KMT",1,79894,"PLN",0.23,null,null,null,null,null,null,null,"n95",null,"EC000837","27.32.13","8544 49 99","https://bitner.com.pl/data/t4_text/649x234_081911241116_1000%20OR.JPG","https://bitner.com.pl/data/t4txt_photos/120731300719_6_BiT_1000_OR.pdf"]
[9563,null,"STEROWNICZE","S66731",5902956104083,"BiT 1000®OR","2x1,5","Uniepalnione i olejoodporne, giętkie kable sterownicze i zasilające, z żyłami numerownymi, w izolacji i powłoce PVC, do zastosowań wnętrzowych i na zewnątrz oraz do układania w ziemi,  0,6/1 kV","BITNER","KMT",1,17430,"PLN",0.23,null,null,null,null,null,null,null,"n95",null,"EC000837","27.32.13","8544 49 99","https://bitner.com.pl/data/t4_text/649x234_081911241116_1000%20OR.JPG","https://bitner.com.pl/data/t4txt_photos/120731300719_6_BiT_1000_OR.pdf"]
[9570,null,"STEROWNICZE","S66738",5902956104151,"BiT 1000®OR","6G1,5","Uniepalnione i olejoodporne, giętkie kable sterownicze i zasilające, z żyłami numerownymi, w izolacji i powłoce PVC, do zastosowań wnętrzowych i na zewnątrz oraz do układania w ziemi,  0,6/1 kV","BITNER","KMT",1,38094,"PLN",0.23,null,null,null,null,null,null,null,"n95",null,"EC000837","27.32.13","8544 49 99","https://bitner.com.pl/data/t4_text/649x234_081911241116_1000%20OR.JPG","https://bitner.com.pl/data/t4txt_photos/120731300719_6_BiT_1000_OR.pdf"]
[9584,null,"STEROWNICZE","S66752",5902956104298,"BiT 1000®OR","34G1,5","Uniepalnione i olejoodporne, giętkie kable sterownicze i zasilające, z żyłami numerownymi, w izolacji i powłoce PVC, do zastosowań wnętrzowych i na zewnątrz oraz do układania w ziemi,  0,6/1 kV","BITNER","KMT",1,178134,"PLN",0.23,null,null,null,null,null,null,null,"n95",null,"EC000837","27.32.13","8544 49 99","https://bitner.com.pl/data/t4_text/649x234_081911241116_1000%20OR.JPG","https://bitner.com.pl/data/t4txt_photos/120731300719_6_BiT_1000_OR.pdf"]
[9593,null,"STEROWNICZE","S66033",5902956104380,"BiT 1000®OR","4x2,5","Uniepalnione i olejoodporne, giętkie kable sterownicze i zasilające, z żyłami numerownymi, w izolacji i powłoce PVC, do zastosowań wnętrzowych i na zewnątrz oraz do układania w ziemi,  0,6/1 kV","BITNER","KMT",1,40512,"PLN",0.23,null,null,null,null,null,null,null,"n95",null,"EC000837","27.32.13","8544 49 99","https://bitner.com.pl/data/t4_text/649x234_081911241116_1000%20OR.JPG","https://bitner.com.pl/data/t4txt_photos/120731300719_6_BiT_1000_OR.pdf"]
[9605,null,"STEROWNICZE","S66040",5902956104502,"BiT 1000®OR","25G2,5","Uniepalnione i olejoodporne, giętkie kable sterownicze i zasilające, z żyłami numerownymi, w izolacji i powłoce PVC, do zastosowań wnętrzowych i na zewnątrz oraz do układania w ziemi,  0,6/1 kV","BITNER","KMT",1,211055,"PLN",0.23,null,null,null,null,null,null,null,"n95",null,"EC000837","27.32.13","8544 49 99","https://bitner.com.pl/data/t4_text/649x234_081911241116_1000%20OR.JPG","https://bitner.com.pl/data/t4txt_photos/120731300719_6_BiT_1000_OR.pdf"]
[9614,null,"STEROWNICZE","S66042",5902956104595,"BiT 1000®OR","3G4,0","Uniepalnione i olejoodporne, giętkie kable sterownicze i zasilające, z żyłami numerownymi, w izolacji i powłoce PVC, do zastosowań wnętrzowych i na zewnątrz oraz do układania w ziemi,  0,6/1 kV","BITNER","KMT",1,46034,"PLN",0.23,null,null,null,null,null,null,null,"n95",null,"EC000837","27.32.13","8544 49 99","https://bitner.com.pl/data/t4_text/649x234_081911241116_1000%20OR.JPG","https://bitner.com.pl/data/t4txt_photos/120731300719_6_BiT_1000_OR.pdf"]
[9627,null,"STEROWNICZE","S66051",5902956104724,"BiT 1000®OR","3G10","Uniepalnione i olejoodporne, giętkie kable sterownicze i zasilające, z żyłami numerownymi, w izolacji i powłoce PVC, do zastosowań wnętrzowych i na zewnątrz oraz do układania w ziemi,  0,6/1 kV","BITNER","KMT",1,109651,"PLN",0.23,null,null,null,null,null,null,null,"n95",null,"EC000837","27.32.13","8544 49 99","https://bitner.com.pl/data/t4_text/649x234_081911241116_1000%20OR.JPG","https://bitner.com.pl/data/t4txt_photos/120731300719_6_BiT_1000_OR.pdf"]
[9640,null,"STEROWNICZE","S66064",5902956104854,"BiT 1000®OR","5G35","Uniepalnione i olejoodporne, giętkie kable sterownicze i zasilające, z żyłami numerownymi, w izolacji i powłoce PVC, do zastosowań wnętrzowych i na zewnątrz oraz do układania w ziemi,  0,6/1 kV","BITNER","KMT",1,573725,"PLN",0.23,null,null,null,null,null,null,null,"n95",null,"EC000837","27.32.13","8544 49 99","https://bitner.com.pl/data/t4_text/649x234_081911241116_1000%20OR.JPG","https://bitner.com.pl/data/t4txt_photos/120731300719_6_BiT_1000_OR.pdf"]
[9656,null,"STEROWNICZE","S66832",5902956105028,"BiT 1000®OR","4x2x0,5","Uniepalnione i olejoodporne, parowane, giętkie kable sterownicze i zasilające, z żyłami numerownymi, w izolacji i powłoce PVC, do zastosowań wnętrzowych i na zewnątrz oraz do układania w ziemi,  0,6/1 kV","BITNER","KMT",1,21195,"PLN",0.23,null,null,null,null,null,null,null,"n95",null,"EC000837","27.32.13","8544 49 99","https://bitner.com.pl/data/t4_text/649x234_081911241116_1000%20OR.JPG","https://bitner.com.pl/data/t4txt_photos/120731300719_6_BiT_1000_OR.pdf"]
[9669,null,"STEROWNICZE","S66845",5902956105158,"BiT 1000®OR","3x2x0,75","Uniepalnione i olejoodporne, parowane, giętkie kable sterownicze i zasilające, z żyłami numerownymi, w izolacji i powłoce PVC, do zastosowań wnętrzowych i na zewnątrz oraz do układania w ziemi,  0,6/1 kV","BITNER","KMT",1,22294,"PLN",0.23,null,null,null,null,null,null,null,"n95",null,"EC000837","27.32.13","8544 49 99","https://bitner.com.pl/data/t4_text/649x234_081911241116_1000%20OR.JPG","https://bitner.com.pl/data/t4txt_photos/120731300719_6_BiT_1000_OR.pdf"]
[9675,null,"STEROWNICZE","S66851",5902956105219,"BiT 1000®OR","10x2x0,75","Uniepalnione i olejoodporne, parowane, giętkie kable sterownicze i zasilające, z żyłami numerownymi, w izolacji i powłoce PVC, do zastosowań wnętrzowych i na zewnątrz oraz do układania w ziemi,  0,6/1 kV","BITNER","KMT",1,60427,"PLN",0.23,null,null,null,null,null,null,null,"n95",null,"EC000837","27.32.13","8544 49 99","https://bitner.com.pl/data/t4_text/649x234_081911241116_1000%20OR.JPG","https://bitner.com.pl/data/t4txt_photos/120731300719_6_BiT_1000_OR.pdf"]
[9686,null,"STEROWNICZE","S66862",5902956105325,"BiT 1000®OR","6x2x1,0","Uniepalnione i olejoodporne, parowane, giętkie kable sterownicze i zasilające, z żyłami numerownymi, w izolacji i powłoce PVC, do zastosowań wnętrzowych i na zewnątrz oraz do układania w ziemi,  0,6/1 kV","BITNER","KMT",1,47315,"PLN",0.23,null,null,null,null,null,null,null,"n95",null,"EC000837","27.32.13","8544 49 99","https://bitner.com.pl/data/t4_text/649x234_081911241116_1000%20OR.JPG","https://bitner.com.pl/data/t4txt_photos/120731300719_6_BiT_1000_OR.pdf"]
[9703,null,"STEROWNICZE","S66879",5902956105493,"BiT 1000®OR","10x2x1,5","Uniepalnione i olejoodporne, parowane, giętkie kable sterownicze i zasilające, z żyłami numerownymi, w izolacji i powłoce PVC, do zastosowań wnętrzowych i na zewnątrz oraz do układania w ziemi,  0,6/1 kV","BITNER","KMT",1,107730,"PLN",0.23,null,null,null,null,null,null,null,"n95",null,"EC000837","27.32.13","8544 49 99","https://bitner.com.pl/data/t4_text/649x234_081911241116_1000%20OR.JPG","https://bitner.com.pl/data/t4txt_photos/120731300719_6_BiT_1000_OR.pdf"]
[9707,null,"STEROWNICZE","S66883",5902956105530,"BiT 1000®OR","18x2x1,5","Uniepalnione i olejoodporne, parowane, giętkie kable sterownicze i zasilające, z żyłami numerownymi, w izolacji i powłoce PVC, do zastosowań wnętrzowych i na zewnątrz oraz do układania w ziemi,  0,6/1 kV","BITNER","KMT",1,180626,"PLN",0.23,null,null,null,null,null,null,null,"n95",null,"EC000837","27.32.13","8544 49 99","https://bitner.com.pl/data/t4_text/649x234_081911241116_1000%20OR.JPG","https://bitner.com.pl/data/t4txt_photos/120731300719_6_BiT_1000_OR.pdf"]
[9720,null,"STEROWNICZE","S66896",5902956105660,"BiT 1000®OR","16x2x2,5","Uniepalnione i olejoodporne, parowane, giętkie kable sterownicze i zasilające, z żyłami numerownymi, w izolacji i powłoce PVC, do zastosowań wnętrzowych i na zewnątrz oraz do układania w ziemi,  0,6/1 kV","BITNER","KMT",1,259475,"PLN",0.23,null,null,null,null,null,null,null,"n95",null,"EC000837","27.32.13","8544 49 99","https://bitner.com.pl/data/t4_text/649x234_081911241116_1000%20OR.JPG","https://bitner.com.pl/data/t4txt_photos/120731300719_6_BiT_1000_OR.pdf"]
[9738,null,"STEROWNICZE","BS1317",5902956106209,"BiT 1000®C OR","18G0,5","Uniepalnione i olejoodporne, giętkie kable sterownicze, ekran w postaci oplotu z ocynowanych pasemek miedzianych o gęstości krycia ok. 85%, żyły numerowane, o izolacji i powłoce PVC, do zastosowań wnętrzowych i na zewnątrz oraz do układania w ziemi,  0,6/1kV","BITNER","KMT",1,55214,"PLN",0.23,null,null,null,null,null,null,null,"n95",null,"EC000837","27.32.13","8544 49 99","https://bitner.com.pl/data/t4_text/649x234_082029241116_1000%20C%20OR.JPG","https://bitner.com.pl/data/t4txt_photos/123027300719_7_BiT_1000_C_OR.pdf"]
[9749,null,"STEROWNICZE","BS1328",5902956106315,"BiT 1000®C OR","3G0,75","Uniepalnione i olejoodporne, giętkie kable sterownicze, ekran w postaci oplotu z ocynowanych pasemek miedzianych o gęstości krycia ok. 85%, żyły numerowane, o izolacji i powłoce PVC, do zastosowań wnętrzowych i na zewnątrz oraz do układania w ziemi,  0,6/1kV","BITNER","KMT",1,21178,"PLN",0.23,null,null,null,null,null,null,null,"n95",null,"EC000837","27.32.13","8544 49 99","https://bitner.com.pl/data/t4_text/649x234_082029241116_1000%20C%20OR.JPG","https://bitner.com.pl/data/t4txt_photos/123027300719_7_BiT_1000_C_OR.pdf"]
[9762,null,"STEROWNICZE","BS1341",5902956106445,"BiT 1000®C OR","12G0,75","Uniepalnione i olejoodporne, giętkie kable sterownicze, ekran w postaci oplotu z ocynowanych pasemek miedzianych o gęstości krycia ok. 85%, żyły numerowane, o izolacji i powłoce PVC, do zastosowań wnętrzowych i na zewnątrz oraz do układania w ziemi,  0,6/1kV","BITNER","KMT",1,51315,"PLN",0.23,null,null,null,null,null,null,null,"n95",null,"EC000837","27.32.13","8544 49 99","https://bitner.com.pl/data/t4_text/649x234_082029241116_1000%20C%20OR.JPG","https://bitner.com.pl/data/t4txt_photos/123027300719_7_BiT_1000_C_OR.pdf"]
[9773,null,"STEROWNICZE","BS1352",5902956106551,"BiT 1000®C OR","42G0,75","Uniepalnione i olejoodporne, giętkie kable sterownicze, ekran w postaci oplotu z ocynowanych pasemek miedzianych o gęstości krycia ok. 85%, żyły numerowane, o izolacji i powłoce PVC, do zastosowań wnętrzowych i na zewnątrz oraz do układania w ziemi,  0,6/1kV","BITNER","KMT",1,147648,"PLN",0.23,null,null,null,null,null,null,null,"n95",null,"EC000837","27.32.13","8544 49 99","https://bitner.com.pl/data/t4_text/649x234_082029241116_1000%20C%20OR.JPG","https://bitner.com.pl/data/t4txt_photos/123027300719_7_BiT_1000_C_OR.pdf"]
[9783,null,"STEROWNICZE","BS1362",5902956106650,"BiT 1000®C OR","6G1,0","Uniepalnione i olejoodporne, giętkie kable sterownicze, ekran w postaci oplotu z ocynowanych pasemek miedzianych o gęstości krycia ok. 85%, żyły numerowane, o izolacji i powłoce PVC, do zastosowań wnętrzowych i na zewnątrz oraz do układania w ziemi,  0,6/1kV","BITNER","KMT",1,36330,"PLN",0.23,null,null,null,null,null,null,null,"n95",null,"EC000837","27.32.13","8544 49 99","https://bitner.com.pl/data/t4_text/649x234_082029241116_1000%20C%20OR.JPG","https://bitner.com.pl/data/t4txt_photos/123027300719_7_BiT_1000_C_OR.pdf"]
[9792,null,"STEROWNICZE","BS1371",5902956106742,"BiT 1000®C OR","14G1,0","Uniepalnione i olejoodporne, giętkie kable sterownicze, ekran w postaci oplotu z ocynowanych pasemek miedzianych o gęstości krycia ok. 85%, żyły numerowane, o izolacji i powłoce PVC, do zastosowań wnętrzowych i na zewnątrz oraz do układania w ziemi,  0,6/1kV","BITNER","KMT",1,69034,"PLN",0.23,null,null,null,null,null,null,null,"n95",null,"EC000837","27.32.13","8544 49 99","https://bitner.com.pl/data/t4_text/649x234_082029241116_1000%20C%20OR.JPG","https://bitner.com.pl/data/t4txt_photos/123027300719_7_BiT_1000_C_OR.pdf"]
[9808,null,"STEROWNICZE","BS1388",5902956106919,"BiT 1000®C OR","4x1,5","Uniepalnione i olejoodporne, giętkie kable sterownicze, ekran w postaci oplotu z ocynowanych pasemek miedzianych o gęstości krycia ok. 85%, żyły numerowane, o izolacji i powłoce PVC, do zastosowań wnętrzowych i na zewnątrz oraz do układania w ziemi,  0,6/1kV","BITNER","KMT",1,35569,"PLN",0.23,null,null,null,null,null,null,null,"n95",null,"EC000837","27.32.13","8544 49 99","https://bitner.com.pl/data/t4_text/649x234_082029241116_1000%20C%20OR.JPG","https://bitner.com.pl/data/t4txt_photos/123027300719_7_BiT_1000_C_OR.pdf"]
[9813,null,"STEROWNICZE","BS1393",5902956106964,"BiT 1000®C OR","7G1,5","Uniepalnione i olejoodporne, giętkie kable sterownicze, ekran w postaci oplotu z ocynowanych pasemek miedzianych o gęstości krycia ok. 85%, żyły numerowane, o izolacji i powłoce PVC, do zastosowań wnętrzowych i na zewnątrz oraz do układania w ziemi,  0,6/1kV","BITNER","KMT",1,52137,"PLN",0.23,null,null,null,null,null,null,null,"n95",null,"EC000837","27.32.13","8544 49 99","https://bitner.com.pl/data/t4_text/649x234_082029241116_1000%20C%20OR.JPG","https://bitner.com.pl/data/t4txt_photos/123027300719_7_BiT_1000_C_OR.pdf"]
[9834,null,"STEROWNICZE","BS1414",5902956107176,"BiT 1000®C OR","3x2,5","Uniepalnione i olejoodporne, giętkie kable sterownicze, ekran w postaci oplotu z ocynowanych pasemek miedzianych o gęstości krycia ok. 85%, żyły numerowane, o izolacji i powłoce PVC, do zastosowań wnętrzowych i na zewnątrz oraz do układania w ziemi,  0,6/1kV","BITNER","KMT",1,40473,"PLN",0.23,null,null,null,null,null,null,null,"n95",null,"EC000837","27.32.13","8544 49 99","https://bitner.com.pl/data/t4_text/649x234_082029241116_1000%20C%20OR.JPG","https://bitner.com.pl/data/t4txt_photos/123027300719_7_BiT_1000_C_OR.pdf"]
[9843,null,"STEROWNICZE","BS1423",5902956107268,"BiT 1000®C OR","10G2,5","Uniepalnione i olejoodporne, giętkie kable sterownicze, ekran w postaci oplotu z ocynowanych pasemek miedzianych o gęstości krycia ok. 85%, żyły numerowane, o izolacji i powłoce PVC, do zastosowań wnętrzowych i na zewnątrz oraz do układania w ziemi,  0,6/1kV","BITNER","KMT",1,107362,"PLN",0.23,null,null,null,null,null,null,null,"n95",null,"EC000837","27.32.13","8544 49 99","https://bitner.com.pl/data/t4_text/649x234_082029241116_1000%20C%20OR.JPG","https://bitner.com.pl/data/t4txt_photos/123027300719_7_BiT_1000_C_OR.pdf"]
[9855,null,"STEROWNICZE","BS1435",5902956107381,"BiT 1000®C OR","52G2,5","Uniepalnione i olejoodporne, giętkie kable sterownicze, ekran w postaci oplotu z ocynowanych pasemek miedzianych o gęstości krycia ok. 85%, żyły numerowane, o izolacji i powłoce PVC, do zastosowań wnętrzowych i na zewnątrz oraz do układania w ziemi,  0,6/1kV","BITNER","KMT",1,479525,"PLN",0.23,null,null,null,null,null,null,null,"n95",null,"EC000837","27.32.13","8544 49 99","https://bitner.com.pl/data/t4_text/649x234_082029241116_1000%20C%20OR.JPG","https://bitner.com.pl/data/t4txt_photos/123027300719_7_BiT_1000_C_OR.pdf"]
[9860,null,"STEROWNICZE","BS1449",5902956107435,"BiT 1000®C OR","6x2x0,5","Uniepalnione i olejoodporne, parowane, giętkie kable sterownicze, ekran w postaci oplotu z ocynowanych pasemek miedzianych o gęstości krycia ok. 85%, żyły numerowane, o izolacji i powłoce PVC, do zastosowań wnętrzowych i na zewnątrz oraz do układania w ziemi,  0,6/1kV","BITNER","KMT",1,44355,"PLN",0.23,null,null,null,null,null,null,null,"n95",null,"EC000837","27.32.13","8544 49 99","https://bitner.com.pl/data/t4_text/649x234_082029241116_1000%20C%20OR.JPG","https://bitner.com.pl/data/t4txt_photos/123027300719_7_BiT_1000_C_OR.pdf"]
[9876,null,"STEROWNICZE","BS1465",5902956107596,"BiT 1000®C OR","8x2x0,75","Uniepalnione i olejoodporne, parowane, giętkie kable sterownicze, ekran w postaci oplotu z ocynowanych pasemek miedzianych o gęstości krycia ok. 85%, żyły numerowane, o izolacji i powłoce PVC, do zastosowań wnętrzowych i na zewnątrz oraz do układania w ziemi,  0,6/1kV","BITNER","KMT",1,71170,"PLN",0.23,null,null,null,null,null,null,null,"n95",null,"EC000837","27.32.13","8544 49 99","https://bitner.com.pl/data/t4_text/649x234_082029241116_1000%20C%20OR.JPG","https://bitner.com.pl/data/t4txt_photos/123027300719_7_BiT_1000_C_OR.pdf"]
[9885,null,"STEROWNICZE","BS1474",5902956107688,"BiT 1000®C OR","3x2x1,0","Uniepalnione i olejoodporne, parowane, giętkie kable sterownicze, ekran w postaci oplotu z ocynowanych pasemek miedzianych o gęstości krycia ok. 85%, żyły numerowane, o izolacji i powłoce PVC, do zastosowań wnętrzowych i na zewnątrz oraz do układania w ziemi,  0,6/1kV","BITNER","KMT",1,40821,"PLN",0.23,null,null,null,null,null,null,null,"n95",null,"EC000837","27.32.13","8544 49 99","https://bitner.com.pl/data/t4_text/649x234_082029241116_1000%20C%20OR.JPG","https://bitner.com.pl/data/t4txt_photos/123027300719_7_BiT_1000_C_OR.pdf"]
[9895,null,"STEROWNICZE","BS1484",5902956107787,"BiT 1000®C OR","18x2x1,0","Uniepalnione i olejoodporne, parowane, giętkie kable sterownicze, ekran w postaci oplotu z ocynowanych pasemek miedzianych o gęstości krycia ok. 85%, żyły numerowane, o izolacji i powłoce PVC, do zastosowań wnętrzowych i na zewnątrz oraz do układania w ziemi,  0,6/1kV","BITNER","KMT",1,160586,"PLN",0.23,null,null,null,null,null,null,null,"n95",null,"EC000837","27.32.13","8544 49 99","https://bitner.com.pl/data/t4_text/649x234_082029241116_1000%20C%20OR.JPG","https://bitner.com.pl/data/t4txt_photos/123027300719_7_BiT_1000_C_OR.pdf"]
[9906,null,"STEROWNICZE","BS1495",5902956107893,"BiT 1000®C OR","12x2x1,5","Uniepalnione i olejoodporne, parowane, giętkie kable sterownicze, ekran w postaci oplotu z ocynowanych pasemek miedzianych o gęstości krycia ok. 85%, żyły numerowane, o izolacji i powłoce PVC, do zastosowań wnętrzowych i na zewnątrz oraz do układania w ziemi,  0,6/1kV","BITNER","KMT",1,151685,"PLN",0.23,null,null,null,null,null,null,null,"n95",null,"EC000837","27.32.13","8544 49 99","https://bitner.com.pl/data/t4_text/649x234_082029241116_1000%20C%20OR.JPG","https://bitner.com.pl/data/t4txt_photos/123027300719_7_BiT_1000_C_OR.pdf"]
[9927,null,"STEROWNICZE","S66904",5902956108104,"BiT 1000®CY OR","6G0,5","Uniepalnione i olejoodporne, giętkie kable sterownicze, z powłoką wypełniającą z PVC pod ekranem, ekran w postaci oplotu z ocynowanych pasemek miedzianych o gęstości krycia ok. 85%, żyły numerowane, o izolacji i powłoce PVC, do zastosowań wnętrzowych i na zewnątrz oraz do układania w ziemi,  0,6/1kV","BITNER","KMT",1,31494,"PLN",0.23,null,null,null,null,null,null,null,"n95",null,"EC000837","27.32.13","8544 49 99","https://bitner.com.pl/data/t4_text/649x234_083058241116_1000%20CY%20OR.JPG","https://bitner.com.pl/data/t4txt_photos/123809300719_8_BiT_1000_CY_OR.pdf"]
[9930,null,"STEROWNICZE","S66907",5902956108135,"BiT 1000®CY OR","10G0,5","Uniepalnione i olejoodporne, giętkie kable sterownicze, z powłoką wypełniającą z PVC pod ekranem, ekran w postaci oplotu z ocynowanych pasemek miedzianych o gęstości krycia ok. 85%, żyły numerowane, o izolacji i powłoce PVC, do zastosowań wnętrzowych i na zewnątrz oraz do układania w ziemi,  0,6/1kV","BITNER","KMT",1,43705,"PLN",0.23,null,null,null,null,null,null,null,"n95",null,"EC000837","27.32.13","8544 49 99","https://bitner.com.pl/data/t4_text/649x234_083058241116_1000%20CY%20OR.JPG","https://bitner.com.pl/data/t4txt_photos/123809300719_8_BiT_1000_CY_OR.pdf"]
[9948,null,"STEROWNICZE","S66925",5902956108319,"BiT 1000®CY OR","10G0,75","Uniepalnione i olejoodporne, giętkie kable sterownicze, z powłoką wypełniającą z PVC pod ekranem, ekran w postaci oplotu z ocynowanych pasemek miedzianych o gęstości krycia ok. 85%, żyły numerowane, o izolacji i powłoce PVC, do zastosowań wnętrzowych i na zewnątrz oraz do układania w ziemi,  0,6/1kV","BITNER","KMT",1,53544,"PLN",0.23,null,null,null,null,null,null,null,"n95",null,"EC000837","27.32.13","8544 49 99","https://bitner.com.pl/data/t4_text/649x234_083058241116_1000%20CY%20OR.JPG","https://bitner.com.pl/data/t4txt_photos/123809300719_8_BiT_1000_CY_OR.pdf"]
[9957,null,"STEROWNICZE","S66934",5902956108401,"BiT 1000®CY OR","2x1,0","Uniepalnione i olejoodporne, giętkie kable sterownicze, z powłoką wypełniającą z PVC pod ekranem, ekran w postaci oplotu z ocynowanych pasemek miedzianych o gęstości krycia ok. 85%, żyły numerowane, o izolacji i powłoce PVC, do zastosowań wnętrzowych i na zewnątrz oraz do układania w ziemi,  0,6/1kV","BITNER","KMT",1,22546,"PLN",0.23,null,null,null,null,null,null,null,"n95",null,"EC000837","27.32.13","8544 49 99","https://bitner.com.pl/data/t4_text/649x234_083058241116_1000%20CY%20OR.JPG","https://bitner.com.pl/data/t4txt_photos/123809300719_8_BiT_1000_CY_OR.pdf"]
[9969,null,"STEROWNICZE","S66946",5902956108524,"BiT 1000®CY OR","19G1,0","Uniepalnione i olejoodporne, giętkie kable sterownicze, z powłoką wypełniającą z PVC pod ekranem, ekran w postaci oplotu z ocynowanych pasemek miedzianych o gęstości krycia ok. 85%, żyły numerowane, o izolacji i powłoce PVC, do zastosowań wnętrzowych i na zewnątrz oraz do układania w ziemi,  0,6/1kV","BITNER","KMT",1,97715,"PLN",0.23,null,null,null,null,null,null,null,"n95",null,"EC000837","27.32.13","8544 49 99","https://bitner.com.pl/data/t4_text/649x234_083058241116_1000%20CY%20OR.JPG","https://bitner.com.pl/data/t4txt_photos/123809300719_8_BiT_1000_CY_OR.pdf"]
[9978,null,"STEROWNICZE","S66086",5902956108616,"BiT 1000®CY OR","7G1,5","Uniepalnione i olejoodporne, giętkie kable sterownicze, z powłoką wypełniającą z PVC pod ekranem, ekran w postaci oplotu z ocynowanych pasemek miedzianych o gęstości krycia ok. 85%, żyły numerowane, o izolacji i powłoce PVC, do zastosowań wnętrzowych i na zewnątrz oraz do układania w ziemi,  0,6/1kV","BITNER","KMT",1,57291,"PLN",0.23,null,null,null,null,null,null,null,"n95",null,"EC000837","27.32.13","8544 49 99","https://bitner.com.pl/data/t4_text/649x234_083058241116_1000%20CY%20OR.JPG","https://bitner.com.pl/data/t4txt_photos/123809300719_8_BiT_1000_CY_OR.pdf"]
[9987,null,"STEROWNICZE","S66095",5902956108708,"BiT 1000®CY OR","10G2,5","Uniepalnione i olejoodporne, giętkie kable sterownicze, z powłoką wypełniającą z PVC pod ekranem, ekran w postaci oplotu z ocynowanych pasemek miedzianych o gęstości krycia ok. 85%, żyły numerowane, o izolacji i powłoce PVC, do zastosowań wnętrzowych i na zewnątrz oraz do układania w ziemi,  0,6/1kV","BITNER","KMT",1,117010,"PLN",0.23,null,null,null,null,null,null,null,"n95",null,"EC000837","27.32.13","8544 49 99","https://bitner.com.pl/data/t4_text/649x234_083058241116_1000%20CY%20OR.JPG","https://bitner.com.pl/data/t4txt_photos/123809300719_8_BiT_1000_CY_OR.pdf"]
[10004,null,"STEROWNICZE","S66112",5902956108876,"BiT 1000®CY OR","5G10","Uniepalnione i olejoodporne, giętkie kable sterownicze, z powłoką wypełniającą z PVC pod ekranem, ekran w postaci oplotu z ocynowanych pasemek miedzianych o gęstości krycia ok. 85%, żyły numerowane, o izolacji i powłoce PVC, do zastosowań wnętrzowych i na zewnątrz oraz do układania w ziemi,  0,6/1kV","BITNER","KMT",1,206367,"PLN",0.23,null,null,null,null,null,null,null,"n95",null,"EC000837","27.32.13","8544 49 99","https://bitner.com.pl/data/t4_text/649x234_083058241116_1000%20CY%20OR.JPG","https://bitner.com.pl/data/t4txt_photos/123809300719_8_BiT_1000_CY_OR.pdf"]
[10020,null,"STEROWNICZE","S66128",5902956109033,"BiT 1000®CY OR","4G70","Uniepalnione i olejoodporne, giętkie kable sterownicze, z powłoką wypełniającą z PVC pod ekranem, ekran w postaci oplotu z ocynowanych pasemek miedzianych o gęstości krycia ok. 85%, żyły numerowane, o izolacji i powłoce PVC, do zastosowań wnętrzowych i na zewnątrz oraz do układania w ziemi,  0,6/1kV","BITNER","KMT",1,1010399,"PLN",0.23,null,null,null,null,null,null,null,"n95",null,"EC000837","27.32.13","8544 49 99","https://bitner.com.pl/data/t4_text/649x234_083058241116_1000%20CY%20OR.JPG","https://bitner.com.pl/data/t4txt_photos/123809300719_8_BiT_1000_CY_OR.pdf"]
[10021,null,"STEROWNICZE","S66129",5902956109040,"BiT 1000®CY OR","5G70","Uniepalnione i olejoodporne, giętkie kable sterownicze, z powłoką wypełniającą z PVC pod ekranem, ekran w postaci oplotu z ocynowanych pasemek miedzianych o gęstości krycia ok. 85%, żyły numerowane, o izolacji i powłoce PVC, do zastosowań wnętrzowych i na zewnątrz oraz do układania w ziemi,  0,6/1kV","BITNER","KMT",1,1247212,"PLN",0.23,null,null,null,null,null,null,null,"n95",null,"EC000837","27.32.13","8544 49 99","https://bitner.com.pl/data/t4_text/649x234_083058241116_1000%20CY%20OR.JPG","https://bitner.com.pl/data/t4txt_photos/123809300719_8_BiT_1000_CY_OR.pdf"]
[10041,null,"STEROWNICZE","BS1561",5902956109569,"BiT 1000®(St) OR","8x0,5","Uniepalnione i olejoodporne,ekranowane folią metalizowaną z linką uziemiającą,  giętkie kable sterownicze, w izoalcji i powłoce PVC,  z żyłami numerowanymi do zastosowań wnętrzowych i na zewnątrz oraz do układania w ziemi  0,6/1kV","BITNER","KMT",1,26098,"PLN",0.23,null,null,null,null,null,null,null,"n95",null,"EC000837","27.32.13","8544 49 99","https://bitner.com.pl/data/t4_text/649x234_083201241116_1000%20St%20OR.JPG","https://bitner.com.pl/data/t4txt_photos/125425300719_9_BiT_1000_St_OR.pdf"]
[10050,null,"STEROWNICZE","BS1570",5902956109651,"BiT 1000®(St) OR","25G0,5","Uniepalnione i olejoodporne,ekranowane folią metalizowaną z linką uziemiającą,  giętkie kable sterownicze, w izoalcji i powłoce PVC,  z żyłami numerowanymi do zastosowań wnętrzowych i na zewnątrz oraz do układania w ziemi  0,6/1kV","BITNER","KMT",1,56758,"PLN",0.23,null,null,null,null,null,null,null,"n95",null,"EC000837","27.32.13","8544 49 99","https://bitner.com.pl/data/t4_text/649x234_083201241116_1000%20St%20OR.JPG","https://bitner.com.pl/data/t4txt_photos/125425300719_9_BiT_1000_St_OR.pdf"]
[10056,null,"STEROWNICZE","BS1576",5902956109712,"BiT 1000®(St) OR","42G0,5","Uniepalnione i olejoodporne,ekranowane folią metalizowaną z linką uziemiającą,  giętkie kable sterownicze, w izoalcji i powłoce PVC,  z żyłami numerowanymi do zastosowań wnętrzowych i na zewnątrz oraz do układania w ziemi  0,6/1kV","BITNER","KMT",1,90736,"PLN",0.23,null,null,null,null,null,null,null,"n95",null,"EC000837","27.32.13","8544 49 99","https://bitner.com.pl/data/t4_text/649x234_083201241116_1000%20St%20OR.JPG","https://bitner.com.pl/data/t4txt_photos/125425300719_9_BiT_1000_St_OR.pdf"]
[10071,null,"STEROWNICZE","BS1591",5902956109866,"BiT 1000®(St) OR","8x0,75","Uniepalnione i olejoodporne,ekranowane folią metalizowaną z linką uziemiającą,  giętkie kable sterownicze, w izoalcji i powłoce PVC,  z żyłami numerowanymi do zastosowań wnętrzowych i na zewnątrz oraz do układania w ziemi  0,6/1kV","BITNER","KMT",1,34249,"PLN",0.23,null,null,null,null,null,null,null,"n95",null,"EC000837","27.32.13","8544 49 99","https://bitner.com.pl/data/t4_text/649x234_083201241116_1000%20St%20OR.JPG","https://bitner.com.pl/data/t4txt_photos/125425300719_9_BiT_1000_St_OR.pdf"]
[10080,null,"STEROWNICZE","BS1600",5902956109958,"BiT 1000®(St) OR","25G0,75","Uniepalnione i olejoodporne,ekranowane folią metalizowaną z linką uziemiającą,  giętkie kable sterownicze, w izoalcji i powłoce PVC,  z żyłami numerowanymi do zastosowań wnętrzowych i na zewnątrz oraz do układania w ziemi  0,6/1kV","BITNER","KMT",1,77459,"PLN",0.23,null,null,null,null,null,null,null,"n95",null,"EC000837","27.32.13","8544 49 99","https://bitner.com.pl/data/t4_text/649x234_083201241116_1000%20St%20OR.JPG","https://bitner.com.pl/data/t4txt_photos/125425300719_9_BiT_1000_St_OR.pdf"]
[10091,null,"STEROWNICZE","BS1611",5902956110060,"BiT 1000®(St) OR","3x1,0","Uniepalnione i olejoodporne,ekranowane folią metalizowaną z linką uziemiającą,  giętkie kable sterownicze, w izoalcji i powłoce PVC,  z żyłami numerowanymi do zastosowań wnętrzowych i na zewnątrz oraz do układania w ziemi  0,6/1kV","BITNER","KMT",1,19887,"PLN",0.23,null,null,null,null,null,null,null,"n95",null,"EC000837","27.32.13","8544 49 99","https://bitner.com.pl/data/t4_text/649x234_083201241116_1000%20St%20OR.JPG","https://bitner.com.pl/data/t4txt_photos/125425300719_9_BiT_1000_St_OR.pdf"]
[10113,null,"STEROWNICZE","BS1633",5902956110282,"BiT 1000®(St) OR","30G1,0","Uniepalnione i olejoodporne,ekranowane folią metalizowaną z linką uziemiającą,  giętkie kable sterownicze, w izoalcji i powłoce PVC,  z żyłami numerowanymi do zastosowań wnętrzowych i na zewnątrz oraz do układania w ziemi  0,6/1kV","BITNER","KMT",1,115398,"PLN",0.23,null,null,null,null,null,null,null,"n95",null,"EC000837","27.32.13","8544 49 99","https://bitner.com.pl/data/t4_text/649x234_083201241116_1000%20St%20OR.JPG","https://bitner.com.pl/data/t4txt_photos/125425300719_9_BiT_1000_St_OR.pdf"]
[10114,null,"STEROWNICZE","BS1634",5902956110299,"BiT 1000®(St) OR","34G1,0","Uniepalnione i olejoodporne,ekranowane folią metalizowaną z linką uziemiającą,  giętkie kable sterownicze, w izoalcji i powłoce PVC,  z żyłami numerowanymi do zastosowań wnętrzowych i na zewnątrz oraz do układania w ziemi  0,6/1kV","BITNER","KMT",1,131886,"PLN",0.23,null,null,null,null,null,null,null,"n95",null,"EC000837","27.32.13","8544 49 99","https://bitner.com.pl/data/t4_text/649x234_083201241116_1000%20St%20OR.JPG","https://bitner.com.pl/data/t4txt_photos/125425300719_9_BiT_1000_St_OR.pdf"]
[10126,null,"STEROWNICZE","BS1646",5902956110411,"BiT 1000®(St) OR","5x1,5","Uniepalnione i olejoodporne,ekranowane folią metalizowaną z linką uziemiającą,  giętkie kable sterownicze, w izoalcji i powłoce PVC,  z żyłami numerowanymi do zastosowań wnętrzowych i na zewnątrz oraz do układania w ziemi  0,6/1kV","BITNER","KMT",1,39075,"PLN",0.23,null,null,null,null,null,null,null,"n95",null,"EC000837","27.32.13","8544 49 99","https://bitner.com.pl/data/t4_text/649x234_083201241116_1000%20St%20OR.JPG","https://bitner.com.pl/data/t4txt_photos/125425300719_9_BiT_1000_St_OR.pdf"]
[10143,null,"STEROWNICZE","BS1663",5902956110589,"BiT 1000®(St) OR","30G1,5","Uniepalnione i olejoodporne,ekranowane folią metalizowaną z linką uziemiającą,  giętkie kable sterownicze, w izoalcji i powłoce PVC,  z żyłami numerowanymi do zastosowań wnętrzowych i na zewnątrz oraz do układania w ziemi  0,6/1kV","BITNER","KMT",1,160703,"PLN",0.23,null,null,null,null,null,null,null,"n95",null,"EC000837","27.32.13","8544 49 99","https://bitner.com.pl/data/t4_text/649x234_083201241116_1000%20St%20OR.JPG","https://bitner.com.pl/data/t4txt_photos/125425300719_9_BiT_1000_St_OR.pdf"]
[10156,null,"STEROWNICZE","BS1676",5902956110718,"BiT 1000®(St) OR","5x2,5","Uniepalnione i olejoodporne,ekranowane folią metalizowaną z linką uziemiającą,  giętkie kable sterownicze, w izoalcji i powłoce PVC,  z żyłami numerowanymi do zastosowań wnętrzowych i na zewnątrz oraz do układania w ziemi  0,6/1kV","BITNER","KMT",1,53310,"PLN",0.23,null,null,null,null,null,null,null,"n95",null,"EC000837","27.32.13","8544 49 99","https://bitner.com.pl/data/t4_text/649x234_083201241116_1000%20St%20OR.JPG","https://bitner.com.pl/data/t4txt_photos/125425300719_9_BiT_1000_St_OR.pdf"]
[10161,null,"STEROWNICZE","BS1681",5902956110763,"BiT 1000®(St) OR","10G2,5","Uniepalnione i olejoodporne,ekranowane folią metalizowaną z linką uziemiającą,  giętkie kable sterownicze, w izoalcji i powłoce PVC,  z żyłami numerowanymi do zastosowań wnętrzowych i na zewnątrz oraz do układania w ziemi  0,6/1kV","BITNER","KMT",1,91601,"PLN",0.23,null,null,null,null,null,null,null,"n95",null,"EC000837","27.32.13","8544 49 99","https://bitner.com.pl/data/t4_text/649x234_083201241116_1000%20St%20OR.JPG","https://bitner.com.pl/data/t4txt_photos/125425300719_9_BiT_1000_St_OR.pdf"]
[10173,null,"STEROWNICZE","BS1750",5902956110886,"BiT 1000®(St) OR","2x2x0,5","Uniepalnione i olejoodporne, parowane ,ekranowane folią metalizowaną z linką uziemiającą,  giętkie kable sterownicze, w izoalcji i powłoce PVC,  z żyłami numerowanymi do zastosowań wnętrzowych i na zewnątrz oraz do układania w ziemi  0,6/1kV","BITNER","KMT",1,15705,"PLN",0.23,null,null,null,null,null,null,null,"n95",null,"EC000837","27.32.13","8544 49 99","https://bitner.com.pl/data/t4_text/649x234_083201241116_1000%20St%20OR.JPG","https://bitner.com.pl/data/t4txt_photos/125425300719_9_BiT_1000_St_OR.pdf"]
[10189,null,"STEROWNICZE","BS1766",5902956111043,"BiT 1000®(St) OR","4x2x0,75","Uniepalnione i olejoodporne, parowane ,ekranowane folią metalizowaną z linką uziemiającą,  giętkie kable sterownicze, w izoalcji i powłoce PVC,  z żyłami numerowanymi do zastosowań wnętrzowych i na zewnątrz oraz do układania w ziemi  0,6/1kV","BITNER","KMT",1,31590,"PLN",0.23,null,null,null,null,null,null,null,"n95",null,"EC000837","27.32.13","8544 49 99","https://bitner.com.pl/data/t4_text/649x234_083201241116_1000%20St%20OR.JPG","https://bitner.com.pl/data/t4txt_photos/125425300719_9_BiT_1000_St_OR.pdf"]
[10206,null,"STEROWNICZE","BS1783",5902956111210,"BiT 1000®(St) OR","7x2x1,0","Uniepalnione i olejoodporne, parowane ,ekranowane folią metalizowaną z linką uziemiającą,  giętkie kable sterownicze, w izoalcji i powłoce PVC,  z żyłami numerowanymi do zastosowań wnętrzowych i na zewnątrz oraz do układania w ziemi  0,6/1kV","BITNER","KMT",1,59231,"PLN",0.23,null,null,null,null,null,null,null,"n95",null,"EC000837","27.32.13","8544 49 99","https://bitner.com.pl/data/t4_text/649x234_083201241116_1000%20St%20OR.JPG","https://bitner.com.pl/data/t4txt_photos/125425300719_9_BiT_1000_St_OR.pdf"]
[10207,null,"STEROWNICZE","BS1784",5902956111227,"BiT 1000®(St) OR","8x2x1,0","Uniepalnione i olejoodporne, parowane ,ekranowane folią metalizowaną z linką uziemiającą,  giętkie kable sterownicze, w izoalcji i powłoce PVC,  z żyłami numerowanymi do zastosowań wnętrzowych i na zewnątrz oraz do układania w ziemi  0,6/1kV","BITNER","KMT",1,66482,"PLN",0.23,null,null,null,null,null,null,null,"n95",null,"EC000837","27.32.13","8544 49 99","https://bitner.com.pl/data/t4_text/649x234_083201241116_1000%20St%20OR.JPG","https://bitner.com.pl/data/t4txt_photos/125425300719_9_BiT_1000_St_OR.pdf"]
[10224,null,"STEROWNICZE","BS1801",5902956111395,"BiT 1000®(St) OR","14x2x1,5","Uniepalnione i olejoodporne, parowane ,ekranowane folią metalizowaną z linką uziemiającą,  giętkie kable sterownicze, w izoalcji i powłoce PVC,  z żyłami numerowanymi do zastosowań wnętrzowych i na zewnątrz oraz do układania w ziemi  0,6/1kV","BITNER","KMT",1,145553,"PLN",0.23,null,null,null,null,null,null,null,"n95",null,"EC000837","27.32.13","8544 49 99","https://bitner.com.pl/data/t4_text/649x234_083201241116_1000%20St%20OR.JPG","https://bitner.com.pl/data/t4txt_photos/125425300719_9_BiT_1000_St_OR.pdf"]
[10236,null,"STEROWNICZE","BS1813",5902956111517,"BiT 1000®(St) OR","10x2x2,5","Uniepalnione i olejoodporne, parowane ,ekranowane folią metalizowaną z linką uziemiającą,  giętkie kable sterownicze, w izoalcji i powłoce PVC,  z żyłami numerowanymi do zastosowań wnętrzowych i na zewnątrz oraz do układania w ziemi  0,6/1kV","BITNER","KMT",1,167826,"PLN",0.23,null,null,null,null,null,null,null,"n95",null,"EC000837","27.32.13","8544 49 99","https://bitner.com.pl/data/t4_text/649x234_083201241116_1000%20St%20OR.JPG","https://bitner.com.pl/data/t4txt_photos/125425300719_9_BiT_1000_St_OR.pdf"]
[10249,null,"STEROWNICZE","BS1859",5902956111647,"BiT 1000®2(St) OR","14x2x0,5","Uniepalnione i olejoodporne, parowane, giętkie kable sterownicze, ekran ogólny i par w postaci metalizowanej folii z linką uziemiającą, z żyłami numerowanymi, o izoalcji i powłoce PVC, do zastosowań wnętrzowych i zewnętrznych oraz do uładania w ziemi, 0,6/1 kV","BITNER","KMT",1,93716,"PLN",0.23,null,null,null,null,null,null,null,"n95",null,"EC000837","27.32.13","8544 49 99","https://bitner.com.pl/data/t4_text/649x234_083317241116_1000%202%20St%20OR.JPG","https://bitner.com.pl/data/t4txt_photos/010548300719_10_BiT_1000_2_St_OR.pdf"]
[10259,null,"STEROWNICZE","BS1869",5902956111746,"BiT 1000®2(St) OR","7x2x0,75","Uniepalnione i olejoodporne, parowane, giętkie kable sterownicze, ekran ogólny i par w postaci metalizowanej folii z linką uziemiającą, z żyłami numerowanymi, o izoalcji i powłoce PVC, do zastosowań wnętrzowych i zewnętrznych oraz do uładania w ziemi, 0,6/1 kV","BITNER","KMT",1,63231,"PLN",0.23,null,null,null,null,null,null,null,"n95",null,"EC000837","27.32.13","8544 49 99","https://bitner.com.pl/data/t4_text/649x234_083317241116_1000%202%20St%20OR.JPG","https://bitner.com.pl/data/t4txt_photos/010548300719_10_BiT_1000_2_St_OR.pdf"]
[10270,null,"STEROWNICZE","BS1880",5902956111852,"BiT 1000®2(St) OR","4x2x1,0","Uniepalnione i olejoodporne, parowane, giętkie kable sterownicze, ekran ogólny i par w postaci metalizowanej folii z linką uziemiającą, z żyłami numerowanymi, o izoalcji i powłoce PVC, do zastosowań wnętrzowych i zewnętrznych oraz do uładania w ziemi, 0,6/1 kV","BITNER","KMT",1,49934,"PLN",0.23,null,null,null,null,null,null,null,"n95",null,"EC000837","27.32.13","8544 49 99","https://bitner.com.pl/data/t4_text/649x234_083317241116_1000%202%20St%20OR.JPG","https://bitner.com.pl/data/t4txt_photos/010548300719_10_BiT_1000_2_St_OR.pdf"]
[10279,null,"STEROWNICZE","BS1889",5902956111944,"BiT 1000®2(St) OR","18x2x1,0","Uniepalnione i olejoodporne, parowane, giętkie kable sterownicze, ekran ogólny i par w postaci metalizowanej folii z linką uziemiającą, z żyłami numerowanymi, o izoalcji i powłoce PVC, do zastosowań wnętrzowych i zewnętrznych oraz do uładania w ziemi, 0,6/1 kV","BITNER","KMT",1,186326,"PLN",0.23,null,null,null,null,null,null,null,"n95",null,"EC000837","27.32.13","8544 49 99","https://bitner.com.pl/data/t4_text/649x234_083317241116_1000%202%20St%20OR.JPG","https://bitner.com.pl/data/t4txt_photos/010548300719_10_BiT_1000_2_St_OR.pdf"]
[10294,null,"STEROWNICZE","BS1904",5902956112095,"BiT 1000®2(St) OR","20x2x1,5","Uniepalnione i olejoodporne, parowane, giętkie kable sterownicze, ekran ogólny i par w postaci metalizowanej folii z linką uziemiającą, z żyłami numerowanymi, o izoalcji i powłoce PVC, do zastosowań wnętrzowych i zewnętrznych oraz do uładania w ziemi, 0,6/1 kV","BITNER","KMT",1,266297,"PLN",0.23,null,null,null,null,null,null,null,"n95",null,"EC000837","27.32.13","8544 49 99","https://bitner.com.pl/data/t4_text/649x234_083317241116_1000%202%20St%20OR.JPG","https://bitner.com.pl/data/t4txt_photos/010548300719_10_BiT_1000_2_St_OR.pdf"]
[10300,null,"STEROWNICZE","BS1911",5902956112163,"BiT 1000®2(St) OR","6x2x2,5","Uniepalnione i olejoodporne, parowane, giętkie kable sterownicze, ekran ogólny i par w postaci metalizowanej folii z linką uziemiającą, z żyłami numerowanymi, o izoalcji i powłoce PVC, do zastosowań wnętrzowych i zewnętrznych oraz do uładania w ziemi, 0,6/1 kV","BITNER","KMT",1,129102,"PLN",0.23,null,null,null,null,null,null,null,"n95",null,"EC000837","27.32.13","8544 49 99","https://bitner.com.pl/data/t4_text/649x234_083317241116_1000%202%20St%20OR.JPG","https://bitner.com.pl/data/t4txt_photos/010548300719_10_BiT_1000_2_St_OR.pdf"]
[10321,null,"STEROWNICZE","H60864",5902956114785,"BiT 1000®H","1x240","Bezhalogenowe, giętkie kable sterownicze i zasilające, żyły numerowane, do zastosowań wnętrzowych i na zewnątrz oraz do układnia w ziemi, 0,6/1 kV","BITNER","KMT",1,682959,"PLN",0.23,null,null,null,null,null,null,null,"n95",null,"EC000837","27.32.13","8544 49 99","https://bitner.com.pl/data/t4_text/649x234_084220241116_1000%20H.JPG","https://bitner.com.pl/data/t4txt_photos/011513300719_11_BiT_1000_H.pdf"]
[10329,null,"STEROWNICZE","H60870",5902956114860,"BiT 1000®H","1G10","Bezhalogenowe, giętkie kable sterownicze i zasilające, żyły numerowane, do zastosowań wnętrzowych i na zewnątrz oraz do układnia w ziemi, 0,6/1 kV","BITNER","KMT",1,40132,"PLN",0.23,null,null,null,null,null,null,null,"n95",null,"EC000837","27.32.13","8544 49 99","https://bitner.com.pl/data/t4_text/649x234_084220241116_1000%20H.JPG","https://bitner.com.pl/data/t4txt_photos/011513300719_11_BiT_1000_H.pdf"]
[10342,null,"STEROWNICZE","H60885",5902956114990,"BiT 1000®H","1G500","Bezhalogenowe, giętkie kable sterownicze i zasilające, żyły numerowane, do zastosowań wnętrzowych i na zewnątrz oraz do układnia w ziemi, 0,6/1 kV","BITNER","KMT",1,1675443,"PLN",0.23,null,null,null,null,null,null,null,"n95",null,"EC000837","27.32.13","8544 49 99","https://bitner.com.pl/data/t4_text/649x234_084220241116_1000%20H.JPG","https://bitner.com.pl/data/t4txt_photos/011513300719_11_BiT_1000_H.pdf"]
[10357,null,"STEROWNICZE","H60758",5902956356567,"BiT 1000®H","12G0,5","Bezhalogenowe, giętkie kable sterownicze i zasilające, żyły numerowane, do zastosowań wnętrzowych i na zewnątrz oraz do układnia w ziemi, 0,6/1 kV","BITNER","KMT",1,33892,"PLN",0.23,null,null,null,null,null,null,null,"n95",null,"EC000837","27.32.13","8544 49 99","https://bitner.com.pl/data/t4_text/649x234_084220241116_1000%20H.JPG","https://bitner.com.pl/data/t4txt_photos/011513300719_11_BiT_1000_H.pdf"]
[10363,null,"STEROWNICZE","H61502",5902956112439,"BiT 1000®H","30G0,5","Bezhalogenowe, giętkie kable sterownicze i zasilające, żyły numerowane, do zastosowań wnętrzowych i na zewnątrz oraz do układnia w ziemi, 0,6/1 kV","BITNER","KMT",1,74130,"PLN",0.23,null,null,null,null,null,null,null,"n95",null,"EC000837","27.32.13","8544 49 99","https://bitner.com.pl/data/t4_text/649x234_084404241116_1000%20CH.JPG","https://bitner.com.pl/data/t4txt_photos/012304300719_12_BiT_1000_CH.pdf"]
[10372,null,"STEROWNICZE","H63011",5902956112521,"BiT 1000®H","3x0,75","Bezhalogenowe, giętkie kable sterownicze i zasilające, żyły numerowane, do zastosowań wnętrzowych i na zewnątrz oraz do układnia w ziemi, 0,6/1 kV","BITNER","KMT",1,14643,"PLN",0.23,null,null,null,null,null,null,null,"n95",null,"EC000837","27.32.13","8544 49 99","https://bitner.com.pl/data/t4_text/649x234_084220241116_1000%20H.JPG","https://bitner.com.pl/data/t4txt_photos/011513300719_11_BiT_1000_H.pdf"]
[10392,null,"STEROWNICZE","H63018",5902956112729,"BiT 1000®H","32G0,75","Bezhalogenowe, giętkie kable sterownicze i zasilające, żyły numerowane, do zastosowań wnętrzowych i na zewnątrz oraz do układnia w ziemi, 0,6/1 kV","BITNER","KMT",1,88165,"PLN",0.23,null,null,null,null,null,null,null,"n95",null,"EC000837","27.32.13","8544 49 99","https://bitner.com.pl/data/t4_text/649x234_084220241116_1000%20H.JPG","https://bitner.com.pl/data/t4txt_photos/011513300719_11_BiT_1000_H.pdf"]
[10393,null,"STEROWNICZE","H61507",5902956112736,"BiT 1000®H","34G0,75","Bezhalogenowe, giętkie kable sterownicze i zasilające, żyły numerowane, do zastosowań wnętrzowych i na zewnątrz oraz do układnia w ziemi, 0,6/1 kV","BITNER","KMT",1,93930,"PLN",0.23,null,null,null,null,null,null,null,"n95",null,"EC000837","27.32.13","8544 49 99","https://bitner.com.pl/data/t4_text/649x234_084404241116_1000%20CH.JPG","https://bitner.com.pl/data/t4txt_photos/012304300719_12_BiT_1000_CH.pdf"]
[10414,null,"STEROWNICZE","H60786",5902956112941,"BiT 1000®H","16G1,0","Bezhalogenowe, giętkie kable sterownicze i zasilające, żyły numerowane, do zastosowań wnętrzowych i na zewnątrz oraz do układnia w ziemi, 0,6/1 kV","BITNER","KMT",1,59756,"PLN",0.23,null,null,null,null,null,null,null,"n95",null,"EC000837","27.32.13","8544 49 99","https://bitner.com.pl/data/t4_text/649x234_084220241116_1000%20H.JPG","https://bitner.com.pl/data/t4txt_photos/011513300719_11_BiT_1000_H.pdf"]
[10420,null,"STEROWNICZE","H61515",5902956113009,"BiT 1000®H","34G1,0","Bezhalogenowe, giętkie kable sterownicze i zasilające, żyły numerowane, do zastosowań wnętrzowych i na zewnątrz oraz do układnia w ziemi, 0,6/1 kV","BITNER","KMT",1,119987,"PLN",0.23,null,null,null,null,null,null,null,"n95",null,"EC000837","27.32.13","8544 49 99","https://bitner.com.pl/data/t4_text/649x234_084404241116_1000%20CH.JPG","https://bitner.com.pl/data/t4txt_photos/012304300719_12_BiT_1000_CH.pdf"]
[10435,null,"STEROWNICZE","H60795",5902956113153,"BiT 1000®H","8G1,5","Bezhalogenowe, giętkie kable sterownicze i zasilające, żyły numerowane, do zastosowań wnętrzowych i na zewnątrz oraz do układnia w ziemi, 0,6/1 kV","BITNER","KMT",1,42936,"PLN",0.23,null,null,null,null,null,null,null,"n95",null,"EC000837","27.32.13","8544 49 99","https://bitner.com.pl/data/t4_text/649x234_084220241116_1000%20H.JPG","https://bitner.com.pl/data/t4txt_photos/011513300719_11_BiT_1000_H.pdf"]
[10444,null,"STEROWNICZE","H61522",5902956113245,"BiT 1000®H","30G1,5","Bezhalogenowe, giętkie kable sterownicze i zasilające, żyły numerowane, do zastosowań wnętrzowych i na zewnątrz oraz do układnia w ziemi, 0,6/1 kV","BITNER","KMT",1,146862,"PLN",0.23,null,null,null,null,null,null,null,"n95",null,"EC000837","27.32.13","8544 49 99","https://bitner.com.pl/data/t4_text/649x234_084404241116_1000%20CH.JPG","https://bitner.com.pl/data/t4txt_photos/012304300719_12_BiT_1000_CH.pdf"]
[10455,null,"STEROWNICZE","H63033",5902956113351,"BiT 1000®H","4x2,5","Bezhalogenowe, giętkie kable sterownicze i zasilające, żyły numerowane, do zastosowań wnętrzowych i na zewnątrz oraz do układnia w ziemi, 0,6/1 kV","BITNER","KMT",1,38958,"PLN",0.23,null,null,null,null,null,null,null,"n95",null,"EC000837","27.32.13","8544 49 99","https://bitner.com.pl/data/t4_text/649x234_084220241116_1000%20H.JPG","https://bitner.com.pl/data/t4txt_photos/011513300719_11_BiT_1000_H.pdf"]
[10465,null,"STEROWNICZE","H60809",5902956113450,"BiT 1000®H","18G2,5","Bezhalogenowe, giętkie kable sterownicze i zasilające, żyły numerowane, do zastosowań wnętrzowych i na zewnątrz oraz do układnia w ziemi, 0,6/1 kV","BITNER","KMT",1,142767,"PLN",0.23,null,null,null,null,null,null,null,"n95",null,"EC000837","27.32.13","8544 49 99","https://bitner.com.pl/data/t4_text/649x234_084220241116_1000%20H.JPG","https://bitner.com.pl/data/t4txt_photos/011513300719_11_BiT_1000_H.pdf"]
[10486,null,"STEROWNICZE","H60819",5902956113665,"BiT 1000®H","5G6,0","Bezhalogenowe, giętkie kable sterownicze i zasilające, żyły numerowane, do zastosowań wnętrzowych i na zewnątrz oraz do układnia w ziemi, 0,6/1 kV","BITNER","KMT",1,99229,"PLN",0.23,null,null,null,null,null,null,null,"n95",null,"EC000837","27.32.13","8544 49 99","https://bitner.com.pl/data/t4_text/649x234_084220241116_1000%20H.JPG","https://bitner.com.pl/data/t4txt_photos/011513300719_11_BiT_1000_H.pdf"]
[10490,null,"STEROWNICZE","H60822",5902956113702,"BiT 1000®H","4G10","Bezhalogenowe, giętkie kable sterownicze i zasilające, żyły numerowane, do zastosowań wnętrzowych i na zewnątrz oraz do układnia w ziemi, 0,6/1 kV","BITNER","KMT",1,135331,"PLN",0.23,null,null,null,null,null,null,null,"n95",null,"EC000837","27.32.13","8544 49 99","https://bitner.com.pl/data/t4_text/649x234_084220241116_1000%20H.JPG","https://bitner.com.pl/data/t4txt_photos/011513300719_11_BiT_1000_H.pdf"]
[10507,null,"STEROWNICZE","H60839",5902956113870,"BiT 1000®H","4G70","Bezhalogenowe, giętkie kable sterownicze i zasilające, żyły numerowane, do zastosowań wnętrzowych i na zewnątrz oraz do układnia w ziemi, 0,6/1 kV","BITNER","KMT",1,872717,"PLN",0.23,null,null,null,null,null,null,null,"n95",null,"EC000837","27.32.13","8544 49 99","https://bitner.com.pl/data/t4_text/649x234_084220241116_1000%20H.JPG","https://bitner.com.pl/data/t4txt_photos/011513300719_11_BiT_1000_H.pdf"]
[10518,null,"STEROWNICZE","H61562",5902956113993,"BiT 1000®H","4x2x0,5","Bezhalogenowe, parowane, giętkie kable sterownicze i zasilające, żyły numerowane, do zastosowań wnętrzowych i na zewnątrz oraz do układnia w ziemi, 0,6/1 kV","BITNER","KMT",1,19393,"PLN",0.23,null,null,null,null,null,null,null,"n95",null,"EC000837","27.32.13","8544 49 99","https://bitner.com.pl/data/t4_text/649x234_084404241116_1000%20CH.JPG","https://bitner.com.pl/data/t4txt_photos/012304300719_12_BiT_1000_CH.pdf"]
[10528,null,"STEROWNICZE","H61572",5902956114099,"BiT 1000®H","20x2x0,5","Bezhalogenowe, parowane, giętkie kable sterownicze i zasilające, żyły numerowane, do zastosowań wnętrzowych i na zewnątrz oraz do układnia w ziemi, 0,6/1 kV","BITNER","KMT",1,77518,"PLN",0.23,null,null,null,null,null,null,null,"n95",null,"EC000837","27.32.13","8544 49 99","https://bitner.com.pl/data/t4_text/649x234_084404241116_1000%20CH.JPG","https://bitner.com.pl/data/t4txt_photos/012304300719_12_BiT_1000_CH.pdf"]
[10537,null,"STEROWNICZE","H61581",5902956114181,"BiT 1000®H","10x2x0,75","Bezhalogenowe, parowane, giętkie kable sterownicze i zasilające, żyły numerowane, do zastosowań wnętrzowych i na zewnątrz oraz do układnia w ziemi, 0,6/1 kV","BITNER","KMT",1,58136,"PLN",0.23,null,null,null,null,null,null,null,"n95",null,"EC000837","27.32.13","8544 49 99","https://bitner.com.pl/data/t4_text/649x234_084404241116_1000%20CH.JPG","https://bitner.com.pl/data/t4txt_photos/012304300719_12_BiT_1000_CH.pdf"]
[10553,null,"STEROWNICZE","H61597",5902956114341,"BiT 1000®H","14x2x1,0","Bezhalogenowe, parowane, giętkie kable sterownicze i zasilające, żyły numerowane, do zastosowań wnętrzowych i na zewnątrz oraz do układnia w ziemi, 0,6/1 kV","BITNER","KMT",1,97947,"PLN",0.23,null,null,null,null,null,null,null,"n95",null,"EC000837","27.32.13","8544 49 99","https://bitner.com.pl/data/t4_text/649x234_084404241116_1000%20CH.JPG","https://bitner.com.pl/data/t4txt_photos/012304300719_12_BiT_1000_CH.pdf"]
[10558,null,"STEROWNICZE","H61602",5902956114396,"BiT 1000®H","2x2x1,5","Bezhalogenowe, parowane, giętkie kable sterownicze i zasilające, żyły numerowane, do zastosowań wnętrzowych i na zewnątrz oraz do układnia w ziemi, 0,6/1 kV","BITNER","KMT",1,25614,"PLN",0.23,null,null,null,null,null,null,null,"n95",null,"EC000837","27.32.13","8544 49 99","https://bitner.com.pl/data/t4_text/649x234_084404241116_1000%20CH.JPG","https://bitner.com.pl/data/t4txt_photos/012304300719_12_BiT_1000_CH.pdf"]
[10579,null,"STEROWNICZE","H61623",5902956114600,"BiT 1000®H","10x2x2,5","Bezhalogenowe, parowane, giętkie kable sterownicze i zasilające, żyły numerowane, do zastosowań wnętrzowych i na zewnątrz oraz do układnia w ziemi, 0,6/1 kV","BITNER","KMT",1,156062,"PLN",0.23,null,null,null,null,null,null,null,"n95",null,"EC000837","27.32.13","8544 49 99","https://bitner.com.pl/data/t4_text/649x234_084404241116_1000%20CH.JPG","https://bitner.com.pl/data/t4txt_photos/012304300719_12_BiT_1000_CH.pdf"]
[10588,null,"STEROWNICZE","H63055",5902956115058,"BiT 1000®CH","5G0,5","Bezhalogenowe, giętkie kable sterownicze, ekran w postaci oplotu z ocynowanych pasemek miedzianych o gęstości krycia ok. 85%, żyły numerowane, do zastosowań wnętrzowych i na zewnątrz oraz do układania w ziemi,  0,6/1kV","BITNER","KMT",1,21141,"PLN",0.23,null,null,null,null,null,null,null,"n95",null,"EC000837","27.32.13","8544 49 99","https://bitner.com.pl/data/t4_text/649x234_084404241116_1000%20CH.JPG","https://bitner.com.pl/data/t4txt_photos/012304300719_12_BiT_1000_CH.pdf"]
[10600,null,"STEROWNICZE","H63067",5902956115171,"BiT 1000®CH","18G0,5","Bezhalogenowe, giętkie kable sterownicze, ekran w postaci oplotu z ocynowanych pasemek miedzianych o gęstości krycia ok. 85%, żyły numerowane, do zastosowań wnętrzowych i na zewnątrz oraz do układania w ziemi,  0,6/1kV","BITNER","KMT",1,53875,"PLN",0.23,null,null,null,null,null,null,null,"n95",null,"EC000837","27.32.13","8544 49 99","https://bitner.com.pl/data/t4_text/649x234_084404241116_1000%20CH.JPG","https://bitner.com.pl/data/t4txt_photos/012304300719_12_BiT_1000_CH.pdf"]
[10613,null,"STEROWNICZE","H63080",5902956115300,"BiT 1000®CH","4G0,75","Bezhalogenowe, giętkie kable sterownicze, ekran w postaci oplotu z ocynowanych pasemek miedzianych o gęstości krycia ok. 85%, żyły numerowane, do zastosowań wnętrzowych i na zewnątrz oraz do układania w ziemi,  0,6/1kV","BITNER","KMT",1,22216,"PLN",0.23,null,null,null,null,null,null,null,"n95",null,"EC000837","27.32.13","8544 49 99","https://bitner.com.pl/data/t4_text/649x234_084404241116_1000%20CH.JPG","https://bitner.com.pl/data/t4txt_photos/012304300719_12_BiT_1000_CH.pdf"]
[10623,null,"STEROWNICZE","H63090",5902956115409,"BiT 1000®CH","10G0,75","Bezhalogenowe, giętkie kable sterownicze, ekran w postaci oplotu z ocynowanych pasemek miedzianych o gęstości krycia ok. 85%, żyły numerowane, do zastosowań wnętrzowych i na zewnątrz oraz do układania w ziemi,  0,6/1kV","BITNER","KMT",1,45509,"PLN",0.23,null,null,null,null,null,null,null,"n95",null,"EC000837","27.32.13","8544 49 99","https://bitner.com.pl/data/t4_text/649x234_084404241116_1000%20CH.JPG","https://bitner.com.pl/data/t4txt_photos/012304300719_12_BiT_1000_CH.pdf"]
[10630,null,"STEROWNICZE","H63097",5902956115478,"BiT 1000®CH","21G0,75","Bezhalogenowe, giętkie kable sterownicze, ekran w postaci oplotu z ocynowanych pasemek miedzianych o gęstości krycia ok. 85%, żyły numerowane, do zastosowań wnętrzowych i na zewnątrz oraz do układania w ziemi,  0,6/1kV","BITNER","KMT",1,77518,"PLN",0.23,null,null,null,null,null,null,null,"n95",null,"EC000837","27.32.13","8544 49 99","https://bitner.com.pl/data/t4_text/649x234_084404241116_1000%20CH.JPG","https://bitner.com.pl/data/t4txt_photos/012304300719_12_BiT_1000_CH.pdf"]
[10643,null,"STEROWNICZE","H63110",5902956115607,"BiT 1000®CH","5G1,0","Bezhalogenowe, giętkie kable sterownicze, ekran w postaci oplotu z ocynowanych pasemek miedzianych o gęstości krycia ok. 85%, żyły numerowane, do zastosowań wnętrzowych i na zewnątrz oraz do układania w ziemi,  0,6/1kV","BITNER","KMT",1,30787,"PLN",0.23,null,null,null,null,null,null,null,"n95",null,"EC000837","27.32.13","8544 49 99","https://bitner.com.pl/data/t4_text/649x234_084404241116_1000%20CH.JPG","https://bitner.com.pl/data/t4txt_photos/012304300719_12_BiT_1000_CH.pdf"]
[10658,null,"STEROWNICZE","H63126",5902956115768,"BiT 1000®CH","21G1,0","Bezhalogenowe, giętkie kable sterownicze, ekran w postaci oplotu z ocynowanych pasemek miedzianych o gęstości krycia ok. 85%, żyły numerowane, do zastosowań wnętrzowych i na zewnątrz oraz do układania w ziemi,  0,6/1kV","BITNER","KMT",1,95026,"PLN",0.23,null,null,null,null,null,null,null,"n95",null,"EC000837","27.32.13","8544 49 99","https://bitner.com.pl/data/t4_text/649x234_084404241116_1000%20CH.JPG","https://bitner.com.pl/data/t4txt_photos/012304300719_12_BiT_1000_CH.pdf"]
[10664,null,"STEROWNICZE","H63132",5902956115829,"BiT 1000®CH","52G1,0","Bezhalogenowe, giętkie kable sterownicze, ekran w postaci oplotu z ocynowanych pasemek miedzianych o gęstości krycia ok. 85%, żyły numerowane, do zastosowań wnętrzowych i na zewnątrz oraz do układania w ziemi,  0,6/1kV","BITNER","KMT",1,206406,"PLN",0.23,null,null,null,null,null,null,null,"n95",null,"EC000837","27.32.13","8544 49 99","https://bitner.com.pl/data/t4_text/649x234_084404241116_1000%20CH.JPG","https://bitner.com.pl/data/t4txt_photos/012304300719_12_BiT_1000_CH.pdf"]
[10675,null,"STEROWNICZE","H63143",5902956115935,"BiT 1000®CH","7G1,5","Bezhalogenowe, giętkie kable sterownicze, ekran w postaci oplotu z ocynowanych pasemek miedzianych o gęstości krycia ok. 85%, żyły numerowane, do zastosowań wnętrzowych i na zewnątrz oraz do układania w ziemi,  0,6/1kV","BITNER","KMT",1,50877,"PLN",0.23,null,null,null,null,null,null,null,"n95",null,"EC000837","27.32.13","8544 49 99","https://bitner.com.pl/data/t4_text/649x234_084404241116_1000%20CH.JPG","https://bitner.com.pl/data/t4txt_photos/012304300719_12_BiT_1000_CH.pdf"]
[10693,null,"STEROWNICZE","H63161",5902956116116,"BiT 1000®CH","61G1,5","Bezhalogenowe, giętkie kable sterownicze, ekran w postaci oplotu z ocynowanych pasemek miedzianych o gęstości krycia ok. 85%, żyły numerowane, do zastosowań wnętrzowych i na zewnątrz oraz do układania w ziemi,  0,6/1kV","BITNER","KMT",1,338010,"PLN",0.23,null,null,null,null,null,null,null,"n95",null,"EC000837","27.32.13","8544 49 99","https://bitner.com.pl/data/t4_text/649x234_084404241116_1000%20CH.JPG","https://bitner.com.pl/data/t4txt_photos/012304300719_12_BiT_1000_CH.pdf"]
[10706,null,"STEROWNICZE","H63174",5902956116246,"BiT 1000®CH","12G2,5","Bezhalogenowe, giętkie kable sterownicze, ekran w postaci oplotu z ocynowanych pasemek miedzianych o gęstości krycia ok. 85%, żyły numerowane, do zastosowań wnętrzowych i na zewnątrz oraz do układania w ziemi,  0,6/1kV","BITNER","KMT",1,118815,"PLN",0.23,null,null,null,null,null,null,null,"n95",null,"EC000837","27.32.13","8544 49 99","https://bitner.com.pl/data/t4_text/649x234_084404241116_1000%20CH.JPG","https://bitner.com.pl/data/t4txt_photos/012304300719_12_BiT_1000_CH.pdf"]
[10710,null,"STEROWNICZE","H63178",5902956116284,"BiT 1000®CH","18G2,5","Bezhalogenowe, giętkie kable sterownicze, ekran w postaci oplotu z ocynowanych pasemek miedzianych o gęstości krycia ok. 85%, żyły numerowane, do zastosowań wnętrzowych i na zewnątrz oraz do układania w ziemi,  0,6/1kV","BITNER","KMT",1,165942,"PLN",0.23,null,null,null,null,null,null,null,"n95",null,"EC000837","27.32.13","8544 49 99","https://bitner.com.pl/data/t4_text/649x234_084404241116_1000%20CH.JPG","https://bitner.com.pl/data/t4txt_photos/012304300719_12_BiT_1000_CH.pdf"]
[10723,null,"STEROWNICZE","H61305",5902956116413,"BiT 1000®CH","7x2x0,5","Bezhalogenowe, parowane, giętkie kable sterownicze, ekran w postaci oplotu z ocynowanych pasemek miedzianych o gęstości krycia ok. 85%, żyły numerowane, do zastosowań wnętrzowych i na zewnątrz oraz do układania w ziemi,  0,6/1kV","BITNER","KMT",1,49332,"PLN",0.23,null,null,null,null,null,null,null,"n95",null,"EC000837","27.32.13","8544 49 99","https://bitner.com.pl/data/t4_text/649x234_084404241116_1000%20CH.JPG","https://bitner.com.pl/data/t4txt_photos/012304300719_12_BiT_1000_CH.pdf"]
[10736,null,"STEROWNICZE","H61318",5902956116543,"BiT 1000®CH","6x2x0,75","Bezhalogenowe, parowane, giętkie kable sterownicze, ekran w postaci oplotu z ocynowanych pasemek miedzianych o gęstości krycia ok. 85%, żyły numerowane, do zastosowań wnętrzowych i na zewnątrz oraz do układania w ziemi,  0,6/1kV","BITNER","KMT",1,54118,"PLN",0.23,null,null,null,null,null,null,null,"n95",null,"EC000837","27.32.13","8544 49 99","https://bitner.com.pl/data/t4_text/649x234_084404241116_1000%20CH.JPG","https://bitner.com.pl/data/t4txt_photos/012304300719_12_BiT_1000_CH.pdf"]
[10745,null,"STEROWNICZE","H61327",5902956116635,"BiT 1000®CH","24x2x0,75","Bezhalogenowe, parowane, giętkie kable sterownicze, ekran w postaci oplotu z ocynowanych pasemek miedzianych o gęstości krycia ok. 85%, żyły numerowane, do zastosowań wnętrzowych i na zewnątrz oraz do układania w ziemi,  0,6/1kV","BITNER","KMT",1,160393,"PLN",0.23,null,null,null,null,null,null,null,"n95",null,"EC000837","27.32.13","8544 49 99","https://bitner.com.pl/data/t4_text/649x234_084404241116_1000%20CH.JPG","https://bitner.com.pl/data/t4txt_photos/012304300719_12_BiT_1000_CH.pdf"]
[10757,null,"STEROWNICZE","H61339",5902956116758,"BiT 1000®CH","18x2x1,0","Bezhalogenowe, parowane, giętkie kable sterownicze, ekran w postaci oplotu z ocynowanych pasemek miedzianych o gęstości krycia ok. 85%, żyły numerowane, do zastosowań wnętrzowych i na zewnątrz oraz do układania w ziemi,  0,6/1kV","BITNER","KMT",1,156646,"PLN",0.23,null,null,null,null,null,null,null,"n95",null,"EC000837","27.32.13","8544 49 99","https://bitner.com.pl/data/t4_text/649x234_084404241116_1000%20CH.JPG","https://bitner.com.pl/data/t4txt_photos/012304300719_12_BiT_1000_CH.pdf"]
[10766,null,"STEROWNICZE","H61348",5902956116840,"BiT 1000®CH","8x2x1,5","Bezhalogenowe, parowane, giętkie kable sterownicze, ekran w postaci oplotu z ocynowanych pasemek miedzianych o gęstości krycia ok. 85%, żyły numerowane, do zastosowań wnętrzowych i na zewnątrz oraz do układania w ziemi,  0,6/1kV","BITNER","KMT",1,104926,"PLN",0.23,null,null,null,null,null,null,null,"n95",null,"EC000837","27.32.13","8544 49 99","https://bitner.com.pl/data/t4_text/649x234_084404241116_1000%20CH.JPG","https://bitner.com.pl/data/t4txt_photos/012304300719_12_BiT_1000_CH.pdf"]
[10780,null,"STEROWNICZE","H61362",5902956116987,"BiT 1000®CH","8x2x2,5","Bezhalogenowe, parowane, giętkie kable sterownicze, ekran w postaci oplotu z ocynowanych pasemek miedzianych o gęstości krycia ok. 85%, żyły numerowane, do zastosowań wnętrzowych i na zewnątrz oraz do układania w ziemi,  0,6/1kV","BITNER","KMT",1,157491,"PLN",0.23,null,null,null,null,null,null,null,"n95",null,"EC000837","27.32.13","8544 49 99","https://bitner.com.pl/data/t4_text/649x234_084404241116_1000%20CH.JPG","https://bitner.com.pl/data/t4txt_photos/012304300719_12_BiT_1000_CH.pdf"]
[10799,null,"STEROWNICZE","H61064",5902956117175,"BiT 1000®HCH","21G0,5","Bezhalogenowe kable sterownicze i zasilające, ekran w posatci drutów miedzianych ocynowanych, z powłoką wypełniającą pod ekranem, z żyłami numerowanymi, do zastosowań wnętrzowych i na zewnątrz oraz do układania w ziemi, 0,6/1kV","BITNER","KMT",1,66482,"PLN",0.23,null,null,null,null,null,null,null,"n95",null,"EC000837","27.32.13","8544 49 99","https://bitner.com.pl/data/t4_text/649x234_084451241116_1000%20HCH.JPG","https://bitner.com.pl/data/t4txt_photos/013243300719_13_BiT_1000_HCH.pdf"]
[10808,null,"STEROWNICZE","H61073",5902956117267,"BiT 1000®HCH","7G0,75","Bezhalogenowe kable sterownicze i zasilające, ekran w posatci drutów miedzianych ocynowanych, z powłoką wypełniającą pod ekranem, z żyłami numerowanymi, do zastosowań wnętrzowych i na zewnątrz oraz do układania w ziemi, 0,6/1kV","BITNER","KMT",1,36629,"PLN",0.23,null,null,null,null,null,null,null,"n95",null,"EC000837","27.32.13","8544 49 99","https://bitner.com.pl/data/t4_text/649x234_084451241116_1000%20HCH.JPG","https://bitner.com.pl/data/t4txt_photos/013243300719_13_BiT_1000_HCH.pdf"]
[10815,null,"STEROWNICZE","H61080",5902956117335,"BiT 1000®HCH","19G0,75","Bezhalogenowe kable sterownicze i zasilające, ekran w posatci drutów miedzianych ocynowanych, z powłoką wypełniającą pod ekranem, z żyłami numerowanymi, do zastosowań wnętrzowych i na zewnątrz oraz do układania w ziemi, 0,6/1kV","BITNER","KMT",1,77897,"PLN",0.23,null,null,null,null,null,null,null,"n95",null,"EC000837","27.32.13","8544 49 99","https://bitner.com.pl/data/t4_text/649x234_084451241116_1000%20HCH.JPG","https://bitner.com.pl/data/t4txt_photos/013243300719_13_BiT_1000_HCH.pdf"]
[10829,null,"STEROWNICZE","H61094",5902956117472,"BiT 1000®HCH","16G1,0","Bezhalogenowe kable sterownicze i zasilające, ekran w posatci drutów miedzianych ocynowanych, z powłoką wypełniającą pod ekranem, z żyłami numerowanymi, do zastosowań wnętrzowych i na zewnątrz oraz do układania w ziemi, 0,6/1kV","BITNER","KMT",1,82546,"PLN",0.23,null,null,null,null,null,null,null,"n95",null,"EC000837","27.32.13","8544 49 99","https://bitner.com.pl/data/t4_text/649x234_084451241116_1000%20HCH.JPG","https://bitner.com.pl/data/t4txt_photos/013243300719_13_BiT_1000_HCH.pdf"]
[10843,null,"STEROWNICZE","H61108",5902956117618,"BiT 1000®HCH","12G1,5","Bezhalogenowe kable sterownicze i zasilające, ekran w posatci drutów miedzianych ocynowanych, z powłoką wypełniającą pod ekranem, z żyłami numerowanymi, do zastosowań wnętrzowych i na zewnątrz oraz do układania w ziemi, 0,6/1kV","BITNER","KMT",1,86125,"PLN",0.23,null,null,null,null,null,null,null,"n95",null,"EC000837","27.32.13","8544 49 99","https://bitner.com.pl/data/t4_text/649x234_084451241116_1000%20HCH.JPG","https://bitner.com.pl/data/t4txt_photos/013243300719_13_BiT_1000_HCH.pdf"]
[10850,null,"STEROWNICZE","H60906",5902956117687,"BiT 1000®HCH","14G2,5","Bezhalogenowe kable sterownicze i zasilające, ekran w posatci drutów miedzianych ocynowanych, z powłoką wypełniającą pod ekranem, z żyłami numerowanymi, do zastosowań wnętrzowych i na zewnątrz oraz do układania w ziemi, 0,6/1kV","BITNER","KMT",1,138865,"PLN",0.23,null,null,null,null,null,null,null,"n95",null,"EC000837","27.32.13","8544 49 99","https://bitner.com.pl/data/t4_text/649x234_084451241116_1000%20HCH.JPG","https://bitner.com.pl/data/t4txt_photos/013243300719_13_BiT_1000_HCH.pdf"]
[10859,null,"STEROWNICZE","H60915",5902956117779,"BiT 1000®HCH","10G4,0","Bezhalogenowe kable sterownicze i zasilające, ekran w posatci drutów miedzianych ocynowanych, z powłoką wypełniającą pod ekranem, z żyłami numerowanymi, do zastosowań wnętrzowych i na zewnątrz oraz do układania w ziemi, 0,6/1kV","BITNER","KMT",1,162622,"PLN",0.23,null,null,null,null,null,null,null,"n95",null,"EC000837","27.32.13","8544 49 99","https://bitner.com.pl/data/t4_text/649x234_084451241116_1000%20HCH.JPG","https://bitner.com.pl/data/t4txt_photos/013243300719_13_BiT_1000_HCH.pdf"]
[10878,null,"STEROWNICZE","H60934",5902956117960,"BiT 1000®HCH","3G50","Bezhalogenowe kable sterownicze i zasilające, ekran w posatci drutów miedzianych ocynowanych, z powłoką wypełniającą pod ekranem, z żyłami numerowanymi, do zastosowań wnętrzowych i na zewnątrz oraz do układania w ziemi, 0,6/1kV","BITNER","KMT",1,512182,"PLN",0.23,null,null,null,null,null,null,null,"n95",null,"EC000837","27.32.13","8544 49 99","https://bitner.com.pl/data/t4_text/649x234_084451241116_1000%20HCH.JPG","https://bitner.com.pl/data/t4txt_photos/013243300719_13_BiT_1000_HCH.pdf"]
[10892,null,"STEROWNICZE","H61800",5902956118424,"BiT 1000®(St) H","2x0,5","Bezhalogenowe, ekranowane folią metalizowaną z linką uziemiającą,  giętkie kable sterownicze i zasilające, z żyłami numerowanymi, do zastosowań wnętrzowych i zewnęrztnych oraz do układania w ziemi,  0,6/1 kV","BITNER","KMT",1,9532,"PLN",0.23,null,null,null,null,null,null,null,"n95",null,"EC000837","27.32.13","8544 49 99","https://bitner.com.pl/data/t4_text/649x234_084543241116_1000%20St%20H.JPG","https://bitner.com.pl/data/t4txt_photos/013842300719_14_BiT_1000_St_H.pdf"]
[10901,null,"STEROWNICZE","H61753",5902956118615,"BiT 1000®(St) H","7x0,5","Bezhalogenowe, ekranowane folią metalizowaną z linką uziemiającą,  giętkie kable sterownicze i zasilające, z żyłami numerowanymi, do zastosowań wnętrzowych i zewnęrztnych oraz do układania w ziemi,  0,6/1 kV","BITNER","KMT",1,21002,"PLN",0.23,null,null,null,null,null,null,null,"n95",null,"EC000837","27.32.13","8544 49 99","https://bitner.com.pl/data/t4_text/649x234_084543241116_1000%20St%20H.JPG","https://bitner.com.pl/data/t4txt_photos/013842300719_14_BiT_1000_St_H.pdf"]
[10906,null,"STEROWNICZE","H61755",5902956118639,"BiT 1000®(St) H","12x0,5","Bezhalogenowe, ekranowane folią metalizowaną z linką uziemiającą,  giętkie kable sterownicze i zasilające, z żyłami numerowanymi, do zastosowań wnętrzowych i zewnęrztnych oraz do układania w ziemi,  0,6/1 kV","BITNER","KMT",1,32765,"PLN",0.23,null,null,null,null,null,null,null,"n95",null,"EC000837","27.32.13","8544 49 99","https://bitner.com.pl/data/t4_text/649x234_084543241116_1000%20St%20H.JPG","https://bitner.com.pl/data/t4txt_photos/013842300719_14_BiT_1000_St_H.pdf"]
[10922,null,"STEROWNICZE","H61817",5902956118721,"BiT 1000®(St) H","3G0,75","Bezhalogenowe, ekranowane folią metalizowaną z linką uziemiającą,  giętkie kable sterownicze i zasilające, z żyłami numerowanymi, do zastosowań wnętrzowych i zewnęrztnych oraz do układania w ziemi,  0,6/1 kV","BITNER","KMT",1,13200,"PLN",0.23,null,null,null,null,null,null,null,"n95",null,"EC000837","27.32.13","8544 49 99","https://bitner.com.pl/data/t4_text/649x234_084543241116_1000%20St%20H.JPG","https://bitner.com.pl/data/t4txt_photos/013842300719_14_BiT_1000_St_H.pdf"]
[10931,null,"STEROWNICZE","H61767",5902956118813,"BiT 1000®(St) H","7x0,75","Bezhalogenowe, ekranowane folią metalizowaną z linką uziemiającą,  giętkie kable sterownicze i zasilające, z żyłami numerowanymi, do zastosowań wnętrzowych i zewnęrztnych oraz do układania w ziemi,  0,6/1 kV","BITNER","KMT",1,27175,"PLN",0.23,null,null,null,null,null,null,null,"n95",null,"EC000837","27.32.13","8544 49 99","https://bitner.com.pl/data/t4_text/649x234_084543241116_1000%20St%20H.JPG","https://bitner.com.pl/data/t4txt_photos/013842300719_14_BiT_1000_St_H.pdf"]
[10941,null,"STEROWNICZE","H61828",5902956118912,"BiT 1000®(St) H","21G0,75","Bezhalogenowe, ekranowane folią metalizowaną z linką uziemiającą,  giętkie kable sterownicze i zasilające, z żyłami numerowanymi, do zastosowań wnętrzowych i zewnęrztnych oraz do układania w ziemi,  0,6/1 kV","BITNER","KMT",1,61291,"PLN",0.23,null,null,null,null,null,null,null,"n95",null,"EC000837","27.32.13","8544 49 99","https://bitner.com.pl/data/t4_text/649x234_084543241116_1000%20St%20H.JPG","https://bitner.com.pl/data/t4txt_photos/013842300719_14_BiT_1000_St_H.pdf"]
[10952,null,"STEROWNICZE","H61837",5902956119025,"BiT 1000®(St) H","3G1,0","Bezhalogenowe, ekranowane folią metalizowaną z linką uziemiającą,  giętkie kable sterownicze i zasilające, z żyłami numerowanymi, do zastosowań wnętrzowych i zewnęrztnych oraz do układania w ziemi,  0,6/1 kV","BITNER","KMT",1,16528,"PLN",0.23,null,null,null,null,null,null,null,"n95",null,"EC000837","27.32.13","8544 49 99","https://bitner.com.pl/data/t4_text/649x234_084543241116_1000%20St%20H.JPG","https://bitner.com.pl/data/t4txt_photos/013842300719_14_BiT_1000_St_H.pdf"]
[10973,null,"STEROWNICZE","H61849",5902956119230,"BiT 1000®(St) H","25G1,0","Bezhalogenowe, ekranowane folią metalizowaną z linką uziemiającą,  giętkie kable sterownicze i zasilające, z żyłami numerowanymi, do zastosowań wnętrzowych i zewnęrztnych oraz do układania w ziemi,  0,6/1 kV","BITNER","KMT",1,92617,"PLN",0.23,null,null,null,null,null,null,null,"n95",null,"EC000837","27.32.13","8544 49 99","https://bitner.com.pl/data/t4_text/649x234_084543241116_1000%20St%20H.JPG","https://bitner.com.pl/data/t4txt_photos/013842300719_14_BiT_1000_St_H.pdf"]
[10976,null,"STEROWNICZE","H61851",5902956119261,"BiT 1000®(St) H","34G1,0","Bezhalogenowe, ekranowane folią metalizowaną z linką uziemiającą,  giętkie kable sterownicze i zasilające, z żyłami numerowanymi, do zastosowań wnętrzowych i zewnęrztnych oraz do układania w ziemi,  0,6/1 kV","BITNER","KMT",1,123774,"PLN",0.23,null,null,null,null,null,null,null,"n95",null,"EC000837","27.32.13","8544 49 99","https://bitner.com.pl/data/t4_text/649x234_084543241116_1000%20St%20H.JPG","https://bitner.com.pl/data/t4txt_photos/013842300719_14_BiT_1000_St_H.pdf"]
[10994,null,"STEROWNICZE","H61863",5902956119445,"BiT 1000®(St) H","10G1,5","Bezhalogenowe, ekranowane folią metalizowaną z linką uziemiającą,  giętkie kable sterownicze i zasilające, z żyłami numerowanymi, do zastosowań wnętrzowych i zewnęrztnych oraz do układania w ziemi,  0,6/1 kV","BITNER","KMT",1,57525,"PLN",0.23,null,null,null,null,null,null,null,"n95",null,"EC000837","27.32.13","8544 49 99","https://bitner.com.pl/data/t4_text/649x234_084543241116_1000%20St%20H.JPG","https://bitner.com.pl/data/t4txt_photos/013842300719_14_BiT_1000_St_H.pdf"]
[11004,null,"STEROWNICZE","H61792",5902956119544,"BiT 1000®(St) H","27G1,5","Bezhalogenowe, ekranowane folią metalizowaną z linką uziemiającą,  giętkie kable sterownicze i zasilające, z żyłami numerowanymi, do zastosowań wnętrzowych i zewnęrztnych oraz do układania w ziemi,  0,6/1 kV","BITNER","KMT",1,136633,"PLN",0.23,null,null,null,null,null,null,null,"n95",null,"EC000837","27.32.13","8544 49 99","https://bitner.com.pl/data/t4_text/649x234_084543241116_1000%20St%20H.JPG","https://bitner.com.pl/data/t4txt_photos/013842300719_14_BiT_1000_St_H.pdf"]
[11015,null,"STEROWNICZE","H61878",5902956119650,"BiT 1000®(St) H","4G2,5","Bezhalogenowe, ekranowane folią metalizowaną z linką uziemiającą,  giętkie kable sterownicze i zasilające, z żyłami numerowanymi, do zastosowań wnętrzowych i zewnęrztnych oraz do układania w ziemi,  0,6/1 kV","BITNER","KMT",1,38588,"PLN",0.23,null,null,null,null,null,null,null,"n95",null,"EC000837","27.32.13","8544 49 99","https://bitner.com.pl/data/t4_text/649x234_084543241116_1000%20St%20H.JPG","https://bitner.com.pl/data/t4txt_photos/013842300719_14_BiT_1000_St_H.pdf"]
[11024,null,"STEROWNICZE","H61884",5902956119742,"BiT 1000®(St) H","12G2,5","Bezhalogenowe, ekranowane folią metalizowaną z linką uziemiającą,  giętkie kable sterownicze i zasilające, z żyłami numerowanymi, do zastosowań wnętrzowych i zewnęrztnych oraz do układania w ziemi,  0,6/1 kV","BITNER","KMT",1,99753,"PLN",0.23,null,null,null,null,null,null,null,"n95",null,"EC000837","27.32.13","8544 49 99","https://bitner.com.pl/data/t4_text/649x234_084543241116_1000%20St%20H.JPG","https://bitner.com.pl/data/t4txt_photos/013842300719_14_BiT_1000_St_H.pdf"]
[11039,null,"STEROWNICZE","H61904",5902956119896,"BiT 1000®(St) H","6x2x0,5","Bezhalogenowe, parowane, ekranowane folią metalizowaną z linką uziemiającą,  giętkie kable sterownicze i zasilające, z żyłami numerowanymi, do zastosowań wnętrzowych i zewnęrztnych oraz do układania w ziemi,  0,6/1 kV","BITNER","KMT",1,30863,"PLN",0.23,null,null,null,null,null,null,null,"n95",null,"EC000837","27.32.13","8544 49 99","https://bitner.com.pl/data/t4_text/649x234_084543241116_1000%20St%20H.JPG","https://bitner.com.pl/data/t4txt_photos/013842300719_14_BiT_1000_St_H.pdf"]
[11045,null,"STEROWNICZE","H61910",5902956119957,"BiT 1000®(St) H","16x2x0,5","Bezhalogenowe, parowane, ekranowane folią metalizowaną z linką uziemiającą,  giętkie kable sterownicze i zasilające, z żyłami numerowanymi, do zastosowań wnętrzowych i zewnęrztnych oraz do układania w ziemi,  0,6/1 kV","BITNER","KMT",1,66977,"PLN",0.23,null,null,null,null,null,null,null,"n95",null,"EC000837","27.32.13","8544 49 99","https://bitner.com.pl/data/t4_text/649x234_084543241116_1000%20St%20H.JPG","https://bitner.com.pl/data/t4txt_photos/013842300719_14_BiT_1000_St_H.pdf"]
[11058,null,"STEROWNICZE","H61923",5902956120083,"BiT 1000®(St) H","14x2x0,75","Bezhalogenowe, parowane, ekranowane folią metalizowaną z linką uziemiającą,  giętkie kable sterownicze i zasilające, z żyłami numerowanymi, do zastosowań wnętrzowych i zewnęrztnych oraz do układania w ziemi,  0,6/1 kV","BITNER","KMT",1,80419,"PLN",0.23,null,null,null,null,null,null,null,"n95",null,"EC000837","27.32.13","8544 49 99","https://bitner.com.pl/data/t4_text/649x234_084543241116_1000%20St%20H.JPG","https://bitner.com.pl/data/t4txt_photos/013842300719_14_BiT_1000_St_H.pdf"]
[11074,null,"STEROWNICZE","H61939",5902956120243,"BiT 1000®(St) H","18x2x1,0","Bezhalogenowe, parowane, ekranowane folią metalizowaną z linką uziemiającą,  giętkie kable sterownicze i zasilające, z żyłami numerowanymi, do zastosowań wnętrzowych i zewnęrztnych oraz do układania w ziemi,  0,6/1 kV","BITNER","KMT",1,129964,"PLN",0.23,null,null,null,null,null,null,null,"n95",null,"EC000837","27.32.13","8544 49 99","https://bitner.com.pl/data/t4_text/649x234_084543241116_1000%20St%20H.JPG","https://bitner.com.pl/data/t4txt_photos/013842300719_14_BiT_1000_St_H.pdf"]
[11087,null,"STEROWNICZE","H61952",5902956120373,"BiT 1000®(St) H","16x2x1,5","Bezhalogenowe, parowane, ekranowane folią metalizowaną z linką uziemiającą,  giętkie kable sterownicze i zasilające, z żyłami numerowanymi, do zastosowań wnętrzowych i zewnęrztnych oraz do układania w ziemi,  0,6/1 kV","BITNER","KMT",1,162925,"PLN",0.23,null,null,null,null,null,null,null,"n95",null,"EC000837","27.32.13","8544 49 99","https://bitner.com.pl/data/t4_text/649x234_084543241116_1000%20St%20H.JPG","https://bitner.com.pl/data/t4txt_photos/013842300719_14_BiT_1000_St_H.pdf"]
[11100,null,"STEROWNICZE","H61965",5902956120502,"BiT 1000®(St) H","14x2x2,5","Bezhalogenowe, parowane, ekranowane folią metalizowaną z linką uziemiającą,  giętkie kable sterownicze i zasilające, z żyłami numerowanymi, do zastosowań wnętrzowych i zewnęrztnych oraz do układania w ziemi,  0,6/1 kV","BITNER","KMT",1,226012,"PLN",0.23,null,null,null,null,null,null,null,"n95",null,"EC000837","27.32.13","8544 49 99","https://bitner.com.pl/data/t4_text/649x234_084543241116_1000%20St%20H.JPG","https://bitner.com.pl/data/t4txt_photos/013842300719_14_BiT_1000_St_H.pdf"]
[11109,null,"STEROWNICZE","H62017",5902956121271,"BiT 1000®2(St) H","10x2x0,5","Bezhalogenowe, parowane, giętkie kable sterownicze, ekran ogólny i par w postaci metalizowanej folii z linką uziemiającą, z żyłami numerowanymi, do zastosowań wnętrzowych i zewnętrznych oraz do uładania w ziemi, 0,6/1 kV","BITNER","KMT",1,63522,"PLN",0.23,null,null,null,null,null,null,null,"n95",null,"EC000837","27.32.13","8544 49 99","https://bitner.com.pl/data/t4_text/649x234_084632241116_1000%202%20St%20H.JPG","https://bitner.com.pl/data/t4txt_photos/02355380719_BiT%201000%202(St)H.pdf"]
[11117,null,"STEROWNICZE","H62025",5902956121356,"BiT 1000®2(St) H","3x2x0,75","Bezhalogenowe, parowane, giętkie kable sterownicze, ekran ogólny i par w postaci metalizowanej folii z linką uziemiającą, z żyłami numerowanymi, do zastosowań wnętrzowych i zewnętrznych oraz do uładania w ziemi, 0,6/1 kV","BITNER","KMT",1,30670,"PLN",0.23,null,null,null,null,null,null,null,"n95",null,"EC000837","27.32.13","8544 49 99","https://bitner.com.pl/data/t4_text/649x234_084632241116_1000%202%20St%20H.JPG","https://bitner.com.pl/data/t4txt_photos/02355380719_BiT%201000%202(St)H.pdf"]
[11130,null,"STEROWNICZE","H62038",5902956121486,"BiT 1000®2(St) H","2x2x1,0","Bezhalogenowe, parowane, giętkie kable sterownicze, ekran ogólny i par w postaci metalizowanej folii z linką uziemiającą, z żyłami numerowanymi, do zastosowań wnętrzowych i zewnętrznych oraz do uładania w ziemi, 0,6/1 kV","BITNER","KMT",1,29805,"PLN",0.23,null,null,null,null,null,null,null,"n95",null,"EC000837","27.32.13","8544 49 99","https://bitner.com.pl/data/t4_text/649x234_084632241116_1000%202%20St%20H.JPG","https://bitner.com.pl/data/t4txt_photos/02355380719_BiT%201000%202(St)H.pdf"]
[11144,null,"STEROWNICZE","H62052",5902956121622,"BiT 1000®2(St) H","2x2x1,5","Bezhalogenowe, parowane, giętkie kable sterownicze, ekran ogólny i par w postaci metalizowanej folii z linką uziemiającą, z żyłami numerowanymi, do zastosowań wnętrzowych i zewnętrznych oraz do uładania w ziemi, 0,6/1 kV","BITNER","KMT",1,34707,"PLN",0.23,null,null,null,null,null,null,null,"n95",null,"EC000837","27.32.13","8544 49 99","https://bitner.com.pl/data/t4_text/649x234_084632241116_1000%202%20St%20H.JPG","https://bitner.com.pl/data/t4txt_photos/02355380719_BiT%201000%202(St)H.pdf"]
[11151,null,"STEROWNICZE","H62059",5902956121691,"BiT 1000®2(St) H","10x2x1,5","Bezhalogenowe, parowane, giętkie kable sterownicze, ekran ogólny i par w postaci metalizowanej folii z linką uziemiającą, z żyłami numerowanymi, do zastosowań wnętrzowych i zewnętrznych oraz do uładania w ziemi, 0,6/1 kV","BITNER","KMT",1,133315,"PLN",0.23,null,null,null,null,null,null,null,"n95",null,"EC000837","27.32.13","8544 49 99","https://bitner.com.pl/data/t4_text/649x234_084632241116_1000%202%20St%20H.JPG","https://bitner.com.pl/data/t4txt_photos/02355380719_BiT%201000%202(St)H.pdf"]
[11172,null,"STEROWNICZE","IB0003",5902956136084,"IB-BiT 1000®","5x0,5","Giętkie kable sterownicze do obwodów iskrobezpiecznych, 0,6/1 kV","BITNER","KMT",1,15964,"PLN",0.23,null,null,null,null,null,null,null,"n87E",null,"EC000837","27.32.13","8544 49 99","https://bitner.com.pl/data/t4_text/649x234_061231251116_IB-BiT%201000.JPG","https://bitner.com.pl/data/t4txt_photos/110840100419_8_IB_BiT_1000.pdf"]
[11180,null,"STEROWNICZE","IB0011",5902956136169,"IB-BiT 1000®","18x0,5","Giętkie kable sterownicze do obwodów iskrobezpiecznych, 0,6/1 kV","BITNER","KMT",1,39706,"PLN",0.23,null,null,null,null,null,null,null,"n87E",null,"EC000837","27.32.13","8544 49 99","https://bitner.com.pl/data/t4_text/649x234_061231251116_IB-BiT%201000.JPG","https://bitner.com.pl/data/t4txt_photos/110840100419_8_IB_BiT_1000.pdf"]
[11193,null,"STEROWNICZE","IB0024",5902956136299,"IB-BiT 1000®","12x0,75","Giętkie kable sterownicze do obwodów iskrobezpiecznych, 0,6/1 kV","BITNER","KMT",1,37393,"PLN",0.23,null,null,null,null,null,null,null,"n87E",null,"EC000837","27.32.13","8544 49 99","https://bitner.com.pl/data/t4_text/649x234_061231251116_IB-BiT%201000.JPG","https://bitner.com.pl/data/t4txt_photos/110840100419_8_IB_BiT_1000.pdf"]
[11207,null,"STEROWNICZE","IB0042",5902956136435,"IB-BiT 1000®","8x1,0","Giętkie kable sterownicze do obwodów iskrobezpiecznych, 0,6/1 kV","BITNER","KMT",1,36114,"PLN",0.23,null,null,null,null,null,null,null,"n87E",null,"EC000837","27.32.13","8544 49 99","https://bitner.com.pl/data/t4_text/649x234_061231251116_IB-BiT%201000.JPG","https://bitner.com.pl/data/t4txt_photos/110840100419_8_IB_BiT_1000.pdf"]
[11210,null,"STEROWNICZE","IB0045",5902956136466,"IB-BiT 1000®","14x1,0","Giętkie kable sterownicze do obwodów iskrobezpiecznych, 0,6/1 kV","BITNER","KMT",1,57211,"PLN",0.23,null,null,null,null,null,null,null,"n87E",null,"EC000837","27.32.13","8544 49 99","https://bitner.com.pl/data/t4_text/649x234_061231251116_IB-BiT%201000.JPG","https://bitner.com.pl/data/t4txt_photos/110840100419_8_IB_BiT_1000.pdf"]
[11223,null,"STEROWNICZE","IB0061",5902956136596,"IB-BiT 1000®","7x1,5","Giętkie kable sterownicze do obwodów iskrobezpiecznych, 0,6/1 kV","BITNER","KMT",1,38289,"PLN",0.23,null,null,null,null,null,null,null,"n87E",null,"EC000837","27.32.13","8544 49 99","https://bitner.com.pl/data/t4_text/649x234_061231251116_IB-BiT%201000.JPG","https://bitner.com.pl/data/t4txt_photos/110840100419_8_IB_BiT_1000.pdf"]
[11242,null,"STEROWNICZE","IB0084",5902956136787,"IB-BiT 1000®","12x2,5","Giętkie kable sterownicze do obwodów iskrobezpiecznych, 0,6/1 kV","BITNER","KMT",1,98656,"PLN",0.23,null,null,null,null,null,null,null,"n87E",null,"EC000837","27.32.13","8544 49 99","https://bitner.com.pl/data/t4_text/649x234_061231251116_IB-BiT%201000.JPG","https://bitner.com.pl/data/t4txt_photos/110840100419_8_IB_BiT_1000.pdf"]
[11244,null,"STEROWNICZE","IB0086",5902956136800,"IB-BiT 1000®","16x2,5","Giętkie kable sterownicze do obwodów iskrobezpiecznych, 0,6/1 kV","BITNER","KMT",1,128560,"PLN",0.23,null,null,null,null,null,null,null,"n87E",null,"EC000837","27.32.13","8544 49 99","https://bitner.com.pl/data/t4_text/649x234_061231251116_IB-BiT%201000.JPG","https://bitner.com.pl/data/t4txt_photos/110840100419_8_IB_BiT_1000.pdf"]
[11265,null,"STEROWNICZE","IB0214",5902956137012,"IB-BiT 1000®","2x2x0,75","Giętkie kable sterownicze do obwodów iskrobezpiecznych, 0,6/1 kV","BITNER","KMT",1,16588,"PLN",0.23,null,null,null,null,null,null,null,"n87E",null,"EC000837","27.32.13","8544 49 99","https://bitner.com.pl/data/t4_text/649x234_061231251116_IB-BiT%201000.JPG","https://bitner.com.pl/data/t4txt_photos/110840100419_8_IB_BiT_1000.pdf"]
[11277,null,"STEROWNICZE","IB0226",5902956137135,"IB-BiT 1000®","20x2x0,75","Giętkie kable sterownicze do obwodów iskrobezpiecznych, 0,6/1 kV","BITNER","KMT",1,115690,"PLN",0.23,null,null,null,null,null,null,null,"n87E",null,"EC000837","27.32.13","8544 49 99","https://bitner.com.pl/data/t4_text/649x234_061231251116_IB-BiT%201000.JPG","https://bitner.com.pl/data/t4txt_photos/110840100419_8_IB_BiT_1000.pdf"]
[11286,null,"STEROWNICZE","IB0235",5902956137227,"IB-BiT 1000®","10x2x1,0","Giętkie kable sterownicze do obwodów iskrobezpiecznych, 0,6/1 kV","BITNER","KMT",1,75517,"PLN",0.23,null,null,null,null,null,null,null,"n87E",null,"EC000837","27.32.13","8544 49 99","https://bitner.com.pl/data/t4_text/649x234_061231251116_IB-BiT%201000.JPG","https://bitner.com.pl/data/t4txt_photos/110840100419_8_IB_BiT_1000.pdf"]
[11295,null,"STEROWNICZE","IB0244",5902956137319,"IB-BiT 1000®","4x2x1,5","Giętkie kable sterownicze do obwodów iskrobezpiecznych, 0,6/1 kV","BITNER","KMT",1,44526,"PLN",0.23,null,null,null,null,null,null,null,"n87E",null,"EC000837","27.32.13","8544 49 99","https://bitner.com.pl/data/t4_text/649x234_061231251116_IB-BiT%201000.JPG","https://bitner.com.pl/data/t4txt_photos/110840100419_8_IB_BiT_1000.pdf"]
[11305,null,"STEROWNICZE","IB0254",5902956137418,"IB-BiT 1000®","20x2x1,5","Giętkie kable sterownicze do obwodów iskrobezpiecznych, 0,6/1 kV","BITNER","KMT",1,196564,"PLN",0.23,null,null,null,null,null,null,null,"n87E",null,"EC000837","27.32.13","8544 49 99","https://bitner.com.pl/data/t4_text/649x234_061231251116_IB-BiT%201000.JPG","https://bitner.com.pl/data/t4txt_photos/110840100419_8_IB_BiT_1000.pdf"]
[11316,null,"STEROWNICZE","IB0265",5902956137524,"IB-BiT 1000®","14x2x2,5","Giętkie kable sterownicze do obwodów iskrobezpiecznych, 0,6/1 kV","BITNER","KMT",1,220321,"PLN",0.23,null,null,null,null,null,null,null,"n87E",null,"EC000837","27.32.13","8544 49 99","https://bitner.com.pl/data/t4_text/649x234_061231251116_IB-BiT%201000.JPG","https://bitner.com.pl/data/t4txt_photos/110840100419_8_IB_BiT_1000.pdf"]
[11329,null,"STEROWNICZE","IB1761",5902956137654,"IB-BiT 1000®C","18x0,5","Giętkie kable sterownicze do obwodów iskrobezpiecznych, ekranowane, 0,6/1 kV","BITNER","KMT",1,54313,"PLN",0.23,null,null,null,null,null,null,null,"n87E",null,"EC000837","27.32.13","8544 49 99","https://bitner.com.pl/data/t4_text/649x234_061320251116_IB-BiT%201000C.JPG","https://bitner.com.pl/data/t4txt_photos/111414100419_9_IB_BiT_1000_C.pdf"]
[11337,null,"STEROWNICZE","IB1769",5902956137739,"IB-BiT 1000®C","52x0,5","Giętkie kable sterownicze do obwodów iskrobezpiecznych, ekranowane, 0,6/1 kV","BITNER","KMT",1,128752,"PLN",0.23,null,null,null,null,null,null,null,"n87E",null,"EC000837","27.32.13","8544 49 99","https://bitner.com.pl/data/t4_text/649x234_061320251116_IB-BiT%201000C.JPG","https://bitner.com.pl/data/t4txt_photos/111414100419_9_IB_BiT_1000_C.pdf"]
[11358,null,"STEROWNICZE","IB1790",5902956137944,"IB-BiT 1000®C","52x0,75","Giętkie kable sterownicze do obwodów iskrobezpiecznych, ekranowane, 0,6/1 kV","BITNER","KMT",1,172900,"PLN",0.23,null,null,null,null,null,null,null,"n87E",null,"EC000837","27.32.13","8544 49 99","https://bitner.com.pl/data/t4_text/649x234_061320251116_IB-BiT%201000C.JPG","https://bitner.com.pl/data/t4txt_photos/111414100419_9_IB_BiT_1000_C.pdf"]
[11364,null,"STEROWNICZE","IB1796",5902956138002,"IB-BiT 1000®C","6x1,0","Giętkie kable sterownicze do obwodów iskrobezpiecznych, ekranowane, 0,6/1 kV","BITNER","KMT",1,35746,"PLN",0.23,null,null,null,null,null,null,null,"n87E",null,"EC000837","27.32.13","8544 49 99","https://bitner.com.pl/data/t4_text/649x234_061320251116_IB-BiT%201000C.JPG","https://bitner.com.pl/data/t4txt_photos/111414100419_9_IB_BiT_1000_C.pdf"]
[11379,null,"STEROWNICZE","IB1811",5902956138156,"IB-BiT 1000®C","52x1,0","Giętkie kable sterownicze do obwodów iskrobezpiecznych, ekranowane, 0,6/1 kV","BITNER","KMT",1,215170,"PLN",0.23,null,null,null,null,null,null,null,"n87E",null,"EC000837","27.32.13","8544 49 99","https://bitner.com.pl/data/t4_text/649x234_061320251116_IB-BiT%201000C.JPG","https://bitner.com.pl/data/t4txt_photos/111414100419_9_IB_BiT_1000_C.pdf"]
[11388,null,"STEROWNICZE","IB1820",5902956138248,"IB-BiT 1000®C","10x1,5","Giętkie kable sterownicze do obwodów iskrobezpiecznych, ekranowane, 0,6/1 kV","BITNER","KMT",1,71500,"PLN",0.23,null,null,null,null,null,null,null,"n87E",null,"EC000837","27.32.13","8544 49 99","https://bitner.com.pl/data/t4_text/649x234_061320251116_IB-BiT%201000C.JPG","https://bitner.com.pl/data/t4txt_photos/111414100419_9_IB_BiT_1000_C.pdf"]
[11403,null,"STEROWNICZE","IB1835",5902956138392,"IB-BiT 1000®C","3x2,5","Giętkie kable sterownicze do obwodów iskrobezpiecznych, ekranowane, 0,6/1 kV","BITNER","KMT",1,37899,"PLN",0.23,null,null,null,null,null,null,null,"n87E",null,"EC000837","27.32.13","8544 49 99","https://bitner.com.pl/data/t4_text/649x234_061320251116_IB-BiT%201000C.JPG","https://bitner.com.pl/data/t4txt_photos/111414100419_9_IB_BiT_1000_C.pdf"]
[11409,null,"STEROWNICZE","IB1841",5902956138453,"IB-BiT 1000®C","12x2,5","Giętkie kable sterownicze do obwodów iskrobezpiecznych, ekranowane, 0,6/1 kV","BITNER","KMT",1,119756,"PLN",0.23,null,null,null,null,null,null,null,"n87E",null,"EC000837","27.32.13","8544 49 99","https://bitner.com.pl/data/t4_text/649x234_061320251116_IB-BiT%201000C.JPG","https://bitner.com.pl/data/t4txt_photos/111414100419_9_IB_BiT_1000_C.pdf"]
[11418,null,"STEROWNICZE","IB1850",5902956138545,"IB-BiT 1000®C","42x2,5","Giętkie kable sterownicze do obwodów iskrobezpiecznych, ekranowane, 0,6/1 kV","BITNER","KMT",1,391515,"PLN",0.23,null,null,null,null,null,null,null,"n87E",null,"EC000837","27.32.13","8544 49 99","https://bitner.com.pl/data/t4_text/649x234_061320251116_IB-BiT%201000C.JPG","https://bitner.com.pl/data/t4txt_photos/111414100419_9_IB_BiT_1000_C.pdf"]
[11438,null,"STEROWNICZE","IB0918",5902956138743,"IB-BiT 1000®C","6x2x0,75","Giętkie kable sterownicze do obwodów iskrobezpiecznych, ekranowane, 0,6/1 kV","BITNER","KMT",1,57113,"PLN",0.23,null,null,null,null,null,null,null,"n87E",null,"EC000837","27.32.13","8544 49 99","https://bitner.com.pl/data/t4_text/649x234_061320251116_IB-BiT%201000C.JPG","https://bitner.com.pl/data/t4txt_photos/111414100419_9_IB_BiT_1000_C.pdf"]
[11451,null,"STEROWNICZE","IB0931",5902956138873,"IB-BiT 1000®C","5x2x1,0","Giętkie kable sterownicze do obwodów iskrobezpiecznych, ekranowane, 0,6/1 kV","BITNER","KMT",1,59133,"PLN",0.23,null,null,null,null,null,null,null,"n87E",null,"EC000837","27.32.13","8544 49 99","https://bitner.com.pl/data/t4_text/649x234_061320251116_IB-BiT%201000C.JPG","https://bitner.com.pl/data/t4txt_photos/111414100419_9_IB_BiT_1000_C.pdf"]
[11464,null,"STEROWNICZE","IB0944",5902956139009,"IB-BiT 1000®C","4x2x1,5","Giętkie kable sterownicze do obwodów iskrobezpiecznych, ekranowane, 0,6/1 kV","BITNER","KMT",1,64232,"PLN",0.23,null,null,null,null,null,null,null,"n87E",null,"EC000837","27.32.13","8544 49 99","https://bitner.com.pl/data/t4_text/649x234_061320251116_IB-BiT%201000C.JPG","https://bitner.com.pl/data/t4txt_photos/111414100419_9_IB_BiT_1000_C.pdf"]
[11473,null,"STEROWNICZE","IB0953",5902956139092,"IB-BiT 1000®C","18x2x1,5","Giętkie kable sterownicze do obwodów iskrobezpiecznych, ekranowane, 0,6/1 kV","BITNER","KMT",1,222495,"PLN",0.23,null,null,null,null,null,null,null,"n87E",null,"EC000837","27.32.13","8544 49 99","https://bitner.com.pl/data/t4_text/649x234_061320251116_IB-BiT%201000C.JPG","https://bitner.com.pl/data/t4txt_photos/111414100419_9_IB_BiT_1000_C.pdf"]
[11481,null,"STEROWNICZE","IB0961",5902956139177,"IB-BiT 1000®C","7x2x2,5","Giętkie kable sterownicze do obwodów iskrobezpiecznych, ekranowane, 0,6/1 kV","BITNER","KMT",1,140924,"PLN",0.23,null,null,null,null,null,null,null,"n87E",null,"EC000837","27.32.13","8544 49 99","https://bitner.com.pl/data/t4_text/649x234_061320251116_IB-BiT%201000C.JPG","https://bitner.com.pl/data/t4txt_photos/111414100419_9_IB_BiT_1000_C.pdf"]
[11490,null,"STEROWNICZE","IB2003",5902956321701,"IB-BiT 1000®CY","5x0,5","Giętkie kable sterownicze do obwodów iskrobezpiecznych, ekranowane, z powłoką wypełniającą, 0,6/1 kV","BITNER","KMT",1,26137,"PLN",0.23,null,null,null,null,null,null,null,"n87E",null,"EC000837","27.32.13","8544 49 99","https://bitner.com.pl/data/t4_text/649x234_114034100419_IB-BiT_1000_CY.jpg","https://bitner.com.pl/data/t4txt_photos/114117100419_10_IB_BiT_1000_CY.pdf"]
[11502,null,"STEROWNICZE","IB2016",5902956322067,"IB-BiT 1000®CY","25x0,5","Giętkie kable sterownicze do obwodów iskrobezpiecznych, ekranowane, z powłoką wypełniającą, 0,6/1 kV","BITNER","KMT",1,80226,"PLN",0.23,null,null,null,null,null,null,null,"n87E",null,"EC000837","27.32.13","8544 49 99","https://bitner.com.pl/data/t4_text/649x234_114034100419_IB-BiT_1000_CY.jpg","https://bitner.com.pl/data/t4txt_photos/114117100419_10_IB_BiT_1000_CY.pdf"]
[11511,null,"STEROWNICZE","IB2027",5902956322340,"IB-BiT 1000®CY","8x0,75","Giętkie kable sterownicze do obwodów iskrobezpiecznych, ekranowane, z powłoką wypełniającą, 0,6/1 kV","BITNER","KMT",1,43151,"PLN",0.23,null,null,null,null,null,null,null,"n87E",null,"EC000837","27.32.13","8544 49 99","https://bitner.com.pl/data/t4_text/649x234_114034100419_IB-BiT_1000_CY.jpg","https://bitner.com.pl/data/t4txt_photos/114117100419_10_IB_BiT_1000_CY.pdf"]
[11525,null,"STEROWNICZE","IB2043",5902956322456,"IB-BiT 1000®CY","42x0,75","Giętkie kable sterownicze do obwodów iskrobezpiecznych, ekranowane, z powłoką wypełniającą, 0,6/1 kV","BITNER","KMT",1,160333,"PLN",0.23,null,null,null,null,null,null,null,"n87E",null,"EC000837","27.32.13","8544 49 99","https://bitner.com.pl/data/t4_text/649x234_114034100419_IB-BiT_1000_CY.jpg","https://bitner.com.pl/data/t4txt_photos/114117100419_10_IB_BiT_1000_CY.pdf"]
[11544,null,"STEROWNICZE","IB2065",5902956324887,"IB-BiT 1000®CY","32x1,0","Giętkie kable sterownicze do obwodów iskrobezpiecznych, ekranowane, z powłoką wypełniającą, 0,6/1 kV","BITNER","KMT",1,153725,"PLN",0.23,null,null,null,null,null,null,null,"n87E",null,"EC000837","27.32.13","8544 49 99","https://bitner.com.pl/data/t4_text/649x234_114034100419_IB-BiT_1000_CY.jpg","https://bitner.com.pl/data/t4txt_photos/114117100419_10_IB_BiT_1000_CY.pdf"]
[11557,null,"STEROWNICZE","IB0842",5902956320032,"IB-BiT 1000®CY","12x1,5","Giętkie kable sterownicze do obwodów iskrobezpiecznych, ekranowane, z powłoką wypełniającą, 0,6/1 kV","BITNER","KMT",1,90259,"PLN",0.23,null,null,null,null,null,null,null,"n87E",null,"EC000837","27.32.13","8544 49 99","https://bitner.com.pl/data/t4_text/649x234_114034100419_IB-BiT_1000_CY.jpg","https://bitner.com.pl/data/t4txt_photos/114117100419_10_IB_BiT_1000_CY.pdf"]
[11560,null,"STEROWNICZE","IB2081",5902956322722,"IB-BiT 1000®CY","18x1,5","Giętkie kable sterownicze do obwodów iskrobezpiecznych, ekranowane, z powłoką wypełniającą, 0,6/1 kV","BITNER","KMT",1,123356,"PLN",0.23,null,null,null,null,null,null,null,"n87E",null,"EC000837","27.32.13","8544 49 99","https://bitner.com.pl/data/t4_text/649x234_114034100419_IB-BiT_1000_CY.jpg","https://bitner.com.pl/data/t4txt_photos/114117100419_10_IB_BiT_1000_CY.pdf"]
[11574,null,"STEROWNICZE","IB2099",5902956322838,"IB-BiT 1000®CY","5x2,5","Giętkie kable sterownicze do obwodów iskrobezpiecznych, ekranowane, z powłoką wypełniającą, 0,6/1 kV","BITNER","KMT",1,63675,"PLN",0.23,null,null,null,null,null,null,null,"n87E",null,"EC000837","27.32.13","8544 49 99","https://bitner.com.pl/data/t4_text/649x234_114034100419_IB-BiT_1000_CY.jpg","https://bitner.com.pl/data/t4txt_photos/114117100419_10_IB_BiT_1000_CY.pdf"]
[11587,null,"STEROWNICZE","IB2113",5902956322944,"IB-BiT 1000®CY","30x2,5","Giętkie kable sterownicze do obwodów iskrobezpiecznych, ekranowane, z powłoką wypełniającą, 0,6/1 kV","BITNER","KMT",1,303411,"PLN",0.23,null,null,null,null,null,null,null,"n87E",null,"EC000837","27.32.13","8544 49 99","https://bitner.com.pl/data/t4_text/649x234_114034100419_IB-BiT_1000_CY.jpg","https://bitner.com.pl/data/t4txt_photos/114117100419_10_IB_BiT_1000_CY.pdf"]
[11595,null,"STEROWNICZE","IB2123",5902956323026,"IB-BiT 1000®CY","5x6,0","Giętkie kable sterownicze do obwodów iskrobezpiecznych, ekranowane, z powłoką wypełniającą, 0,6/1 kV","BITNER","KMT",1,125637,"PLN",0.23,null,null,null,null,null,null,null,"n87E",null,"EC000837","27.32.13","8544 49 99","https://bitner.com.pl/data/t4_text/649x234_114034100419_IB-BiT_1000_CY.jpg","https://bitner.com.pl/data/t4txt_photos/114117100419_10_IB_BiT_1000_CY.pdf"]
[11604,null,"STEROWNICZE","IB2134",5902956323125,"IB-BiT 1000®CY","4x16","Giętkie kable sterownicze do obwodów iskrobezpiecznych, ekranowane, z powłoką wypełniającą, 0,6/1 kV","BITNER","KMT",1,245005,"PLN",0.23,null,null,null,null,null,null,null,"n87E",null,"EC000837","27.32.13","8544 49 99","https://bitner.com.pl/data/t4_text/649x234_114034100419_IB-BiT_1000_CY.jpg","https://bitner.com.pl/data/t4txt_photos/114117100419_10_IB_BiT_1000_CY.pdf"]
[11617,null,"STEROWNICZE","IB2148",5902956323255,"IB-BiT 1000®CY","5x50","Giętkie kable sterownicze do obwodów iskrobezpiecznych, ekranowane, z powłoką wypełniającą, 0,6/1 kV","BITNER","KMT",1,870227,"PLN",0.23,null,null,null,null,null,null,null,"n87E",null,"EC000837","27.32.13","8544 49 99","https://bitner.com.pl/data/t4_text/649x234_114034100419_IB-BiT_1000_CY.jpg","https://bitner.com.pl/data/t4txt_photos/114117100419_10_IB_BiT_1000_CY.pdf"]
[11630,null,"STEROWNICZE","EM9052",5902956126764,"BiT 1000®Power","3x1,5","Giętkie kable zasilające,w izolacji XLPE i powłoce PVC, żyły kolorowe, do zastosowań wnętrzowych i na zewnątrz oraz do układania w ziemi 0,6/1 kV","BITNER","KMT",1,17685,"PLN",0.23,null,null,null,null,null,null,null,"n95",null,"EC000837","27.32.13","8544 49 99","https://bitner.com.pl/data/t4_text/649x234_050856251116_1000%20power.JPG","https://bitner.com.pl/data/t4txt_photos/015051300719_16_BiT_1000_Power.pdf"]
[11650,null,"STEROWNICZE","EM9072",5902956126962,"BiT 1000®Power","4x6,0","Giętkie kable zasilające,w izolacji XLPE i powłoce PVC, żyły kolorowe, do zastosowań wnętrzowych i na zewnątrz oraz do układania w ziemi 0,6/1 kV","BITNER","KMT",1,78441,"PLN",0.23,null,null,null,null,null,null,null,"n95",null,"EC000837","27.32.13","8544 49 99","https://bitner.com.pl/data/t4_text/649x234_050856251116_1000%20power.JPG","https://bitner.com.pl/data/t4txt_photos/015051300719_16_BiT_1000_Power.pdf"]
[11658,null,"STEROWNICZE","EM9080",5902956127044,"BiT 1000®Power","2x16","Giętkie kable zasilające,w izolacji XLPE i powłoce PVC, żyły kolorowe, do zastosowań wnętrzowych i na zewnątrz oraz do układania w ziemi 0,6/1 kV","BITNER","KMT",1,103305,"PLN",0.23,null,null,null,null,null,null,null,"n95",null,"EC000837","27.32.13","8544 49 99","https://bitner.com.pl/data/t4_text/649x234_050856251116_1000%20power.JPG","https://bitner.com.pl/data/t4txt_photos/015051300719_16_BiT_1000_Power.pdf"]
[11667,null,"STEROWNICZE","EM9089",5902956127136,"BiT 1000®Power","4G25","Giętkie kable zasilające,w izolacji XLPE i powłoce PVC, żyły kolorowe, do zastosowań wnętrzowych i na zewnątrz oraz do układania w ziemi 0,6/1 kV","BITNER","KMT",1,267123,"PLN",0.23,null,null,null,null,null,null,null,"n95",null,"EC000837","27.32.13","8544 49 99","https://bitner.com.pl/data/t4_text/649x234_050856251116_1000%20power.JPG","https://bitner.com.pl/data/t4txt_photos/015051300719_16_BiT_1000_Power.pdf"]
[11680,null,"STEROWNICZE","EM9104",5902956127280,"BiT 1000®Power","3G70","Giętkie kable zasilające,w izolacji XLPE i powłoce PVC, żyły kolorowe, do zastosowań wnętrzowych i na zewnątrz oraz do układania w ziemi 0,6/1 kV","BITNER","KMT",1,561681,"PLN",0.23,null,null,null,null,null,null,null,"n95",null,"EC000837","27.32.13","8544 49 99","https://bitner.com.pl/data/t4_text/649x234_050856251116_1000%20power.JPG","https://bitner.com.pl/data/t4txt_photos/015051300719_16_BiT_1000_Power.pdf"]
[11693,null,"STEROWNICZE","EM9117",5902956127419,"BiT 1000®Power","4x120","Giętkie kable zasilające,w izolacji XLPE i powłoce PVC, żyły kolorowe, do zastosowań wnętrzowych i na zewnątrz oraz do układania w ziemi 0,6/1 kV","BITNER","KMT",1,1341373,"PLN",0.23,null,null,null,null,null,null,null,"n95",null,"EC000837","27.32.13","8544 49 99","https://bitner.com.pl/data/t4_text/649x234_050856251116_1000%20power.JPG","https://bitner.com.pl/data/t4txt_photos/015051300719_16_BiT_1000_Power.pdf"]
[11701,null,"STEROWNICZE","EM9125",5902956127495,"BiT 1000®Power","3x185","Giętkie kable zasilające,w izolacji XLPE i powłoce PVC, żyły kolorowe, do zastosowań wnętrzowych i na zewnątrz oraz do układania w ziemi 0,6/1 kV","BITNER","KMT",1,1537102,"PLN",0.23,null,null,null,null,null,null,null,"n95",null,"EC000837","27.32.13","8544 49 99","https://bitner.com.pl/data/t4_text/649x234_050856251116_1000%20power.JPG","https://bitner.com.pl/data/t4txt_photos/015051300719_16_BiT_1000_Power.pdf"]
[11710,null,"STEROWNICZE","EM9145",5902956127587,"BiT 1000®Power","1G1,5","Giętkie kable zasilające,w izolacji XLPE i powłoce PVC, żyły kolorowe, do zastosowań wnętrzowych i na zewnątrz oraz do układania w ziemi 0,6/1 kV","BITNER","KMT",1,5901,"PLN",0.23,null,null,null,null,null,null,null,"n95",null,"EC000837","27.32.13","8544 49 99","https://bitner.com.pl/data/t4_text/649x234_050856251116_1000%20power.JPG","https://bitner.com.pl/data/t4txt_photos/015051300719_16_BiT_1000_Power.pdf"]
[11728,null,"STEROWNICZE","EM9163",5902956127761,"BiT 1000®Power","1x2,5","Giętkie kable zasilające,w izolacji XLPE i powłoce PVC, żyły kolorowe, do zastosowań wnętrzowych i na zewnątrz oraz do układania w ziemi 0,6/1 kV","BITNER","KMT",1,7950,"PLN",0.23,null,null,null,null,null,null,null,"n95",null,"EC000837","27.32.13","8544 49 99","https://bitner.com.pl/data/t4_text/649x234_050856251116_1000%20power.JPG","https://bitner.com.pl/data/t4txt_photos/015051300719_16_BiT_1000_Power.pdf"]
[11743,null,"STEROWNICZE","EM9719",5902956325785,"BiT 1000®H Power","1x1,5","Bezhalogenowe, giętkie kable zasilające, o izolacji XLPE, żyły kolorowe, do zastosowań wnętrzowych i na zewnątrz oraz do układnia w ziemi, 0,6/1 kV","BITNER","KMT",1,7747,"PLN",0.23,null,null,null,null,null,null,null,"n95",null,"EC000837","27.32.13","8544 49 99","https://bitner.com.pl/data/t4_text/649x234_091639100519_[en]%20picture.png","https://bitner.com.pl/data/t4txt_photos/12023081021_BiT%201000%C2%AEH%20Power.pdf"]
[11752,null,"STEROWNICZE","EM9728",5902956325945,"BiT 1000®H Power","1x70 ","Bezhalogenowe, giętkie kable zasilające, o izolacji XLPE, żyły kolorowe, do zastosowań wnętrzowych i na zewnątrz oraz do układnia w ziemi, 0,6/1 kV","BITNER","KMT",1,214237,"PLN",0.23,null,null,null,null,null,null,null,"n95",null,"EC000837","27.32.13","8544 49 99","https://bitner.com.pl/data/t4_text/649x234_091639100519_[en]%20picture.png","https://bitner.com.pl/data/t4txt_photos/12023081021_BiT%201000%C2%AEH%20Power.pdf"]
[11763,null,"STEROWNICZE","EM9745",5902956320407,"BiT 1000®H Power","3G2,5","Bezhalogenowe, giętkie kable zasilające, o izolacji XLPE, żyły kolorowe, do zastosowań wnętrzowych i na zewnątrz oraz do układnia w ziemi, 0,6/1 kV","BITNER","KMT",1,34688,"PLN",0.23,null,null,null,null,null,null,null,"n95",null,"EC000837","27.32.13","8544 49 99","https://bitner.com.pl/data/t4_text/649x234_091639100519_[en]%20picture.png","https://bitner.com.pl/data/t4txt_photos/12023081021_BiT%201000%C2%AEH%20Power.pdf"]
[11773,null,"STEROWNICZE","EM9765",5902956325235,"BiT 1000®H Power","4G10 ","Bezhalogenowe, giętkie kable zasilające, o izolacji XLPE, żyły kolorowe, do zastosowań wnętrzowych i na zewnątrz oraz do układnia w ziemi, 0,6/1 kV","BITNER","KMT",1,136478,"PLN",0.23,null,null,null,null,null,null,null,"n95",null,"EC000837","27.32.13","8544 49 99","https://bitner.com.pl/data/t4_text/649x234_091639100519_[en]%20picture.png","https://bitner.com.pl/data/t4txt_photos/12023081021_BiT%201000%C2%AEH%20Power.pdf"]
[11782,null,"STEROWNICZE","EM9783",5902956325396,"BiT 1000®H Power","4G35 ","Bezhalogenowe, giętkie kable zasilające, o izolacji XLPE, żyły kolorowe, do zastosowań wnętrzowych i na zewnątrz oraz do układnia w ziemi, 0,6/1 kV","BITNER","KMT",1,440626,"PLN",0.23,null,null,null,null,null,null,null,"n95",null,"EC000837","27.32.13","8544 49 99","https://bitner.com.pl/data/t4_text/649x234_091639100519_[en]%20picture.png","https://bitner.com.pl/data/t4txt_photos/12023081021_BiT%201000%C2%AEH%20Power.pdf"]
[11791,null,"STEROWNICZE","EM9799",5902956330468,"BiT 1000®H Power","4G95 ","Bezhalogenowe, giętkie kable zasilające, o izolacji XLPE, żyły kolorowe, do zastosowań wnętrzowych i na zewnątrz oraz do układnia w ziemi, 0,6/1 kV","BITNER","KMT",1,1175119,"PLN",0.23,null,null,null,null,null,null,null,"n95",null,"EC000837","27.32.13","8544 49 99","https://bitner.com.pl/data/t4_text/649x234_091639100519_[en]%20picture.png","https://bitner.com.pl/data/t4txt_photos/12023081021_BiT%201000%C2%AEH%20Power.pdf"]
[11803,null,"STEROWNICZE","EM9819",5902956325747,"BiT 1000®H Power","4G240","Bezhalogenowe, giętkie kable zasilające, o izolacji XLPE, żyły kolorowe, do zastosowań wnętrzowych i na zewnątrz oraz do układnia w ziemi, 0,6/1 kV","BITNER","KMT",1,2915743,"PLN",0.23,null,null,null,null,null,null,null,"n95",null,"EC000837","27.32.13","8544 49 99","https://bitner.com.pl/data/t4_text/649x234_091639100519_[en]%20picture.png","https://bitner.com.pl/data/t4txt_photos/12023081021_BiT%201000%C2%AEH%20Power.pdf"]
[11815,null,"STEROWNICZE","S67359",5902956359407,"BiT 1000®Power (St) GREY","16G0,75","Olejoodporne i uniepalnione, ekranowane folią metalizowaną z linką uziemiającą, giętkie kable sterownicze, w izolacji XLPE i powłoce PVC, z żyłami numerowanymi, do zastosowań zewnętrzych i wewnętrzych oraz do układania w ziemi, 0,6/1kV","BITNER","KMT",1,54084,"PLN",0.23,null,null,null,null,null,null,null,"n95",null,"EC003251","27.32.13","8544 49 99","https://bitner.com.pl/data/t4_text/649x234_031301220722_bit%201000%20power%20st%20grey.jpg","https://bitner.com.pl/data/t4txt_photos/031322220722_BiT%201000%C2%AEPower%20(St)%20GREY%20(specjalna).pdf"]
[11836,null,"STEROWNICZE","S67382",5902956359612,"BiT 1000®Power (St) GREY","5G1,5","Olejoodporne i uniepalnione, ekranowane folią metalizowaną z linką uziemiającą, giętkie kable sterownicze, w izolacji XLPE i powłoce PVC, z żyłami numerowanymi, do zastosowań zewnętrzych i wewnętrzych oraz do układania w ziemi, 0,6/1kV","BITNER","KMT",1,33670,"PLN",0.23,null,null,null,null,null,null,null,"n95",null,"EC003251","27.32.13","8544 49 99","https://bitner.com.pl/data/t4_text/649x234_031301220722_bit%201000%20power%20st%20grey.jpg","https://bitner.com.pl/data/t4txt_photos/031322220722_BiT%201000%C2%AEPower%20(St)%20GREY%20(specjalna).pdf"]
[11845,null,"STEROWNICZE","S67391",5902956359704,"BiT 1000®Power (St) GREY","21G1,5","Olejoodporne i uniepalnione, ekranowane folią metalizowaną z linką uziemiającą, giętkie kable sterownicze, w izolacji XLPE i powłoce PVC, z żyłami numerowanymi, do zastosowań zewnętrzych i wewnętrzych oraz do układania w ziemi, 0,6/1kV","BITNER","KMT",1,108270,"PLN",0.23,null,null,null,null,null,null,null,"n95",null,"EC003251","27.32.13","8544 49 99","https://bitner.com.pl/data/t4_text/649x234_031301220722_bit%201000%20power%20st%20grey.jpg","https://bitner.com.pl/data/t4txt_photos/031322220722_BiT%201000%C2%AEPower%20(St)%20GREY%20(specjalna).pdf"]
[11850,null,"STEROWNICZE","S67395",5902956359759,"BiT 1000®Power (St) GREY","5G2,5","Olejoodporne i uniepalnione, ekranowane folią metalizowaną z linką uziemiającą, giętkie kable sterownicze, w izolacji XLPE i powłoce PVC, z żyłami numerowanymi, do zastosowań zewnętrzych i wewnętrzych oraz do układania w ziemi, 0,6/1kV","BITNER","KMT",1,48186,"PLN",0.23,null,null,null,null,null,null,null,"n95",null,"EC003251","27.32.13","8544 49 99","https://bitner.com.pl/data/t4_text/649x234_031301220722_bit%201000%20power%20st%20grey.jpg","https://bitner.com.pl/data/t4txt_photos/031322220722_BiT%201000%C2%AEPower%20(St)%20GREY%20(specjalna).pdf"]
[11866,null,"STEROWNICZE","S67413",5902956359919,"BiT 1000®Power (St) GREY","5x0,75","Olejoodporne i uniepalnione, ekranowane folią metalizowaną z linką uziemiającą, giętkie kable sterownicze, w izolacji XLPE i powłoce PVC, z żyłami numerowanymi, do zastosowań zewnętrzych i wewnętrzych oraz do układania w ziemi, 0,6/1kV","BITNER","KMT",1,25080,"PLN",0.23,null,null,null,null,null,null,null,"n95",null,"EC003251","27.32.13","8544 49 99","https://bitner.com.pl/data/t4_text/649x234_031301220722_bit%201000%20power%20st%20grey.jpg","https://bitner.com.pl/data/t4txt_photos/031322220722_BiT%201000%C2%AEPower%20(St)%20GREY%20(specjalna).pdf"]
[11875,null,"STEROWNICZE","S67422",5902956360007,"BiT 1000®Power (St) GREY","21x0,75","Olejoodporne i uniepalnione, ekranowane folią metalizowaną z linką uziemiającą, giętkie kable sterownicze, w izolacji XLPE i powłoce PVC, z żyłami numerowanymi, do zastosowań zewnętrzych i wewnętrzych oraz do układania w ziemi, 0,6/1kV","BITNER","KMT",1,74140,"PLN",0.23,null,null,null,null,null,null,null,"n95",null,"EC003251","27.32.13","8544 49 99","https://bitner.com.pl/data/t4_text/649x234_031301220722_bit%201000%20power%20st%20grey.jpg","https://bitner.com.pl/data/t4txt_photos/031322220722_BiT%201000%C2%AEPower%20(St)%20GREY%20(specjalna).pdf"]
[11889,null,"STEROWNICZE","S67437",5902956360144,"BiT 1000®Power (St) GREY","25x1,0","Olejoodporne i uniepalnione, ekranowane folią metalizowaną z linką uziemiającą, giętkie kable sterownicze, w izolacji XLPE i powłoce PVC, z żyłami numerowanymi, do zastosowań zewnętrzych i wewnętrzych oraz do układania w ziemi, 0,6/1kV","BITNER","KMT",1,107254,"PLN",0.23,null,null,null,null,null,null,null,"n95",null,"EC003251","27.32.13","8544 49 99","https://bitner.com.pl/data/t4_text/649x234_031301220722_bit%201000%20power%20st%20grey.jpg","https://bitner.com.pl/data/t4txt_photos/031322220722_BiT%201000%C2%AEPower%20(St)%20GREY%20(specjalna).pdf"]
[11896,null,"STEROWNICZE","S67447",5902956360212,"BiT 1000®Power (St) GREY","10x1,5","Olejoodporne i uniepalnione, ekranowane folią metalizowaną z linką uziemiającą, giętkie kable sterownicze, w izolacji XLPE i powłoce PVC, z żyłami numerowanymi, do zastosowań zewnętrzych i wewnętrzych oraz do układania w ziemi, 0,6/1kV","BITNER","KMT",1,65374,"PLN",0.23,null,null,null,null,null,null,null,"n95",null,"EC003251","27.32.13","8544 49 99","https://bitner.com.pl/data/t4_text/649x234_031301220722_bit%201000%20power%20st%20grey.jpg","https://bitner.com.pl/data/t4txt_photos/031322220722_BiT%201000%C2%AEPower%20(St)%20GREY%20(specjalna).pdf"]
[11917,null,"STEROWNICZE","S67470",5902956360427,"BiT 1000®Power (St) GREY","5x4,0","Olejoodporne i uniepalnione, ekranowane folią metalizowaną z linką uziemiającą, giętkie kable sterownicze, w izolacji XLPE i powłoce PVC, z żyłami numerowanymi, do zastosowań zewnętrzych i wewnętrzych oraz do układania w ziemi, 0,6/1kV","BITNER","KMT",1,78077,"PLN",0.23,null,null,null,null,null,null,null,"n95",null,"EC003251","27.32.13","8544 49 99","https://bitner.com.pl/data/t4_text/649x234_031301220722_bit%201000%20power%20st%20grey.jpg","https://bitner.com.pl/data/t4txt_photos/031322220722_BiT%201000%C2%AEPower%20(St)%20GREY%20(specjalna).pdf"]
[11924,null,"STEROWNICZE","S67481",5902956360496,"BiT 1000®Power (St) GREY","20x2x0,75","Olejoodporne i uniepalnione, ekranowane folią metalizowaną z linką uziemiającą, giętkie kable sterownicze, w izolacji XLPE i powłoce PVC, z żyłami numerowanymi, do zastosowań zewnętrzych i wewnętrzych oraz do układania w ziemi, 0,6/1kV","BITNER","KMT",1,117313,"PLN",0.23,null,null,null,null,null,null,null,"n95",null,"EC003251","27.32.13","8544 49 99","https://bitner.com.pl/data/t4_text/649x234_031301220722_bit%201000%20power%20st%20grey.jpg","https://bitner.com.pl/data/t4txt_photos/031322220722_BiT%201000%C2%AEPower%20(St)%20GREY%20(specjalna).pdf"]
[11938,null,"STEROWNICZE","S67495",5902956360632,"BiT 1000®Power (St) GREY","12x2x1,5","Olejoodporne i uniepalnione, ekranowane folią metalizowaną z linką uziemiającą, giętkie kable sterownicze, w izolacji XLPE i powłoce PVC, z żyłami numerowanymi, do zastosowań zewnętrzych i wewnętrzych oraz do układania w ziemi, 0,6/1kV","BITNER","KMT",1,120764,"PLN",0.23,null,null,null,null,null,null,null,"n95",null,"EC003251","27.32.13","8544 49 99","https://bitner.com.pl/data/t4_text/649x234_031301220722_bit%201000%20power%20st%20grey.jpg","https://bitner.com.pl/data/t4txt_photos/031322220722_BiT%201000%C2%AEPower%20(St)%20GREY%20(specjalna).pdf"]
[11951,null,"STEROWNICZE","S64709",5902956360762,"BiT 1000®Power C GREY","16G0,75","Olejoodporne i uniepalnione, giętkie kable sterownicze, ekran w postaci oplotu z ocynowanych pasemek miedzianych o gęstości krycia ok. 85%, żyły numerowane, o izolacji XLPE i powłoce PVC, do zastosowań wnętrzowych i na zewnątrz oraz do układania w ziemi,  0,6/1kV","BITNER","KMT",1,66071,"PLN",0.23,null,null,null,null,null,null,null,"n95",null,"EC003251","27.32.13","8544 49 99","https://bitner.com.pl/data/t4_text/649x234_125017130422_bit%201000%20power%20c%20grey.png","https://bitner.com.pl/data/t4txt_photos/031642140422_BiT%201000%C2%AEPower%20C%20GREY_PL.pdf"]
[11959,null,"STEROWNICZE","S64717",5902956360847,"BiT 1000®Power C GREY","7G1,0","Olejoodporne i uniepalnione, giętkie kable sterownicze, ekran w postaci oplotu z ocynowanych pasemek miedzianych o gęstości krycia ok. 85%, żyły numerowane, o izolacji XLPE i powłoce PVC, do zastosowań wnętrzowych i na zewnątrz oraz do układania w ziemi,  0,6/1kV","BITNER","KMT",1,41045,"PLN",0.23,null,null,null,null,null,null,null,"n95",null,"EC003251","27.32.13","8544 49 99","https://bitner.com.pl/data/t4_text/649x234_125017130422_bit%201000%20power%20c%20grey.png","https://bitner.com.pl/data/t4txt_photos/031642140422_BiT%201000%C2%AEPower%20C%20GREY_PL.pdf"]
[11968,null,"STEROWNICZE","S64726",5902956360939,"BiT 1000®Power C GREY","3G1,5","Olejoodporne i uniepalnione, giętkie kable sterownicze, ekran w postaci oplotu z ocynowanych pasemek miedzianych o gęstości krycia ok. 85%, żyły numerowane, o izolacji XLPE i powłoce PVC, do zastosowań wnętrzowych i na zewnątrz oraz do układania w ziemi,  0,6/1kV","BITNER","KMT",1,25428,"PLN",0.23,null,null,null,null,null,null,null,"n95",null,"EC003251","27.32.13","8544 49 99","https://bitner.com.pl/data/t4_text/649x234_125017130422_bit%201000%20power%20c%20grey.png","https://bitner.com.pl/data/t4txt_photos/031642140422_BiT%201000%C2%AEPower%20C%20GREY_PL.pdf"]
[11987,null,"STEROWNICZE","S64745",5902956361110,"BiT 1000®Power C GREY","12G2,5","Olejoodporne i uniepalnione, giętkie kable sterownicze, ekran w postaci oplotu z ocynowanych pasemek miedzianych o gęstości krycia ok. 85%, żyły numerowane, o izolacji XLPE i powłoce PVC, do zastosowań wnętrzowych i na zewnątrz oraz do układania w ziemi,  0,6/1kV","BITNER","KMT",1,114802,"PLN",0.23,null,null,null,null,null,null,null,"n95",null,"EC003251","27.32.13","8544 49 99","https://bitner.com.pl/data/t4_text/649x234_125017130422_bit%201000%20power%20c%20grey.png","https://bitner.com.pl/data/t4txt_photos/031642140422_BiT%201000%C2%AEPower%20C%20GREY_PL.pdf"]
[11989,null,"STEROWNICZE","S64747",5902956361134,"BiT 1000®Power C GREY","16G2,5","Olejoodporne i uniepalnione, giętkie kable sterownicze, ekran w postaci oplotu z ocynowanych pasemek miedzianych o gęstości krycia ok. 85%, żyły numerowane, o izolacji XLPE i powłoce PVC, do zastosowań wnętrzowych i na zewnątrz oraz do układania w ziemi,  0,6/1kV","BITNER","KMT",1,154057,"PLN",0.23,null,null,null,null,null,null,null,"n95",null,"EC003251","27.32.13","8544 49 99","https://bitner.com.pl/data/t4_text/649x234_125017130422_bit%201000%20power%20c%20grey.png","https://bitner.com.pl/data/t4txt_photos/031642140422_BiT%201000%C2%AEPower%20C%20GREY_PL.pdf"]
[12010,null,"STEROWNICZE","S64774",5902956701640,"BiT 1000®Power C GREY","2x1,0","Olejoodporne i uniepalnione, giętkie kable sterownicze, ekran w postaci oplotu z ocynowanych pasemek miedzianych o gęstości krycia ok. 85%, żyły numerowane, o izolacji XLPE i powłoce PVC, do zastosowań wnętrzowych i na zewnątrz oraz do układania w ziemi,  0,6/1kV","BITNER","KMT",1,18280,"PLN",0.23,null,null,null,null,null,null,null,"n95",null,"EC003251","27.32.13","8544 49 99","https://bitner.com.pl/data/t4_text/649x234_125017130422_bit%201000%20power%20c%20grey.png","https://bitner.com.pl/data/t4txt_photos/031642140422_BiT%201000%C2%AEPower%20C%20GREY_PL.pdf"]
[12022,null,"STEROWNICZE","S64786",5902956361448,"BiT 1000®Power C GREY","21x1,0","Olejoodporne i uniepalnione, giętkie kable sterownicze, ekran w postaci oplotu z ocynowanych pasemek miedzianych o gęstości krycia ok. 85%, żyły numerowane, o izolacji XLPE i powłoce PVC, do zastosowań wnętrzowych i na zewnątrz oraz do układania w ziemi,  0,6/1kV","BITNER","KMT",1,106235,"PLN",0.23,null,null,null,null,null,null,null,"n95",null,"EC003251","27.32.13","8544 49 99","https://bitner.com.pl/data/t4_text/649x234_125017130422_bit%201000%20power%20c%20grey.png","https://bitner.com.pl/data/t4txt_photos/031642140422_BiT%201000%C2%AEPower%20C%20GREY_PL.pdf"]
[12031,null,"STEROWNICZE","S64795",5902956361530,"BiT 1000®Power C GREY","10x1,5","Olejoodporne i uniepalnione, giętkie kable sterownicze, ekran w postaci oplotu z ocynowanych pasemek miedzianych o gęstości krycia ok. 85%, żyły numerowane, o izolacji XLPE i powłoce PVC, do zastosowań wnętrzowych i na zewnątrz oraz do układania w ziemi,  0,6/1kV","BITNER","KMT",1,78242,"PLN",0.23,null,null,null,null,null,null,null,"n95",null,"EC003251","27.32.13","8544 49 99","https://bitner.com.pl/data/t4_text/649x234_125017130422_bit%201000%20power%20c%20grey.png","https://bitner.com.pl/data/t4txt_photos/031642140422_BiT%201000%C2%AEPower%20C%20GREY_PL.pdf"]
[12044,null,"STEROWNICZE","S64808",5902956361653,"BiT 1000®Power C GREY","10x2,5","Olejoodporne i uniepalnione, giętkie kable sterownicze, ekran w postaci oplotu z ocynowanych pasemek miedzianych o gęstości krycia ok. 85%, żyły numerowane, o izolacji XLPE i powłoce PVC, do zastosowań wnętrzowych i na zewnątrz oraz do układania w ziemi,  0,6/1kV","BITNER","KMT",1,112587,"PLN",0.23,null,null,null,null,null,null,null,"n95",null,"EC003251","27.32.13","8544 49 99","https://bitner.com.pl/data/t4_text/649x234_125017130422_bit%201000%20power%20c%20grey.png","https://bitner.com.pl/data/t4txt_photos/031642140422_BiT%201000%C2%AEPower%20C%20GREY_PL.pdf"]
[12057,null,"STEROWNICZE","S64827",5902956361783,"BiT 1000®Power C GREY","6x2x0,75","Olejoodporne i uniepalnione, giętkie kable sterownicze, ekran w postaci oplotu z ocynowanych pasemek miedzianych o gęstości krycia ok. 85%, żyły numerowane, o izolacji XLPE i powłoce PVC, do zastosowań wnętrzowych i na zewnątrz oraz do układania w ziemi,  0,6/1kV","BITNER","KMT",1,56270,"PLN",0.23,null,null,null,null,null,null,null,"n95",null,"EC003251","27.32.13","8544 49 99","https://bitner.com.pl/data/t4_text/649x234_125017130422_bit%201000%20power%20c%20grey.png","https://bitner.com.pl/data/t4txt_photos/031642140422_BiT%201000%C2%AEPower%20C%20GREY_PL.pdf"]
[12061,null,"STEROWNICZE","S64831",5902956361820,"BiT 1000®Power C GREY","20x2x0,75","Olejoodporne i uniepalnione, giętkie kable sterownicze, ekran w postaci oplotu z ocynowanych pasemek miedzianych o gęstości krycia ok. 85%, żyły numerowane, o izolacji XLPE i powłoce PVC, do zastosowań wnętrzowych i na zewnątrz oraz do układania w ziemi,  0,6/1kV","BITNER","KMT",1,150112,"PLN",0.23,null,null,null,null,null,null,null,"n95",null,"EC003251","27.32.13","8544 49 99","https://bitner.com.pl/data/t4_text/649x234_125017130422_bit%201000%20power%20c%20grey.png","https://bitner.com.pl/data/t4txt_photos/031642140422_BiT%201000%C2%AEPower%20C%20GREY_PL.pdf"]
[12074,null,"STEROWNICZE","S64844",5902956361943,"BiT 1000®Power C GREY","8x2x1,5","Olejoodporne i uniepalnione, giętkie kable sterownicze, ekran w postaci oplotu z ocynowanych pasemek miedzianych o gęstości krycia ok. 85%, żyły numerowane, o izolacji XLPE i powłoce PVC, do zastosowań wnętrzowych i na zewnątrz oraz do układania w ziemi,  0,6/1kV","BITNER","KMT",1,110913,"PLN",0.23,null,null,null,null,null,null,null,"n95",null,"EC003251","27.32.13","8544 49 99","https://bitner.com.pl/data/t4_text/649x234_125017130422_bit%201000%20power%20c%20grey.png","https://bitner.com.pl/data/t4txt_photos/031642140422_BiT%201000%C2%AEPower%20C%20GREY_PL.pdf"]
[12092,null,"STEROWNICZE","EM4314",5902956325983,"BiT 1000®Power FR"," 3G4,0","Uniepalnione, giętkie kable zasilające w izolacji XLPE i powłoce PVC, żyły kolorowe, do zastosowań wnętrzowych i na zewnątrz oraz do układania w ziemi 0,6/1 kV","BITNER","KMT",1,43922,"PLN",0.23,null,null,null,null,null,null,null,"n95",null,"EC003251","27.32.13","8544 49 99","https://bitner.com.pl/data/t4_text/649x234_035133141021_BiT%201000%20Power%20FR_wielozylowy.jpg","https://bitner.com.pl/data/t4txt_photos/12232881021_BiT%201000%C2%AEPower%20FR_wielo%C5%BCy%C5%82owy.pdf"]
[12095,null,"STEROWNICZE","EM4317",5902956327611,"BiT 1000®Power FR"," 4x4,0","Uniepalnione, giętkie kable zasilające w izolacji XLPE i powłoce PVC, żyły kolorowe, do zastosowań wnętrzowych i na zewnątrz oraz do układania w ziemi 0,6/1 kV","BITNER","KMT",1,57086,"PLN",0.23,null,null,null,null,null,null,null,"n95",null,"EC003251","27.32.13","8544 49 99","https://bitner.com.pl/data/t4_text/649x234_035133141021_BiT%201000%20Power%20FR_wielozylowy.jpg","https://bitner.com.pl/data/t4txt_photos/12232881021_BiT%201000%C2%AEPower%20FR_wielo%C5%BCy%C5%82owy.pdf"]
[12116,null,"STEROWNICZE","EM4339",5902956327888,"BiT 1000®Power FR"," 3G25","Uniepalnione, giętkie kable zasilające w izolacji XLPE i powłoce PVC, żyły kolorowe, do zastosowań wnętrzowych i na zewnątrz oraz do układania w ziemi 0,6/1 kV","BITNER","KMT",1,213318,"PLN",0.23,null,null,null,null,null,null,null,"n95",null,"EC003251","27.32.13","8544 49 99","https://bitner.com.pl/data/t4_text/649x234_035133141021_BiT%201000%20Power%20FR_wielozylowy.jpg","https://bitner.com.pl/data/t4txt_photos/12232881021_BiT%201000%C2%AEPower%20FR_wielo%C5%BCy%C5%82owy.pdf"]
[12127,null,"STEROWNICZE","EM4351",5902956327994,"BiT 1000®Power FR"," 2x50","Uniepalnione, giętkie kable zasilające w izolacji XLPE i powłoce PVC, żyły kolorowe, do zastosowań wnętrzowych i na zewnątrz oraz do układania w ziemi 0,6/1 kV","BITNER","KMT",1,306254,"PLN",0.23,null,null,null,null,null,null,null,"n95",null,"EC003251","27.32.13","8544 49 99","https://bitner.com.pl/data/t4_text/649x234_035133141021_BiT%201000%20Power%20FR_wielozylowy.jpg","https://bitner.com.pl/data/t4txt_photos/12232881021_BiT%201000%C2%AEPower%20FR_wielo%C5%BCy%C5%82owy.pdf"]
[12137,null,"STEROWNICZE","EM4362",5902956332127,"BiT 1000®Power FR"," 5G70","Uniepalnione, giętkie kable zasilające w izolacji XLPE i powłoce PVC, żyły kolorowe, do zastosowań wnętrzowych i na zewnątrz oraz do układania w ziemi 0,6/1 kV","BITNER","KMT",1,1055109,"PLN",0.23,null,null,null,null,null,null,null,"n95",null,"EC003251","27.32.13","8544 49 99","https://bitner.com.pl/data/t4_text/649x234_035133141021_BiT%201000%20Power%20FR_wielozylowy.jpg","https://bitner.com.pl/data/t4txt_photos/12232881021_BiT%201000%C2%AEPower%20FR_wielo%C5%BCy%C5%82owy.pdf"]
[12144,null,"STEROWNICZE","EM4369",5902956332196,"BiT 1000®Power FR"," 3x120","Uniepalnione, giętkie kable zasilające w izolacji XLPE i powłoce PVC, żyły kolorowe, do zastosowań wnętrzowych i na zewnątrz oraz do układania w ziemi 0,6/1 kV","BITNER","KMT",1,1484309,"PLN",0.23,null,null,null,null,null,null,null,"n95",null,"EC003251","27.32.13","8544 49 99","https://bitner.com.pl/data/t4_text/649x234_035133141021_BiT%201000%20Power%20FR_wielozylowy.jpg","https://bitner.com.pl/data/t4txt_photos/12232881021_BiT%201000%C2%AEPower%20FR_wielo%C5%BCy%C5%82owy.pdf"]
[12154,null,"STEROWNICZE","EM4380",5902956332325,"BiT 1000®Power FR"," 3x185","Uniepalnione, giętkie kable zasilające w izolacji XLPE i powłoce PVC, żyły kolorowe, do zastosowań wnętrzowych i na zewnątrz oraz do układania w ziemi 0,6/1 kV","BITNER","KMT",1,1624615,"PLN",0.23,null,null,null,null,null,null,null,"n95",null,"EC003251","27.32.13","8544 49 99","https://bitner.com.pl/data/t4_text/649x234_035133141021_BiT%201000%20Power%20FR_wielozylowy.jpg","https://bitner.com.pl/data/t4txt_photos/12232881021_BiT%201000%C2%AEPower%20FR_wielo%C5%BCy%C5%82owy.pdf"]
[12167,null,"STEROWNICZE","ID8858",5902956362582,"BiT 1100®Power (St) PIMF GREY","8x2x0,75","Olejoodporne i uniepalnione,parowane kable sterownicze, ekran ogólny i par w postaci folii metalizowanej z linką uziemiającą, w izolacji XLPE i powłoce PVC, do zastosowań wnętrzowych i na zewnątrz oraz do układania w ziemi 0,6/1 kV","BITNER","KMT",1,57667,"PLN",0.23,null,null,null,null,null,null,null,"n82",null,"EC003251","27.32.13","8544 49 99","https://bitner.com.pl/data/t4_text/649x234_013554290823_BiT%201100%20Power%20(St)%20PIMF%20GREY.jpg","https://bitner.com.pl/data/t4txt_photos/013624290823_BiT%201100%C2%AEPower%20(St)%20PIMF%20GREY.pdf"]
[12179,null,"STEROWNICZE","ID8870",5902956362704,"BiT 1100®Power (St) PIMF GREY","24x2x1,0","Olejoodporne i uniepalnione,parowane kable sterownicze, ekran ogólny i par w postaci folii metalizowanej z linką uziemiającą, w izolacji XLPE i powłoce PVC, do zastosowań wnętrzowych i na zewnątrz oraz do układania w ziemi 0,6/1 kV","BITNER","KMT",1,189360,"PLN",0.23,null,null,null,null,null,null,null,"n82",null,"EC003251","27.32.13","8544 49 99","https://bitner.com.pl/data/t4_text/649x234_013554290823_BiT%201100%20Power%20(St)%20PIMF%20GREY.jpg","https://bitner.com.pl/data/t4txt_photos/013624290823_BiT%201100%C2%AEPower%20(St)%20PIMF%20GREY.pdf"]
[12188,null,"STEROWNICZE","ID8825",5902956362797,"BiT 1100®Power (St) TIMF GREY","2x3x0,75","Olejoodporne i uniepalnione, trójkowe kable sterownicze, ekran ogólny i trójek w postaci folii metalizowanej z linką uziemiającą, w izolacji XLPE i powłoce PVC, do zastosowań wnętrzowych i na zewnątrz oraz do układania w ziemi 0,6/1 kV","BITNER","KMT",1,27012,"PLN",0.23,null,null,null,null,null,null,null,"n82",null,"EC003251","27.32.13","8544 49 99","https://bitner.com.pl/data/t4_text/649x234_014557290823_BiT%201100%20Power%20(St)%20TIMF%20GREY.jpg","https://bitner.com.pl/data/t4txt_photos/014702290823_BiT%201100%C2%AEPower%20(St)%20TIMF%20GREY.pdf"]
[12209,null,"STEROWNICZE","ID8846",5902956363008,"BiT 1100®Power (St) TIMF GREY","16x3x1,5","Olejoodporne i uniepalnione, trójkowe kable sterownicze, ekran ogólny i trójek w postaci folii metalizowanej z linką uziemiającą, w izolacji XLPE i powłoce PVC, do zastosowań wnętrzowych i na zewnątrz oraz do układania w ziemi 0,6/1 kV","BITNER","KMT",1,237371,"PLN",0.23,null,null,null,null,null,null,null,"n82",null,"EC003251","27.32.13","8544 49 99","https://bitner.com.pl/data/t4_text/649x234_014557290823_BiT%201100%20Power%20(St)%20TIMF%20GREY.jpg","https://bitner.com.pl/data/t4txt_photos/014702290823_BiT%201100%C2%AEPower%20(St)%20TIMF%20GREY.pdf"]
[12214,null,"STEROWNICZE","ID8752",5902956363053,"BiT 1100®Power C PIMF GREY","6x2x0,75","Olejoodporne i uniepalnione, parowane kable sterownicze, ekran ogólny oplot CuSn, ekran par w postaci folii metalizowanej z linką uziemiającą, w izolacji XLPE i powłoce PVC, do zastosowań wnętrzowych i na zewnątrz oraz do układania w ziemi 0,6/1 kV","BITNER","KMT",1,56365,"PLN",0.23,null,null,null,null,null,null,null,"n82",null,"EC003251","27.32.13","8544 49 99","https://bitner.com.pl/data/t4_text/649x234_114817280723_BiT%201100%20Power%20C%20PIMF%20GREY.jpg","https://bitner.com.pl/data/t4txt_photos/114535280723_BiT%201100%C2%AEPower%20C%20PIMF%20GREY_18_04_23_MM.pdf"]
[12230,null,"STEROWNICZE","ID8768",5902956363152,"BiT 1100®Power C PIMF GREY","4x2x1,5","Olejoodporne i uniepalnione, parowane kable sterownicze, ekran ogólny oplot CuSn, ekran par w postaci folii metalizowanej z linką uziemiającą, w izolacji XLPE i powłoce PVC, do zastosowań wnętrzowych i na zewnątrz oraz do układania w ziemi 0,6/1 kV","BITNER","KMT",1,61989,"PLN",0.23,null,null,null,null,null,null,null,"n82",null,"EC003251","27.32.13","8544 49 99","https://bitner.com.pl/data/t4_text/649x234_114817280723_BiT%201100%20Power%20C%20PIMF%20GREY.jpg","https://bitner.com.pl/data/t4txt_photos/114535280723_BiT%201100%C2%AEPower%20C%20PIMF%20GREY_18_04_23_MM.pdf"]
[12239,null,"STEROWNICZE","ID8792",5902956363244,"BiT 1100®Power C TIMF GREY","6x3x0,75","Olejoodporne i uniepalnione, trójkowe kable sterownicze, ekran ogólny oplot CuSn, ekran trójek w postaci folii metalizowanej z linką uziemiającą, w izolacji XLPE i powłoce PVC, do zastosowań wnętrzowych i na zewnątrz oraz do układania w ziemi 0,6/1 kV","BITNER","KMT",1,82698,"PLN",0.23,null,null,null,null,null,null,null,"n82",null,"EC003251","27.32.13","8544 49 99","https://bitner.com.pl/data/t4_text/649x234_015909290823_BiT%201100%20Power%20C%20TIMF%20GREY.jpg","https://bitner.com.pl/data/t4txt_photos/015931290823_BiT%201100%C2%AEPower%20C%20TIMF%20GREY.pdf"]
[12249,null,"STEROWNICZE","ID8802",5902956363336,"BiT 1100®Power C TIMF GREY","12x3x1,0","Olejoodporne i uniepalnione, trójkowe kable sterownicze, ekran ogólny oplot CuSn, ekran trójek w postaci folii metalizowanej z linką uziemiającą, w izolacji XLPE i powłoce PVC, do zastosowań wnętrzowych i na zewnątrz oraz do układania w ziemi 0,6/1 kV","BITNER","KMT",1,169758,"PLN",0.23,null,null,null,null,null,null,null,"n82",null,"EC003251","27.32.13","8544 49 99","https://bitner.com.pl/data/t4_text/649x234_015909290823_BiT%201100%20Power%20C%20TIMF%20GREY.jpg","https://bitner.com.pl/data/t4txt_photos/015931290823_BiT%201100%C2%AEPower%20C%20TIMF%20GREY.pdf"]
[12260,null,"STEROWNICZE","ID8813",5902956363442,"BiT 1100®Power C TIMF GREY","24x3x1,5","Olejoodporne i uniepalnione, trójkowe kable sterownicze, ekran ogólny oplot CuSn, ekran trójek w postaci folii metalizowanej z linką uziemiającą, w izolacji XLPE i powłoce PVC, do zastosowań wnętrzowych i na zewnątrz oraz do układania w ziemi 0,6/1 kV","BITNER","KMT",1,417369,"PLN",0.23,null,null,null,null,null,null,null,"n82",null,"EC003251","27.32.13","8544 49 99","https://bitner.com.pl/data/t4_text/649x234_015909290823_BiT%201100%20Power%20C%20TIMF%20GREY.jpg","https://bitner.com.pl/data/t4txt_photos/015931290823_BiT%201100%C2%AEPower%20C%20TIMF%20GREY.pdf"]
[12269,null,"STEROWNICZE","IB2366",5902956363534,"IB-BiT 1100®Power (St) PIMF","2x2x1,0","Kable sterownicze do obwodów iskrobezpiecznych, ekran ogólny i par w postaci folii metalizowanej z linką uziemiającą, w izolacji XLPE i powłoce PVC, do zastosowań wnętrzowych i na zewnątrz oraz do układania w ziemi 0,6/1 kV","BITNER","KMT",1,31867,"PLN",0.23,null,null,null,null,null,null,null,"n87E",null,"EC003251","27.32.13","8544 49 99","https://bitner.com.pl/data/t4_text/649x234_021757290823_IB-BiT%201100%20Power%20(St)%20PIMF.jpg","https://bitner.com.pl/data/t4txt_photos/021851290823_IB-BiT%201100Power%20(St)%20PIMF_PL.pdf"]
[12288,null,"STEROWNICZE","IB2468",5902956363725,"IB-BiT 1100®Power (St) TiMF ","8x3x0,75","Kable sterownicze do obwodów iskrobezpiecznych, ekran ogólny i trójek w postaci folii metalizowanej z linką uziemiającą, w izolacji XLPE i powłoce PVC, do zastosowań wnętrzowych i na zewnątrz oraz do układania w ziemi 0,6/1 kV","BITNER","KMT",1,103618,"PLN",0.23,null,null,null,null,null,null,null,"n87E",null,"EC003251","27.32.13","8544 49 99","https://bitner.com.pl/data/t4_text/649x234_020627290823_IB-BiT%201100%20Power%20(St)%20TIMF.jpg","https://bitner.com.pl/data/t4txt_photos/020613290823_IB-BiT%201100%C2%AEPower%20(St)%20TIMF_PL.pdf"]
[12302,null,"STEROWNICZE","IB2482",5902956363862,"IB-BiT 1100®Power (St) TiMF ","4x3x1,5","Kable sterownicze do obwodów iskrobezpiecznych, ekran ogólny i trójek w postaci folii metalizowanej z linką uziemiającą, w izolacji XLPE i powłoce PVC, do zastosowań wnętrzowych i na zewnątrz oraz do układania w ziemi 0,6/1 kV","BITNER","KMT",1,89361,"PLN",0.23,null,null,null,null,null,null,null,"n87E",null,"EC003251","27.32.13","8544 49 99","https://bitner.com.pl/data/t4_text/649x234_020627290823_IB-BiT%201100%20Power%20(St)%20TIMF.jpg","https://bitner.com.pl/data/t4txt_photos/020613290823_IB-BiT%201100%C2%AEPower%20(St)%20TIMF_PL.pdf"]
[12312,null,"STEROWNICZE","IB2433",5902956363961,"IB-BiT 1100®Power C PiMF ","8x2x0,75","Kable sterownicze do obwodów iskrobezpiecznych, ekran ogólny oplot CuSn, ekran par w postaci folii metalizowanej z linką uziemiającą, w izolacji XLPE i powłoce PVC, do zastosowań wnętrzowych i na zewnątrz oraz do układania w ziemi 0,6/1 kV","BITNER","KMT",1,91363,"PLN",0.23,null,null,null,null,null,null,null,"n87E",null,"EC003251","27.32.13","8544 49 99","https://bitner.com.pl/data/t4_text/649x234_114043280723_IB-BiT%201100%C2%AEPower%20C%20PIMF%20(niebieski).jpg","https://bitner.com.pl/data/t4txt_photos/113930280723_IB-BiT%201100%C2%AEPower%20C%20PIMF_27_07_23.pdf"]
[12323,null,"STEROWNICZE","IB2445",5902956364036,"IB-BiT 1100®Power C PiMF ","20x2x1,0","Kable sterownicze do obwodów iskrobezpiecznych, ekran ogólny oplot CuSn, ekran par w postaci folii metalizowanej z linką uziemiającą, w izolacji XLPE i powłoce PVC, do zastosowań wnętrzowych i na zewnątrz oraz do układania w ziemi 0,6/1 kV","BITNER","KMT",1,255324,"PLN",0.23,null,null,null,null,null,null,null,"n87E",null,"EC003251","27.32.13","8544 49 99","https://bitner.com.pl/data/t4_text/649x234_114043280723_IB-BiT%201100%C2%AEPower%20C%20PIMF%20(niebieski).jpg","https://bitner.com.pl/data/t4txt_photos/113930280723_IB-BiT%201100%C2%AEPower%20C%20PIMF_27_07_23.pdf"]
[12332,null,"STEROWNICZE","IB2454",5902956364111,"IB-BiT 1100®Power C PiMF ","24x2x1,5","Kable sterownicze do obwodów iskrobezpiecznych, ekran ogólny oplot CuSn, ekran par w postaci folii metalizowanej z linką uziemiającą, w izolacji XLPE i powłoce PVC, do zastosowań wnętrzowych i na zewnątrz oraz do układania w ziemi 0,6/1 kV","BITNER","KMT",1,378541,"PLN",0.23,null,null,null,null,null,null,null,"n87E",null,"EC003251","27.32.13","8544 49 99","https://bitner.com.pl/data/t4_text/649x234_114043280723_IB-BiT%201100%C2%AEPower%20C%20PIMF%20(niebieski).jpg","https://bitner.com.pl/data/t4txt_photos/113930280723_IB-BiT%201100%C2%AEPower%20C%20PIMF_27_07_23.pdf"]
[12340,null,"STEROWNICZE","IB2397",5902956364197,"IB-BiT 1100®Power C TIMF","24x3x0,75","Kable sterownicze do obwodów iskrobezpiecznych, ekran ogólny oplot CuSn, ekran par w postaci folii metalizowanej z linką uziemiającą, w izolacji XLPE i powłoce PVC, do zastosowań wnętrzowych i na zewnątrz oraz do układania w ziemi 0,6/1 kV","BITNER","KMT",1,342899,"PLN",0.23,null,null,null,null,null,null,null,"n87E",null,"EC003251","27.32.13","8544 49 99","https://bitner.com.pl/data/t4_text/649x234_021129290823_IB-BIT%201100%20Power%20C%20TIMF.jpg","https://bitner.com.pl/data/t4txt_photos/021202290823_IB-BiT%201100%C2%AEPower%20C%20TIMF_PL.pdf"]
[12353,null,"STEROWNICZE","IB2410",5902956364296,"IB-BiT 1100®Power C TIMF","12x3x1,5","Kable sterownicze do obwodów iskrobezpiecznych, ekran ogólny oplot CuSn, ekran par w postaci folii metalizowanej z linką uziemiającą, w izolacji XLPE i powłoce PVC, do zastosowań wnętrzowych i na zewnątrz oraz do układania w ziemi 0,6/1 kV","BITNER","KMT",1,288036,"PLN",0.23,null,null,null,null,null,null,null,"n87E",null,"EC003251","27.32.13","8544 49 99","https://bitner.com.pl/data/t4_text/649x234_021129290823_IB-BIT%201100%20Power%20C%20TIMF.jpg","https://bitner.com.pl/data/t4txt_photos/021202290823_IB-BiT%201100%C2%AEPower%20C%20TIMF_PL.pdf"]
[12362,null,"STEROWNICZE","IB2265",5902956364388,"IB-BiT 1000®Power C ","7x0,75","Giętkie kable sterownicze do obwodów iskrobezpiecznych, ekran ogólny oplot CuSn, w izolacji XLPE i powłoce PVC, do zastosowań wnętrzowych i na zewnątrz oraz do układania w ziemi 0,6/1 kV","BITNER","KMT",1,39626,"PLN",0.23,null,null,null,null,null,null,null,"n87E",null,"EC003251","27.32.13","8544 49 99","https://bitner.com.pl/data/t4_text/649x234_122131130422_ib-bit%201000%20power%20c.png","https://bitner.com.pl/data/t4txt_photos/100833220422_IB-BiT%201000%C2%AEPower%20C_EN.pdf"]
[12375,null,"STEROWNICZE","IB2278",5902956364517,"IB-BiT 1000®Power C ","6x1,0","Giętkie kable sterownicze do obwodów iskrobezpiecznych, ekran ogólny oplot CuSn, w izolacji XLPE i powłoce PVC, do zastosowań wnętrzowych i na zewnątrz oraz do układania w ziemi 0,6/1 kV","BITNER","KMT",1,42911,"PLN",0.23,null,null,null,null,null,null,null,"n87E",null,"EC003251","27.32.13","8544 49 99","https://bitner.com.pl/data/t4_text/649x234_122131130422_ib-bit%201000%20power%20c.png","https://bitner.com.pl/data/t4txt_photos/100833220422_IB-BiT%201000%C2%AEPower%20C_EN.pdf"]
[12395,null,"STEROWNICZE","IB2298",5902956364715,"IB-BiT 1000®Power C ","16x1,5","Giętkie kable sterownicze do obwodów iskrobezpiecznych, ekran ogólny oplot CuSn, w izolacji XLPE i powłoce PVC, do zastosowań wnętrzowych i na zewnątrz oraz do układania w ziemi 0,6/1 kV","BITNER","KMT",1,109324,"PLN",0.23,null,null,null,null,null,null,null,"n87E",null,"EC003251","27.32.13","8544 49 99","https://bitner.com.pl/data/t4_text/649x234_122131130422_ib-bit%201000%20power%20c.png","https://bitner.com.pl/data/t4txt_photos/100833220422_IB-BiT%201000%C2%AEPower%20C_EN.pdf"]
[12404,null,"STEROWNICZE","IB2307",5902956364807,"IB-BiT 1000®Power C ","8x2,5","Giętkie kable sterownicze do obwodów iskrobezpiecznych, ekran ogólny oplot CuSn, w izolacji XLPE i powłoce PVC, do zastosowań wnętrzowych i na zewnątrz oraz do układania w ziemi 0,6/1 kV","BITNER","KMT",1,91216,"PLN",0.23,null,null,null,null,null,null,null,"n87E",null,"EC003251","27.32.13","8544 49 99","https://bitner.com.pl/data/t4_text/649x234_122131130422_ib-bit%201000%20power%20c.png","https://bitner.com.pl/data/t4txt_photos/100833220422_IB-BiT%201000%C2%AEPower%20C_EN.pdf"]
[12410,null,"STEROWNICZE","IB2313",5902956364869,"IB-BiT 1000®Power C ","21x2,5","Giętkie kable sterownicze do obwodów iskrobezpiecznych, ekran ogólny oplot CuSn, w izolacji XLPE i powłoce PVC, do zastosowań wnętrzowych i na zewnątrz oraz do układania w ziemi 0,6/1 kV","BITNER","KMT",1,212577,"PLN",0.23,null,null,null,null,null,null,null,"n87E",null,"EC003251","27.32.13","8544 49 99","https://bitner.com.pl/data/t4_text/649x234_122131130422_ib-bit%201000%20power%20c.png","https://bitner.com.pl/data/t4txt_photos/100833220422_IB-BiT%201000%C2%AEPower%20C_EN.pdf"]
[12425,null,"STEROWNICZE","IB2334",5902956365019,"IB-BiT 1000®Power C ","4x2x1,0","Giętkie kable sterownicze do obwodów iskrobezpiecznych, ekran ogólny oplot CuSn, w izolacji XLPE i powłoce PVC, do zastosowań wnętrzowych i na zewnątrz oraz do układania w ziemi 0,6/1 kV","BITNER","KMT",1,55296,"PLN",0.23,null,null,null,null,null,null,null,"n87E",null,"EC003251","27.32.13","8544 49 99","https://bitner.com.pl/data/t4_text/649x234_122131130422_ib-bit%201000%20power%20c.png","https://bitner.com.pl/data/t4txt_photos/100833220422_IB-BiT%201000%C2%AEPower%20C_EN.pdf"]
[12438,null,"STEROWNICZE","IB2347",5902956365149,"IB-BiT 1000®Power C ","20x2x1,5","Giętkie kable sterownicze do obwodów iskrobezpiecznych, ekran ogólny oplot CuSn, w izolacji XLPE i powłoce PVC, do zastosowań wnętrzowych i na zewnątrz oraz do układania w ziemi 0,6/1 kV","BITNER","KMT",1,253572,"PLN",0.23,null,null,null,null,null,null,null,"n87E",null,"EC003251","27.32.13","8544 49 99","https://bitner.com.pl/data/t4_text/649x234_122131130422_ib-bit%201000%20power%20c.png","https://bitner.com.pl/data/t4txt_photos/100833220422_IB-BiT%201000%C2%AEPower%20C_EN.pdf"]
[12445,null,"STEROWNICZE","S10675",5902956141729,"BiT NOVAK","48x2x0,5+0,5","Kable do kontroli i nadzoru procesów przemysłowych i systemów komputerowych","BITNER","KMT",1,179573,"PLN",0.23,null,null,null,null,null,null,null,"n81",null,"EC003249","27.32.13","8544 49 93","https://bitner.com.pl/data/t4_text/649x234_081950251116_BiT%20NOVAK.jpg","https://bitner.com.pl/data/t4txt_photos/114916240519_21_BiT_NOVAK.pdf"]
[12455,null,"STEROWNICZE","EB0008",5902956141446,"BiT L2 BUS Flex","1x2x0,64","Kabel do transmisji danych w sieci Profibus","BITNER","KMT",1,10886,"PLN",0.23,null,null,null,null,null,null,null,"n81",null,"EC003249","27.32.13","8544 49 93","https://bitner.com.pl/data/t4_text/649x234_075010251116_BiT%20L2BUS%20Flex.jpg","https://bitner.com.pl/data/t4txt_photos/102526240519_6_BiT_L2_BUS_Flex.pdf"]
[12473,null,"STEROWNICZE","IP0059",5902956146816,"BiTservo®2XSLCY-J","4G70","Giętkie kable przyłączeniowe silników do przetwornic częstotliwości, o podwyższonej obciążalności, 0,6/1kV, do zastosowań wnętrzowych","BITNER","KMT",1,737632,"PLN",0.23,null,null,null,null,null,null,null,"n89",null,"EC000837","27.32.13","8544 49 99","https://bitner.com.pl/data/t4_text/649x234_055248281116_BiTservo%C2%AE%202XSLCY-J.JPG","https://bitner.com.pl/data/t4txt_photos/123218240519_1_BiTservo%C2%AE2XSLCY-J.pdf"]
[12488,null,"STEROWNICZE","IP1859",5902956147264,"BiTservo®2XSLCH-J","4G70","Giętkie, bezhalogenowe kable przyłaczeniowe silników do przetwornic częstotliwości, o powyższonej obciążalności, 0,6/1kV","BITNER","KMT",1,855642,"PLN",0.23,null,null,null,null,null,null,null,"n89",null,"EC000837","27.32.13","8544 49 99","https://bitner.com.pl/data/t4_text/649x234_055611281116_BiTservo%C2%AE%202XSLCH-J.JPG","https://bitner.com.pl/data/t4txt_photos/09300490519_5_BiTservo%C2%AE2XSLCH-J.pdf"]
[12489,null,"STEROWNICZE","IP1860",5902956147271,"BiTservo®2XSLCH-J","4G95","Giętkie, bezhalogenowe kable przyłaczeniowe silników do przetwornic częstotliwości, o powyższonej obciążalności, 0,6/1kV","BITNER","KMT",1,1164537,"PLN",0.23,null,null,null,null,null,null,null,"n89",null,"EC000837","27.32.13","8544 49 99","https://bitner.com.pl/data/t4_text/649x234_055611281116_BiTservo%C2%AE%202XSLCH-J.JPG","https://bitner.com.pl/data/t4txt_photos/09300490519_5_BiTservo%C2%AE2XSLCH-J.pdf"]
[12508,null,"STEROWNICZE","IP2634",5902956335814,"BiTservo® UV 2XSLCHK-J","4G240 ","Bezhalogenowe, giętkie kable przyłączeniowe silników do przetwornic częstotliwości, 0,6/1 kV, do układania na zewnątrz i w ziemi","BITNER","KMT",1,2633465,"PLN",0.23,null,null,null,null,null,null,null,"n89",null,"EC000837","27.32.13","8544 49 99","https://bitner.com.pl/data/t4_text/649x234_10510890519_23.png","https://bitner.com.pl/data/t4txt_photos/09415290519_7_BiTservo®UV 2XSLCHK-J.pdf"]
[12518,null,"STEROWNICZE","IP2129",5902956146960,"BiTservo®UV 2XSLCYK-J FR","4G70","Uniepalnione, giętkie kable przyłączeniowe silników do przetwornic częstotliwości, o podwyższonej obciążalności, odporne na UV, 0,6/1kV","BITNER","KMT",1,743566,"PLN",0.23,null,null,null,null,null,null,null,"n89",null,"EC000837","27.32.13","8544 49 99","https://bitner.com.pl/data/t4_text/649x234_064204301116_BiTservo%C2%AE%20UV%202XSLCYK-J%20FR.JPG","https://bitner.com.pl/data/t4txt_photos/124422240519_3_BiTservo%C2%AEUV%202XSLCYK-J%20FR.pdf"]
[12531,null,"STEROWNICZE","IP2227",5902956150912,"BiTservo®UV 3PLUS-2XSLCYK-J FR","3x35+3G6,0","Uniepalnione, giętkie kable przyłączeniowe silników do przetwornic częstotliwości, o podwyższonej obciążalności prądowej, symetryczne, 0,6/1kV, do układania na zewnątrz i w ziemi ","BITNER","KMT",1,333441,"PLN",0.23,null,null,null,null,null,null,null,"n89",null,"EC000837","27.32.13","8544 49 99","https://bitner.com.pl/data/t4_text/649x234_064347301116_BiTservo%C2%AE%20UV%203plus%202XSLCYK-J%20FR.JPG","https://bitner.com.pl/data/t4txt_photos/01273680420_BiTservo%C2%AEUV%203plus%202XSLCYK-J%20FR.pdf"]
[12543,null,"STEROWNICZE","IP2404",5902956147660,"BiTservo®3plus 2XSLCH-J ","3X10+3G1,5","Giętkie, bezhalogenowe kable przyłaczeniowe silników do przetwornic częstotliwości, o powyższonej obciążalności, symetryczne, 0,6/1kV","BITNER","KMT",1,121272,"PLN",0.23,null,null,null,null,null,null,null,"n89",null,"EC000837","27.32.13","8544 49 99","https://bitner.com.pl/data/t4_text/649x234_060307281116_BiTservo%C2%AE%203plus%202XSLCH-J.JPG","https://bitner.com.pl/data/t4txt_photos/09231490519_6_BiTservo%C2%AE3plus%202XSLCH-J.pdf"]
[12548,null,"STEROWNICZE","IP2409",5902956147714,"BiTservo®3plus 2XSLCH-J ","3X70+3G10","Giętkie, bezhalogenowe kable przyłaczeniowe silników do przetwornic częstotliwości, o powyższonej obciążalności, symetryczne, 0,6/1kV","BITNER","KMT",1,737831,"PLN",0.23,null,null,null,null,null,null,null,"n89",null,"EC000837","27.32.13","8544 49 99","https://bitner.com.pl/data/t4_text/649x234_060307281116_BiTservo%C2%AE%203plus%202XSLCH-J.JPG","https://bitner.com.pl/data/t4txt_photos/09231490519_6_BiTservo%C2%AE3plus%202XSLCH-J.pdf"]
[12561,null,"STEROWNICZE","IP2607",5902956306357," BiTservo®UV 3PLUS-2XSLCHK-J","3X35+3G6,0","Bezhalogenowe, giętkie kable przyłączeniowe silników do przetwornic częstotliwości, o podwyższonej obciążalności prądowej, symetryczne, 0,6/1kV, do układania na zewnątrz i w ziemi","BITNER","KMT",1,382972,"PLN",0.23,null,null,null,null,null,null,null,"n89",null,"EC000837","27.32.13","8544 49 99","https://bitner.com.pl/data/t4_text/649x234_10510890519_23.png","https://bitner.com.pl/data/t4txt_photos/10181890519_8_BiTservo%C2%AEUV%203plus%202XSLCHK-J.pdf"]
[12578,null,"STEROWNICZE","IP4559",5902956148230,"BiTservo®MV10 6/10kV ","3x185+3x95/3 ","Kabel średniego napięcia do zasilania przekształtnikowego o izolacji i powłoce gumowej","BITNER","KMT",1,3270281,"PLN",0.23,null,null,null,null,null,null,null,"n89E",null,"EC000837","27.32.14","8544 60 10","https://bitner.com.pl/data/t4_text/649x234_11074990519_MV10.png","https://bitner.com.pl/data/t4txt_photos/10424130420_BiTservo%20MV10.pdf"]
[12582,null,"STEROWNICZE","S10004",5902956140753,"BIT RD-Y(St)Y Bd","12x2x0,5","Kable do transmisji danych analogowych i cyfrowych, do zastosowań wnętrzowych","BITNER","KMT",1,39472,"PLN",0.23,null,null,null,null,null,null,null,"n81",null,"EC003249","27.32.13","8544 49 95","https://bitner.com.pl/data/t4_text/649x234_071138251116_RD-Y(St)Y%20Bd.jpg","https://bitner.com.pl/data/t4txt_photos/10394820420_RD-Y(St)Y%20Bd.pdf"]
[12603,null,"STEROWNICZE","S10058",5902956140906,"BiT RD-H(St)HBd","32x2x0,5","Bezhalogenowe kable do transmisji danych, do zastosowań wnętrzowych","BITNER","KMT",1,120431,"PLN",0.23,null,null,null,null,null,null,null,"n81",null,"EC003249","27.32.13","8544 49 95","https://bitner.com.pl/data/t4_text/649x234_101932131117_BiT_RD_H_St_H_Bd_zdj.png","https://bitner.com.pl/data/t4txt_photos/102415131117_BiT_RD_H_St_H_Bd.pdf"]
[12613,null,"STEROWNICZE","S10102",5902956140616,"RE-2Y(St)Yv-P","8x2x0,5","Kabel do transmisji danych o obniżonej pojemności ekranowany","BITNER","KMT",1,29258,"PLN",0.23,null,null,null,null,null,null,null,"n81",null,"EC003249","27.32.13","8544 49 95","https://bitner.com.pl/data/t4_text/649x234_070453251116_RE-2Y(St)Yv-P(St),%20RE-2Y(St)Yv-P.jpg","https://bitner.com.pl/data/t4txt_photos/03592870519_2_H07%20VVH6-F.pdf"]
[12624,null,"STEROWNICZE","S10150",5902956140463,"RE-2Y(St)Yv-P(St)","2x2x0,5","Kabel do transmisji danych o obniżonej pojemności ekranowany i ekranowane pary","BITNER","KMT",1,13342,"PLN",0.23,null,null,null,null,null,null,null,"n81",null,"EC003249","27.32.13","8544 49 95","https://bitner.com.pl/data/t4_text/649x234_070453251116_RE-2Y(St)Yv-P(St),%20RE-2Y(St)Yv-P.jpg","https://bitner.com.pl/data/t4txt_photos/03592870519_2_H07%20VVH6-F.pdf"]
[12633,null,"STEROWNICZE","S10159",5902956140555,"RE-2Y(St)Yv-P(St)","8x2x1,3","Kabel do transmisji danych o obniżonej pojemności ekranowany i ekranowane pary","BITNER","KMT",1,78164,"PLN",0.23,null,null,null,null,null,null,null,"n81",null,"EC003249","27.32.13","8544 49 95","https://bitner.com.pl/data/t4_text/649x234_070453251116_RE-2Y(St)Yv-P(St),%20RE-2Y(St)Yv-P.jpg","https://bitner.com.pl/data/t4txt_photos/03592870519_2_H07%20VVH6-F.pdf"]
[12641,null,"STEROWNICZE","S10554",5902956141774,"BiT KJAAM","24x(2+1)x0,5+0,5","Kable do transmisji danych w systemach sterowania numerycznego","BITNER","KMT",1,140824,"PLN",0.23,null,null,null,null,null,null,null,"n81",null,"EC003249","27.32.13","8544 49 93","https://bitner.com.pl/data/t4_text/649x234_082044251116_BiT%20KJAAM.jpg","https://bitner.com.pl/data/t4txt_photos/115804240519_22_BiT_KJAAM.pdf"]
[12642,null,"STEROWNICZE","S10650",5902956141880,"BiT KJAAM ARM","2x(2+1)x0,5+0,5","Kable do transmisji danych w systemach sterowania numerycznego, pancerzone taśmą stalową","BITNER","KMT",1,21588,"PLN",0.23,null,null,null,null,null,null,null,"n81",null,"EC003249","27.32.13","8544 49 93","https://bitner.com.pl/data/t4_text/649x234_082533251116_KJAAM%20ARM.jpg","https://bitner.com.pl/data/t4txt_photos/120756240519_25_BiT_KJAAM_ARM.pdf"]
[12643,null,"STEROWNICZE","S10651",5902956141897,"BiT KJAAM ARM","4x(2+1)x0,5+0,5","Kable do transmisji danych w systemach sterowania numerycznego, pancerzone taśmą stalową","BITNER","KMT",1,34680,"PLN",0.23,null,null,null,null,null,null,null,"n81",null,"EC003249","27.32.13","8544 49 93","https://bitner.com.pl/data/t4_text/649x234_082533251116_KJAAM%20ARM.jpg","https://bitner.com.pl/data/t4txt_photos/120756240519_25_BiT_KJAAM_ARM.pdf"]
[12644,null,"STEROWNICZE","S10652",5902956141903,"BiT KJAAM ARM","8x(2+1)x0,5+0,5","Kable do transmisji danych w systemach sterowania numerycznego, pancerzone taśmą stalową","BITNER","KMT",1,60923,"PLN",0.23,null,null,null,null,null,null,null,"n81",null,"EC003249","27.32.13","8544 49 93","https://bitner.com.pl/data/t4_text/649x234_082533251116_KJAAM%20ARM.jpg","https://bitner.com.pl/data/t4txt_photos/120756240519_25_BiT_KJAAM_ARM.pdf"]
[12645,null,"STEROWNICZE","S10653",5902956141910,"BiT KJAAM ARM","12x(2+1)x0,5+0,5","Kable do transmisji danych w systemach sterowania numerycznego, pancerzone taśmą stalową","BITNER","KMT",1,86467,"PLN",0.23,null,null,null,null,null,null,null,"n81",null,"EC003249","27.32.13","8544 49 93","https://bitner.com.pl/data/t4_text/649x234_082533251116_KJAAM%20ARM.jpg","https://bitner.com.pl/data/t4txt_photos/120756240519_25_BiT_KJAAM_ARM.pdf"]
[12646,null,"STEROWNICZE","S10654",5902956141927,"BiT KJAAM ARM","24x(2+1)x0,5+0,5","Kable do transmisji danych w systemach sterowania numerycznego, pancerzone taśmą stalową","BITNER","KMT",1,162891,"PLN",0.23,null,null,null,null,null,null,null,"n81",null,"EC003249","27.32.13","8544 49 93","https://bitner.com.pl/data/t4_text/649x234_082533251116_KJAAM%20ARM.jpg","https://bitner.com.pl/data/t4txt_photos/120756240519_25_BiT_KJAAM_ARM.pdf"]
[12647,null,"STEROWNICZE","S10570",5902956141835,"BiT KJAAM OUTDOOR","2x(2+1)x0,5+0,5","Kable do transmisji danych w systemach sterowania numerycznego do zastosowań zewnętrznych oraz układania w ziemi","BITNER","KMT",1,16110,"PLN",0.23,null,null,null,null,null,null,null,"n81",null,"EC003249","27.32.13","8544 49 93","https://bitner.com.pl/data/t4_text/649x234_082446251116_BiT%20KJAAM%20Outdoor.jpg","https://bitner.com.pl/data/t4txt_photos/120453240519_24_BiT_KJAAM_OUTDOOR.pdf"]
[12648,null,"STEROWNICZE","S10571",5902956141842,"BiT KJAAM OUTDOOR","4x(2+1)x0,5+0,5","Kable do transmisji danych w systemach sterowania numerycznego do zastosowań zewnętrznych oraz układania w ziemi","BITNER","KMT",1,27750,"PLN",0.23,null,null,null,null,null,null,null,"n81",null,"EC003249","27.32.13","8544 49 93","https://bitner.com.pl/data/t4_text/649x234_082446251116_BiT%20KJAAM%20Outdoor.jpg","https://bitner.com.pl/data/t4txt_photos/120453240519_24_BiT_KJAAM_OUTDOOR.pdf"]
[12649,null,"STEROWNICZE","S10572",5902956141859,"BiT KJAAM OUTDOOR","8x(2+1)x0,5+0,5","Kable do transmisji danych w systemach sterowania numerycznego do zastosowań zewnętrznych oraz układania w ziemi","BITNER","KMT",1,51804,"PLN",0.23,null,null,null,null,null,null,null,"n81",null,"EC003249","27.32.13","8544 49 93","https://bitner.com.pl/data/t4_text/649x234_082446251116_BiT%20KJAAM%20Outdoor.jpg","https://bitner.com.pl/data/t4txt_photos/120453240519_24_BiT_KJAAM_OUTDOOR.pdf"]
[12650,null,"STEROWNICZE","S10573",5902956141866,"BiT KJAAM OUTDOOR","12x(2+1)x0,5+0,5","Kable do transmisji danych w systemach sterowania numerycznego do zastosowań zewnętrznych oraz układania w ziemi","BITNER","KMT",1,75204,"PLN",0.23,null,null,null,null,null,null,null,"n81",null,"EC003249","27.32.13","8544 49 93","https://bitner.com.pl/data/t4_text/649x234_082446251116_BiT%20KJAAM%20Outdoor.jpg","https://bitner.com.pl/data/t4txt_photos/120453240519_24_BiT_KJAAM_OUTDOOR.pdf"]
[12651,null,"STEROWNICZE","S10574",5902956141873,"BiT KJAAM OUTDOOR","24x(2+1)x0,5+0,5","Kable do transmisji danych w systemach sterowania numerycznego do zastosowań zewnętrznych oraz układania w ziemi","BITNER","KMT",1,145651,"PLN",0.23,null,null,null,null,null,null,null,"n81",null,"EC003249","27.32.13","8544 49 93","https://bitner.com.pl/data/t4_text/649x234_082446251116_BiT%20KJAAM%20Outdoor.jpg","https://bitner.com.pl/data/t4txt_photos/120453240519_24_BiT_KJAAM_OUTDOOR.pdf"]
[12652,null,"STEROWNICZE","LP0168",5902956141613,"InfoBiT 16 PE-(St)PVC","1x2x16 AWG","Kabel do transmisji danych lub głośnikowy do układania w ziemi i na zewnątrz","BITNER","KMT",1,15798,"PLN",0.23,null,null,null,null,null,null,null,"n81",null,"EC003249","27.32.13","8544 49 95","https://bitner.com.pl/data/t4_text/649x234_081546251116_InfoBiT%2016%20PE-(St)PVC.jpg","https://bitner.com.pl/data/t4txt_photos/112729240519_15_InfoBiT_16_PE_St_PVC.pdf"]
[12653,null,"STEROWNICZE","LP0169",5902956141606,"InfoBiT 16 PVC-PVC","1x2x16 AWG","Kabel do transmisji danych lub głośnikowy do układania w ziemi i na zewnątrz","BITNER","KMT",1,18187,"PLN",0.23,null,null,null,null,null,null,null,"n81",null,"EC003249","27.32.13","8544 49 95","https://bitner.com.pl/data/t4_text/649x234_081448251116_InfoBiT%2016%20PVC-PVC.jpg","https://bitner.com.pl/data/t4txt_photos/112729240519_15_InfoBiT_16_PE_St_PVC.pdf"]
[12654,null,"ŚWIATŁOWODY","FO0121",5902956334152,"BiTfiber Z-XOTKtmsd ","12J (1x12)","Mikrokabel optotelekomunikacyjny wielotubowy o małej średnicy zewnętrznej do zastosowań zewnątrzbudynkowych","BITNER","KMT",1,4455,"PLN",0.23,null,null,null,null,null,null,null,"n69",null,"EC000034","27.31.12","8544 70 00","https://bitner.com.pl/data/t4_text/649x234_04005830420_BiTfiber%20Z-XOTKtmsd%202-144%20w%C5%82%C3%B3kna.jpg","https://bitner.com.pl/data/t4txt_photos/04014930420_6_BiTfiber%20Z-XOTKtmsd.pdf"]
[12655,null,"ŚWIATŁOWODY","FO0122",5902956334169,"BiTfiber Z-XOTKtmsd ","24J (2x12)","Mikrokabel optotelekomunikacyjny wielotubowy o małej średnicy zewnętrznej do zastosowań zewnątrzbudynkowych","BITNER","KMT",1,6804,"PLN",0.23,null,null,null,null,null,null,null,"n69",null,"EC000034","27.31.12","8544 70 00","https://bitner.com.pl/data/t4_text/649x234_04005830420_BiTfiber%20Z-XOTKtmsd%202-144%20w%C5%82%C3%B3kna.jpg","https://bitner.com.pl/data/t4txt_photos/04014930420_6_BiTfiber%20Z-XOTKtmsd.pdf"]
[12656,null,"ŚWIATŁOWODY","FO0124",5902956334183,"BiTfiber Z-XOTKtmsd ","48J (4x12)","Mikrokabel optotelekomunikacyjny wielotubowy o małej średnicy zewnętrznej do zastosowań zewnątrzbudynkowych","BITNER","KMT",1,11491,"PLN",0.23,null,null,null,null,null,null,null,"n69",null,"EC000034","27.31.12","8544 70 00","https://bitner.com.pl/data/t4_text/649x234_04005830420_BiTfiber%20Z-XOTKtmsd%202-144%20w%C5%82%C3%B3kna.jpg","https://bitner.com.pl/data/t4txt_photos/04014930420_6_BiTfiber%20Z-XOTKtmsd.pdf"]
[12657,null,"ŚWIATŁOWODY","FO0126",5902956334374,"BiTfiber Z-XOTKtmsd ","72J (6x12)","Mikrokabel optotelekomunikacyjny wielotubowy o małej średnicy zewnętrznej do zastosowań zewnątrzbudynkowych","BITNER","KMT",1,16177,"PLN",0.23,null,null,null,null,null,null,null,"n69",null,"EC000034","27.31.12","8544 70 00","https://bitner.com.pl/data/t4_text/649x234_04005830420_BiTfiber%20Z-XOTKtmsd%202-144%20w%C5%82%C3%B3kna.jpg","https://bitner.com.pl/data/t4txt_photos/04014930420_6_BiTfiber%20Z-XOTKtmsd.pdf"]
[12658,null,"ŚWIATŁOWODY","FO0128",5902956334213,"BiTfiber Z-XOTKtmsd ","96J (8x12)","Mikrokabel optotelekomunikacyjny wielotubowy o małej średnicy zewnętrznej do zastosowań zewnątrzbudynkowych","BITNER","KMT",1,21443,"PLN",0.23,null,null,null,null,null,null,null,"n69",null,"EC000034","27.31.12","8544 70 00","https://bitner.com.pl/data/t4_text/649x234_04005830420_BiTfiber%20Z-XOTKtmsd%202-144%20w%C5%82%C3%B3kna.jpg","https://bitner.com.pl/data/t4txt_photos/04014930420_6_BiTfiber%20Z-XOTKtmsd.pdf"]
[12659,null,"ŚWIATŁOWODY","FO0132",5902956334251,"BiTfiber Z-XOTKtmsd ","144J (12x12)","Mikrokabel optotelekomunikacyjny wielotubowy o małej średnicy zewnętrznej do zastosowań zewnątrzbudynkowych","BITNER","KMT",1,32587,"PLN",0.23,null,null,null,null,null,null,null,"n69",null,"EC000034","27.31.12","8544 70 00","https://bitner.com.pl/data/t4_text/649x234_04005830420_BiTfiber%20Z-XOTKtmsd%202-144%20w%C5%82%C3%B3kna.jpg","https://bitner.com.pl/data/t4txt_photos/04014930420_6_BiTfiber%20Z-XOTKtmsd.pdf"]
[12660,null,"ŚWIATŁOWODY","FO0161",5902956334268,"BiTfiber Z-XOTKtsd ","12J (1x12) t.1,8 mm","Kable światłowodowe do zastosowań zewnątrzbudynkowych","BITNER","KMT",1,5545,"PLN",0.23,null,null,null,null,null,null,null,"n69",null,"EC000034","27.31.12","8544 70 00","https://bitner.com.pl/data/t4_text/649x234_12544930420_BiTfiber%20Z-XOTKtsd%202-144%20w%C5%82%C3%B3kna.jpg","https://bitner.com.pl/data/t4txt_photos/12464230420_5_BiTfiber%20Z-XOTKtsd.pdf"]
[12661,null,"ŚWIATŁOWODY","FO0162",5902956334275,"BiTfiber Z-XOTKtsd ","24J (2x12) t.1,8 mm","Kable światłowodowe do zastosowań zewnątrzbudynkowych","BITNER","KMT",1,7753,"PLN",0.23,null,null,null,null,null,null,null,"n69",null,"EC000034","27.31.12","8544 70 00","https://bitner.com.pl/data/t4_text/649x234_12544930420_BiTfiber%20Z-XOTKtsd%202-144%20w%C5%82%C3%B3kna.jpg","https://bitner.com.pl/data/t4txt_photos/12464230420_5_BiTfiber%20Z-XOTKtsd.pdf"]
[12662,null,"ŚWIATŁOWODY","FO0164",5902956334299,"BiTfiber Z-XOTKtsd ","48J (4x12) t.1,8 mm","Kable światłowodowe do zastosowań zewnątrzbudynkowych","BITNER","KMT",1,12730,"PLN",0.23,null,null,null,null,null,null,null,"n69",null,"EC000034","27.31.12","8544 70 00","https://bitner.com.pl/data/t4_text/649x234_12544930420_BiTfiber%20Z-XOTKtsd%202-144%20w%C5%82%C3%B3kna.jpg","https://bitner.com.pl/data/t4txt_photos/12464230420_5_BiTfiber%20Z-XOTKtsd.pdf"]
[12663,null,"ŚWIATŁOWODY","FO0166",5902956334381,"BiTfiber Z-XOTKtsd ","72J (6x12) t.1,8 mm","Kable światłowodowe do zastosowań zewnątrzbudynkowych","BITNER","KMT",1,17716,"PLN",0.23,null,null,null,null,null,null,null,"n69",null,"EC000034","27.31.12","8544 70 00","https://bitner.com.pl/data/t4_text/649x234_12544930420_BiTfiber%20Z-XOTKtsd%202-144%20w%C5%82%C3%B3kna.jpg","https://bitner.com.pl/data/t4txt_photos/12464230420_5_BiTfiber%20Z-XOTKtsd.pdf"]
[12664,null,"ŚWIATŁOWODY","FO0168",5902956334329,"BiTfiber Z-XOTKtsd ","96J (8x12) t.1,8 mm","Kable światłowodowe do zastosowań zewnątrzbudynkowych","BITNER","KMT",1,23271,"PLN",0.23,null,null,null,null,null,null,null,"n69",null,"EC000034","27.31.12","8544 70 00","https://bitner.com.pl/data/t4_text/649x234_12544930420_BiTfiber%20Z-XOTKtsd%202-144%20w%C5%82%C3%B3kna.jpg","https://bitner.com.pl/data/t4txt_photos/12464230420_5_BiTfiber%20Z-XOTKtsd.pdf"]
[12665,null,"ŚWIATŁOWODY","FO0172",5902956334367,"BiTfiber Z-XOTKtsd ","144J (12x12) t.1,8 mm","Kable światłowodowe do zastosowań zewnątrzbudynkowych","BITNER","KMT",1,35133,"PLN",0.23,null,null,null,null,null,null,null,"n69",null,"EC000034","27.31.12","8544 70 00","https://bitner.com.pl/data/t4_text/649x234_12544930420_BiTfiber%20Z-XOTKtsd%202-144%20w%C5%82%C3%B3kna.jpg","https://bitner.com.pl/data/t4txt_photos/12464230420_5_BiTfiber%20Z-XOTKtsd.pdf"]
[12666,null,"TELEKOMUNIKACYJNE","TI0006",5902956141125,"BiTLAN U/UTP 4x2x24AWG (0,5) cat. 5e 200MHz",null,"Kabel do sieci teleinformatycznych","BITNER","KMT",1,2922,"PLN",0.23,null,null,null,null,null,null,null,"n71",null,"EC003249","27.32.13","8544 49 95","https://bitner.com.pl/data/t4_text/649x234_083804251116_BiTLAN%20U_UTP%20cat%205e.JPG","https://bitner.com.pl/data/t4txt_photos/121758210119_1_BiTLAN_U_UTP_cat_5e_200_MHz.pdf"]
[12667,null,"TELEKOMUNIKACYJNE","TI0007",5902956141132,"BiTLAN F/UTP 4x2x24AWG (0,5) cat. 5e 200MHz",null,"Kabel do sieci teleinformatycznych, ekranowany","BITNER","KMT",1,4000,"PLN",0.23,null,null,null,null,null,null,null,"n71",null,"EC003249","27.32.13","8544 49 95","https://bitner.com.pl/data/t4_text/649x234_031158281116_BiTLAN%20F_UTP%20cat%205e.JPG","https://bitner.com.pl/data/t4txt_photos/123515210119_2_BiTLAN_F_UTP_cat_5e_200_MHz.pdf"]
[12668,null,"TELEKOMUNIKACYJNE","TI0012",5902956141200,"BiTLAN U/UTPf 4x2x24AWG (0,5) cat. 5e outdoor 200MHz",null,"Kabel do sieci teleinformatycznych zewnętrzny, żelowany","BITNER","KMT",1,5846,"PLN",0.23,null,null,null,null,null,null,null,"n71",null,"EC003249","27.32.13","8544 49 95","https://bitner.com.pl/data/t4_text/649x234_041328281116_BiTLAN%20U_UTPf%20cat.%205e%20outdoor.JPG","https://bitner.com.pl/data/t4txt_photos/11490820420_BiTLAN%20U_UTPf%20cat.5e%20outdoor.pdf"]
[12669,null,"TELEKOMUNIKACYJNE","TI0013",5902956141217,"BiTLAN F/UTPf 4x2x24AWG (0,5) cat. 5e outdoor 200MHz",null,"Kabel do sieci teleinformatycznych, ekranowany, zewnętrzny, żelowany","BITNER","KMT",1,8009,"PLN",0.23,null,null,null,null,null,null,null,"n71",null,"EC003249","27.32.13","8544 49 95","https://bitner.com.pl/data/t4_text/649x234_034023281116_BiTLAN%20F_UTPf%20cat.5e%20outdoor%20200%20MHZ.JPG","https://bitner.com.pl/data/t4txt_photos/11513320420_BiTLAN%20F_UTPf%20cat.5e%20outdoor.pdf"]
[12670,null,"TELEKOMUNIKACYJNE","TI0014",5902956141224,"BiTLAN U/UTPfs 4x2x24AWG (0,5) cat. 5e outdoor 200MHz",null,"Kabel do sieci teleinformatycznych, żelowany, zewnętrzny, samonośny","BITNER","KMT",1,8748,"PLN",0.23,null,null,null,null,null,null,null,"n71",null,"EC003249","27.32.13","8544 49 95","https://bitner.com.pl/data/t4_text/649x234_125516220119_BiTLAN%20U_UTPfs_cat_5e_outdoor_200MHz.jpg","https://bitner.com.pl/data/t4txt_photos/120707220119_7_BiTLAN_U_UTPfs_cat_5e_outdoor_200_MHz.pdf"]
[12671,null,"TELEKOMUNIKACYJNE","TI0047",5902956141231,"BiTLAN F/UTPfs 4x2x24AWG (0,5) cat. 5e outdoor 200MHz",null,"Kabel do sieci teleinformatycznych, ekranowany, zewnętrzny, żelowany, samonośny","BITNER","KMT",1,11398,"PLN",0.23,null,null,null,null,null,null,null,"n71",null,"EC003249","27.32.13","8544 49 95","https://bitner.com.pl/data/t4_text/649x234_034629220119_8_BiTLAN_F_UTPfs_cat_5e_outdoor_200_MHZ.jpg","https://bitner.com.pl/data/t4txt_photos/12123320420_BiTLAN%20F_UTPfs%20cat.5e%20outdoor%20200%20MHz.pdf"]
[12672,null,"TELEKOMUNIKACYJNE","TI0060",5902956141248,"BiTLAN U/UTP 4x2x24AWG (0,5) cat. 5e outdoor 200MHz",null,"Kabel do sieci teleinformatycznych zewnętrzny","BITNER","KMT",1,4612,"PLN",0.23,null,null,null,null,null,null,null,"n71",null,"EC003249","27.32.13","8544 49 95","https://bitner.com.pl/data/t4_text/649x234_112853230119_9_BiTLAN_U_UTP_cat_5e_outdoor_200_MHZ.jpg","https://bitner.com.pl/data/t4txt_photos/12302220420_BiTLAN%20U_UTP%20cat.5e%20outdoor%20200%20MHz.pdf"]
[12673,null,"TELEKOMUNIKACYJNE","TI0051",5902956141255,"BiTLAN F/UTP 4x2x24AWG (0,5) cat. 5e outdoor 200MHz",null,"Kabel do sieci teleinformatycznych, ekranowany, zewnętrzny","BITNER","KMT",1,6514,"PLN",0.23,null,null,null,null,null,null,null,"n71",null,"EC003249","27.32.13","8544 49 95","https://bitner.com.pl/data/t4_text/649x234_115131230119_10_BiTLAN_F_UTP_cat_5e_outdoor_200_MHz.jpg","https://bitner.com.pl/data/t4txt_photos/114856230119_10_BiTLAN_F_UTP_cat_5e_outdoor_200_MHz.pdf"]
[12674,null,"TELEKOMUNIKACYJNE","TI0008",5902956141163,"BiTLAN U/UTP 4x2x24AWG (0,5) cat. 5e 200MHz LSOH",null,"Bezhalogenowy kabel do sieci teleinformatycznych","BITNER","KMT",1,3089,"PLN",0.23,null,null,null,null,null,null,null,"n71",null,"EC003249","27.32.13","8544 49 95","https://bitner.com.pl/data/t4_text/649x234_032931281116_BiTLAN%20U_UTP%20LSOH%20cat.%205e.JPG","https://bitner.com.pl/data/t4txt_photos/010350210119_3_BiTLAN_U_UTP_cat_5e_LSOH_200_MHz.pdf"]
[12675,null,"TELEKOMUNIKACYJNE","TI0009",5902956141170,"BiTLAN F/UTP 4x2x24AWG (0,5) cat. 5e 200MHz LSOH",null,"Bezhalogenowy kabel do sieci teleinformatycznych, ekranowany","BITNER","KMT",1,4378,"PLN",0.23,null,null,null,null,null,null,null,"n71",null,"EC003249","27.32.13","8544 49 95","https://bitner.com.pl/data/t4_text/649x234_033119281116_BiTLAN%20F_UTP%20cat.5e%20LSOH.JPG","https://bitner.com.pl/data/t4txt_photos/011609210119_4_BiTLAN_F_UTP_cat_5e_LSOH_200_MHz.pdf"]
[12676,null,"TELEKOMUNIKACYJNE","TI0044",5902956141149,"BiTLAN U/UTP 4x2x23 AWG (0,54) cat. 6 350MHz",null,"Kabel do sieci teleinformatycznych","BITNER","KMT",1,4883,"PLN",0.23,null,null,null,null,null,null,null,"n71",null,"EC003249","27.32.13","8544 49 95","https://bitner.com.pl/data/t4_text/649x234_121800240119_15_BiTLAN_U_UTP_cat_6_350_MHz.jpg","https://bitner.com.pl/data/t4txt_photos/030450210119_15_BiTLAN_U_UTP_cat_6_350_MHz.pdf"]
[12677,null,"TELEKOMUNIKACYJNE","TI0048",5902956141156,"BiTLAN F/UTP 4x2x23 AWG (0,54) cat. 6 350MHz",null,"Kabel do sieci teleinformatycznych, ekranowany","BITNER","KMT",1,6514,"PLN",0.23,null,null,null,null,null,null,null,"n71",null,"EC003249","27.32.13","8544 49 95","https://bitner.com.pl/data/t4_text/649x234_032754281116_BiTLAN_F_UTP%20cat.6.JPG","https://bitner.com.pl/data/t4txt_photos/034546210119_16_BiTLAN_F_UTP_cat_6_350_MHz.pdf"]
[12678,null,"TELEKOMUNIKACYJNE","TI0082",5902956141262,"BiTLAN U/FTP 4x2x23 AWG (0,54) cat. 6 350MHz",null,"Kabel do sieci teleinformatycznych, ekranowane pary","BITNER","KMT",1,6166,"PLN",0.23,null,null,null,null,null,null,null,"n71",null,"EC003249","27.32.13","8544 49 95","https://bitner.com.pl/data/t4_text/649x234_124858230119_17_BiTLAN_U_FTP_cat_6_350_MHz.jpg","https://bitner.com.pl/data/t4txt_photos/12522120420_BiTLAN%20U_FTP%20cat.6%20350MHz.pdf"]
[12679,null,"TELEKOMUNIKACYJNE","TI0073",5902956141279,"BiTLAN S/FTP 4x2x23 AWG (0,54) cat. 6 350MHz",null,"Kabel do sieci teleinformatycznych, ekranowany","BITNER","KMT",1,8902,"PLN",0.23,null,null,null,null,null,null,null,"n71",null,"EC003249","27.32.13","8544 49 95"]
[12680,null,"TELEKOMUNIKACYJNE","TI0054",5902956141286,"BiTLAN U/UTPf 4x2x23 AWG (0,54) cat. 6 outdoor 350MHz",null,"Kabel do sieci teleinformatycznych zewnętrzny, żelowany","BITNER","KMT",1,9650,"PLN",0.23,null,null,null,null,null,null,null,"n71",null,"EC003249","27.32.13","8544 49 95","https://bitner.com.pl/data/t4_text/649x234_014410230119_22_BiTLAN_U_UTPf_cat_6_outdoor_350_MHz.jpg","https://bitner.com.pl/data/t4txt_photos/014445230119_22_BiTLAN_U_UTPf_cat_6_outdoor_350_MHz.pdf"]
[12681,null,"TELEKOMUNIKACYJNE","TI0049",5902956141187,"BiTLAN U/UTP 4x2x23 AWG (0,54) cat. 6 350MHz LSOH",null,"Bezhalogenowy kabel do sieci teleinformatycznych","BITNER","KMT",1,5262,"PLN",0.23,null,null,null,null,null,null,null,"n71",null,"EC003249","27.32.13","8544 49 95","https://bitner.com.pl/data/t4_text/649x234_122225240119_18_BiTLAN_U_UTP_cat_6_LSOH_350_MHz.jpg","https://bitner.com.pl/data/t4txt_photos/01012020420_BiTLAN%20U_UTP%20cat.6%20LSOH%20350%20MHz.pdf"]
[12682,null,"TELEKOMUNIKACYJNE","TI0050",5902956141194,"BiTLAN F/UTP 4x2x23 AWG (0,54) cat. 6 350MHz LSOH",null,"Bezhalogenowy kabel do sieci teleinformatycznych, ekranowany","BITNER","KMT",1,8030,"PLN",0.23,null,null,null,null,null,null,null,"n71",null,"EC003249","27.32.13","8544 49 95","https://bitner.com.pl/data/t4_text/649x234_033637281116_BiTLAN%20F_UTP%20cat.6%20LSOH.JPG","https://bitner.com.pl/data/t4txt_photos/111426220119_19_BiTLAN_F_UTP_cat_6_LSOH_350MHz.pdf"]
[12683,null,"TELEKOMUNIKACYJNE","TI0083",5902956141293,"BiTLAN U/FTP 4x2x23 AWG (0,54) cat. 6 350MHz LSOH",null,"Kabel do sieci teleinformatycznych, ekranowane pary, bezhalogenowy","BITNER","KMT",1,7593,"PLN",0.23,null,null,null,null,null,null,null,"n71",null,"EC003249","27.32.13","8544 49 95","https://bitner.com.pl/data/t4_text/649x234_010735230119_20_BiTLAN_U_FTP_cat_6_LSOH_350MHz.jpg","https://bitner.com.pl/data/t4txt_photos/120436291019_BiTLAN%20U-FTP_cat.6%20_LSOH.pdf"]
[12684,null,"TELEKOMUNIKACYJNE","TI0074",5902956141309,"BiTLAN U/FTP 4x2x23 AWG  cat. 6A  500MHz",null,"Kabel do sieci teleinformatycznych, ekranowane pary","BITNER","KMT",1,7418,"PLN",0.23,null,null,null,null,null,null,null,"n71",null,"EC003249","27.32.13","8544 49 95","https://bitner.com.pl/data/t4_text/649x234_032121230119_28_BiTLAN_U_FTP_cat_6A_500_MHz.jpg","https://bitner.com.pl/data/t4txt_photos/032153230119_28_BiTLAN_U_FTP_cat_6A_500_MHz.pdf"]
[12685,null,"TELEKOMUNIKACYJNE","TI0075",5902956141316,"BiTLAN F/FTP 4x2x23 AWG  cat. 6A  500MHz",null,"Kabel do sieci teleinformatycznych, podwójny ekran","BITNER","KMT",1,7749,"PLN",0.23,null,null,null,null,null,null,null,"n71",null,"EC003249","27.32.13","8544 49 95","https://bitner.com.pl/data/t4_text/649x234_032745230119_29_BiTLAN_F_FTP_cat_6A_500_MHz.jpg","https://bitner.com.pl/data/t4txt_photos/032812230119_29_BiTLAN_F_FTP_cat_6A_500_MHz.pdf"]
[12686,null,"TELEKOMUNIKACYJNE","TI0076",5902956141323,"BiTLAN S/FTP 4x2x23 AWG  cat. 6A  500MHz",null,"Kabel do sieci teleinformatycznych, podwójny ekran","BITNER","KMT",1,9575,"PLN",0.23,null,null,null,null,null,null,null,"n71",null,"EC003249","27.32.13","8544 49 95","https://bitner.com.pl/data/t4_text/649x234_033409230119_30_BiTLAN_S_FTP_cat_6A_500_MHz.jpg","https://bitner.com.pl/data/t4txt_photos/033459230119_30_BiTLAN_S_FTP_cat_6A_500_MHz.pdf"]
[12687,null,"TELEKOMUNIKACYJNE","TI0077",5902956141330,"BiTLAN U/UTP 4x2x23 AWG  cat. 6A  500MHz LSOH",null,"Kabel do sieci teleinformatycznych, bezhalogenowy","BITNER","KMT",1,7361,"PLN",0.23,null,null,null,null,null,null,null,"n71",null,"EC003249","27.32.13","8544 49 95","https://bitner.com.pl/data/t4_text/649x234_08411520421_BiTLAN_U_UTP_4P_cat_6A_LSOH_500_MHz.jpg","https://bitner.com.pl/data/t4txt_photos/024511230119_24_BiTLAN_U_UTP_cat_6A_LSOH_500_MHz.pdf"]
[12688,null,"TELEKOMUNIKACYJNE","TI0079",5902956141347,"BiTLAN U/FTP 4x2x23 AWG  cat. 6A  500MHz LSOH",null,"Bezhalogenowy kabel do sieci teleinformatycznych","BITNER","KMT",1,7805,"PLN",0.23,null,null,null,null,null,null,null,"n71",null,"EC003249","27.32.13","8544 49 95","https://bitner.com.pl/data/t4_text/649x234_025258230119_25_BiTLAN_U_FTP_cat_6A_LSOH_500_MHz.jpg","https://bitner.com.pl/data/t4txt_photos/01062820420_BiTLAN%20U_FTP%20cat.6A%20LSOH%20500%20MHz.pdf"]
[12689,null,"TELEKOMUNIKACYJNE","TI0117",5902956356499,"BiTLAN U/FTP 4x2x23 AWG  cat. 6A  500MHz LSOH B2ca",null,"Kabel do sieci teleinformatycznych o podwyższonych wymaganiach pożarowych, ekranowane pary, bezhalogenowy  ","BITNER","KMT",1,8824,"PLN",0.23,null,null,null,null,null,null,null,"n71",null,"EC003249","27.32.13","8544 49 95","https://bitner.com.pl/data/t4_text/649x234_040307231120_bitlan%20u_ftp%20cat.%206a%20lsoh%20b2ca%20-%20zdj%C4%99cie%20kabla.png","https://bitner.com.pl/data/t4txt_photos/040428231120_BiTLAN_U_FTP_cat.6A_LSOH_B2ca_500MHz_20.11.2020_pl.pdf"]
[12690,null,"TELEKOMUNIKACYJNE","TI0078",5902956141354,"BiTLAN F/UTP 4x2x23 AWG  cat. 6A  500MHz LSOH",null,"Kabel do sieci teleinformatycznych, ekranowany, bezhalogenowy","BITNER","KMT",1,8971,"PLN",0.23,null,null,null,null,null,null,null,"n71",null,"EC003249","27.32.13","8544 49 95"]
[12691,null,"TELEKOMUNIKACYJNE","TI0080",5902956141361,"BiTLAN F/FTP 4x2x23 AWG  cat. 6A  500MHz LSOH",null,"Kabel do sieci teleinformatycznych, podwójny ekran, bezhalogenowy","BITNER","KMT",1,8551,"PLN",0.23,null,null,null,null,null,null,null,"n71",null,"EC003249","27.32.13","8544 49 95","https://bitner.com.pl/data/t4_text/649x234_030040230119_26_BiTLAN_F_FTP_cat_6A_LSOH_500_MHz.jpg","https://bitner.com.pl/data/t4txt_photos/030111230119_26_BiTLAN_F_FTP_cat_6A_LSOH_500_MHz.pdf"]
[12692,null,"TELEKOMUNIKACYJNE","TI0118",5902956356505,"BiTLAN F/FTP 4x2x23 AWG  cat. 6A  500MHz LSOH B2ca",null,"Kabel do sieci teleinformatycznych o podwyższonych wymaganiach pożarowych, podwójny ekran, bezhalogenowy ","BITNER","KMT",1,9419,"PLN",0.23,null,null,null,null,null,null,null,"n71",null,"EC003249","27.32.13","8544 49 95","https://bitner.com.pl/data/t4_text/649x234_011208231120_bitlan%20f_ftp%20cat.6a%20lsoh%20b2ca-zdj%C4%99cie%20kabla.png","https://bitner.com.pl/data/t4txt_photos/011410231120_BiTLAN_F_FTP_cat.6A_LSOH_B2ca_500MHz_20.11.2020_pl.pdf"]
[12693,null,"TELEKOMUNIKACYJNE","TI0119",5902956356543,"BiTLAN U/UTP 4x2x23 AWG (0,54) cat.6 350 MHz LSOH B2ca",null,"Bezhalogenowy kabel do sieci teleinformatycznych o podwyższonych wymaganiach przeciwpożarowych","BITNER","KMT",1,6891,"PLN",0.23,null,null,null,null,null,null,null,"n71",null,"EC003249","27.32.13","8544 49 95","https://bitner.com.pl/data/t4_text/649x234_04111350121_BiTLAN%20U%20UTP%20cat.6%20LSOH%20B2ca.jpg","https://bitner.com.pl/data/t4txt_photos/04145750121_BiTLAN%20U_UTP_cat6_LSOH_B2ca_350MHz_26.11.2020_pl.pdf"]
[12694,null,"TELEKOMUNIKACYJNE","TI0081",5902956141378,"BiTLAN S/FTP 4x2x23 AWG  cat. 6A  500MHz LSOH",null,"Kabel do sieci teleinformatycznych, podwójny ekran, bezhalogenowy","BITNER","KMT",1,10145,"PLN",0.23,null,null,null,null,null,null,null,"n71",null,"EC003249","27.32.13","8544 49 95","https://bitner.com.pl/data/t4_text/649x234_031503230119_27_BiTLAN_S_FTP_cat_6A_LSOH_500_MHz.jpg","https://bitner.com.pl/data/t4txt_photos/031536230119_27_BiTLAN_S_FTP_cat_6A_LSOH_500_MHz.pdf"]
[12695,null,"TELEKOMUNIKACYJNE","TI0086",5902956141408,"BiTLAN S/FTP 4x2x23 AWG cat.7  1000MHz LSOH",null,"Bezhalogenowy kabel do sieci teleinformatycznych","BITNER","KMT",1,11050,"PLN",0.23,null,null,null,null,null,null,null,"n71",null,"EC003249","27.32.13","8544 49 95","https://bitner.com.pl/data/t4_text/649x234_034535230119_31_BiTLAN_S_FTP_cat_7_LSOH_1000_MHz.jpg","https://bitner.com.pl/data/t4txt_photos/034820230119_31_BiTLAN_S_FTP_cat_7_LSOH_1000_MHz.pdf"]
[12696,null,"TELEKOMUNIKACYJNE","TI0089",5902956334619,"BiTLAN S/FTP 4x2x22AWG cat.7A  1200MHz   LSOH  B2ca",null,"Bezhalogenowy kabel do sieci teleinformatycznych o podwyższonych wymaganiach przeciwpożarowych","BITNER","KMT",1,14106,"PLN",0.23,null,null,null,null,null,null,null,"n71",null,"EC003249","27.32.13","8544 49 95","https://bitner.com.pl/data/t4_text/649x234_051328231120_bitlan%20s_ftp%20cat.7a%20lsoh%20b2ca.png","https://bitner.com.pl/data/t4txt_photos/035957230119_32_BiTLAN_S_FTP_cat_7A_LSOH_1200_MHz.pdf"]
[12697,null,"TELEKOMUNIKACYJNE","TI0112",5902956333513,"BiTLAN S/FTP 4x2x23 AWG (0,54) cat. 6 350MHz   LSOH",null,"Kabel do sieci teleinformatycznych, ekranowane pary, bezhalogenowy","BITNER","KMT",1,9489,"PLN",0.23,null,null,null,null,null,null,null,"n71",null,"EC003249","27.32.13","8544 49 95"]
[12698,null,"TELEKOMUNIKACYJNE","TI0085",5902956141385,"Rentib U/UTP 4P cat. 5e 155MHz",null,"Kabel do sieci teleinformatycznych","BITNER","KMT",1,2843,"PLN",0.23,null,null,null,null,null,null,null,"n71",null,"EC003249","27.32.13","8544 49 95"]
[12699,null,"TELEKOMUNIKACYJNE","TI0084",5902956141392,"Rentib F/UTP 4P cat. 5e 155MHz",null,"Kabel do sieci teleinformatycznych, ekranowany","BITNER","KMT",1,3592,"PLN",0.23,null,null,null,null,null,null,null,"n71",null,"EC003249","27.32.13","8544 49 95"]
[12700,null,"TELEKOMUNIKACYJNE","TI0114",5902956335678,"MULTIBiT 2xCOAX-75 2xUTP5E 1xFTTH2J",null,"Kabel hybrydowy składający się z pięciu oddzielnych kabli 2 x BITLAN®U/UTP cat.5e, 2 x BiTSAT®757 i 1 x BiTFiber®FTTH 2J","BITNER","KMT",1,27669,"PLN",0.23,null,null,null,null,null,null,null,"n29",null,"EC001579","27.32.13","8544 20 00","https://bitner.com.pl/data/t4_text/649x234_10575850221_kabel-multibit-cmyk-zdjecie.png","https://bitner.com.pl/data/t4txt_photos/125514240220_MULTIBiT.pdf"]
[12701,null,"TELEKOMUNIKACYJNE","TI0115",5902956701466,"MULTIBiT 2xCOAX-75 2xUTP5E 1xFTTH2J LSOH",null,"Bezhalogenowy kabel hybrydowy składający się z pięciu oddzielnych kabli 2 x BITLAN®U/UTP cat.5e, 2 x BiTSAT®757 i 1 x BiTFiber®FTTH 2J","BITNER","KMT",1,37701,"PLN",0.23,null,null,null,null,null,null,null,"n29",null,"EC001579","27.32.13","8544 20 00","https://bitner.com.pl/data/t4_text/649x234_023839141221_Multibit%C2%AELSOH%20zdj%C4%99cie.jpg","https://bitner.com.pl/data/t4txt_photos/023036141221_Multibit%C2%AELSOH.pdf"]
[12702,null,"TELEKOMUNIKACYJNE","LF0500",5902956148247,"BiTSAT 757",null,"Kabel koncentryczny wielkiej częstotliwości pracujący w zakresie częstotliwości od 5 MHz do 2400 MHz","BITNER","KMT",1,4855,"PLN",0.23,null,null,null,null,null,null,null,"n72A",null,"EC000019","27.32.12","8544 20 00","https://bitner.com.pl/data/t4_text/649x234_121711180319_19_BiTSAT_757.jpg","https://bitner.com.pl/data/t4txt_photos/121820180319_BiTSAT_757.pdf"]
[12703,null,"TELEKOMUNIKACYJNE","LF0501",5902956148254,"BiTSAT 757 BLACK",null,"Kabel koncentryczny wielkiej częstotliwości pracujący w zakresie częstotliwości od 5 MHz do 2400 MHz","BITNER","KMT",1,4783,"PLN",0.23,null,null,null,null,null,null,null,"n72A",null,"EC000019","27.32.12","8544 20 00","https://bitner.com.pl/data/t4_text/649x234_123549180319_20_BiTSAT_757_BLACK.jpg","https://bitner.com.pl/data/t4txt_photos/123652180319_BiTSAT_757_BLACK.pdf"]
[12704,null,"TELEKOMUNIKACYJNE","LF0508",5902956148261,"BiTSAT 757 LS0H",null,"Kabel koncentryczny wielkiej częstotliwości pracujący w zakresie częstotliwości od 5 MHz do 2400 MHz","BITNER","KMT",1,5639,"PLN",0.23,null,null,null,null,null,null,null,"n72A",null,"EC000019","27.32.12","8544 20 00","https://bitner.com.pl/data/t4_text/649x234_010016180319_21_BiTSAT_757_LSOH.jpg","https://bitner.com.pl/data/t4txt_photos/010111180319_BiTSAT_757_LSOH.pdf"]
[12705,null,"TELEKOMUNIKACYJNE","TN1010",5902956292827,"J-Y(St)Y…Lg","2x2x0,8","Telekomunikacyjny kabel instalacyjny","BITNER","KMT",1,6161,"PLN",0.23,null,null,null,null,null,null,null,"n66",null,"EC003249","27.32.13","8544 49 95","https://bitner.com.pl/data/t4_text/649x234_082639281116_J-Y(St)Y...Lg.jpg","https://bitner.com.pl/data/t4txt_photos/110633280519_4_J_Y_St_Y_Lg.pdf"]
[12706,null,"TELEKOMUNIKACYJNE","TN1011",5902956292834,"J-Y(St)Y…Lg","3x2x0,8","Telekomunikacyjny kabel instalacyjny","BITNER","KMT",1,8988,"PLN",0.23,null,null,null,null,null,null,null,"n66",null,"EC003249","27.32.13","8544 49 95","https://bitner.com.pl/data/t4_text/649x234_082639281116_J-Y(St)Y...Lg.jpg","https://bitner.com.pl/data/t4txt_photos/110633280519_4_J_Y_St_Y_Lg.pdf"]
[12707,null,"TELEKOMUNIKACYJNE","TN1012",5902956292841,"J-Y(St)Y…Lg","4x2x0,8","Telekomunikacyjny kabel instalacyjny","BITNER","KMT",1,11628,"PLN",0.23,null,null,null,null,null,null,null,"n66",null,"EC003249","27.32.13","8544 49 95","https://bitner.com.pl/data/t4_text/649x234_082639281116_J-Y(St)Y...Lg.jpg","https://bitner.com.pl/data/t4txt_photos/110633280519_4_J_Y_St_Y_Lg.pdf"]
[12708,null,"TELEKOMUNIKACYJNE","TN1013",5902956292858,"J-Y(St)Y…Lg","5x2x0,8","Telekomunikacyjny kabel instalacyjny","BITNER","KMT",1,14158,"PLN",0.23,null,null,null,null,null,null,null,"n66",null,"EC003249","27.32.13","8544 49 95","https://bitner.com.pl/data/t4_text/649x234_082639281116_J-Y(St)Y...Lg.jpg","https://bitner.com.pl/data/t4txt_photos/110633280519_4_J_Y_St_Y_Lg.pdf"]
[12709,null,"TELEKOMUNIKACYJNE","TN1014",5902956292865,"J-Y(St)Y…Lg","6x2x0,8","Telekomunikacyjny kabel instalacyjny","BITNER","KMT",1,17092,"PLN",0.23,null,null,null,null,null,null,null,"n66",null,"EC003249","27.32.13","8544 49 95","https://bitner.com.pl/data/t4_text/649x234_082639281116_J-Y(St)Y...Lg.jpg","https://bitner.com.pl/data/t4txt_photos/110633280519_4_J_Y_St_Y_Lg.pdf"]
[12710,null,"TELEKOMUNIKACYJNE","TN1015",5902956292872,"J-Y(St)Y…Lg","8x2x0,8","Telekomunikacyjny kabel instalacyjny","BITNER","KMT",1,21373,"PLN",0.23,null,null,null,null,null,null,null,"n66",null,"EC003249","27.32.13","8544 49 95","https://bitner.com.pl/data/t4_text/649x234_082639281116_J-Y(St)Y...Lg.jpg","https://bitner.com.pl/data/t4txt_photos/110633280519_4_J_Y_St_Y_Lg.pdf"]
[12711,null,"TELEKOMUNIKACYJNE","TN1016",5902956292889,"J-Y(St)Y…Lg","10x2x0,8","Telekomunikacyjny kabel instalacyjny","BITNER","KMT",1,26320,"PLN",0.23,null,null,null,null,null,null,null,"n66",null,"EC003249","27.32.13","8544 49 95","https://bitner.com.pl/data/t4_text/649x234_082639281116_J-Y(St)Y...Lg.jpg","https://bitner.com.pl/data/t4txt_photos/110633280519_4_J_Y_St_Y_Lg.pdf"]
[12712,null,"TELEKOMUNIKACYJNE","TN1017",5902956292896,"J-Y(St)Y…Lg","12x2x0,8","Telekomunikacyjny kabel instalacyjny","BITNER","KMT",1,31443,"PLN",0.23,null,null,null,null,null,null,null,"n66",null,"EC003249","27.32.13","8544 49 95","https://bitner.com.pl/data/t4_text/649x234_082639281116_J-Y(St)Y...Lg.jpg","https://bitner.com.pl/data/t4txt_photos/110633280519_4_J_Y_St_Y_Lg.pdf"]
[12713,null,"TELEKOMUNIKACYJNE","TN1018",5902956292902,"J-Y(St)Y…Lg","16x2x0,8","Telekomunikacyjny kabel instalacyjny","BITNER","KMT",1,41365,"PLN",0.23,null,null,null,null,null,null,null,"n66",null,"EC003249","27.32.13","8544 49 95","https://bitner.com.pl/data/t4_text/649x234_082639281116_J-Y(St)Y...Lg.jpg","https://bitner.com.pl/data/t4txt_photos/110633280519_4_J_Y_St_Y_Lg.pdf"]
[12714,null,"TELEKOMUNIKACYJNE","TN1019",5902956292919,"J-Y(St)Y…Lg","20x2x0,8","Telekomunikacyjny kabel instalacyjny","BITNER","KMT",1,50833,"PLN",0.23,null,null,null,null,null,null,null,"n66",null,"EC003249","27.32.13","8544 49 95","https://bitner.com.pl/data/t4_text/649x234_082639281116_J-Y(St)Y...Lg.jpg","https://bitner.com.pl/data/t4txt_photos/110633280519_4_J_Y_St_Y_Lg.pdf"]
[12715,null,"TELEKOMUNIKACYJNE","TI0024",5902956141620,"LAN BiT","2x2x0,75","Kabel do sieci teleinformatycznych ekranowany, wypełniony żelem","BITNER","KMT",1,16028,"PLN",0.23,null,null,null,null,null,null,null,"n71E",null,"EC003249","27.32.13","8544 49 95","https://bitner.com.pl/data/t4_text/649x234_081638251116_LAN-BiT.jpg","https://bitner.com.pl/data/t4txt_photos/114605240519_20_LAN_BIT.pdf"]
[12716,null,"TELEKOMUNIKACYJNE","LF105.10",5902956232519,"RG 59 biały","0,59/3,7","Przewód koncentryczny wielkiej częstotliwości","BITNER","KMT",1,6533,"PLN",0.23,null,null,null,null,null,null,null,"n72",null,"EC000019","27.32.12","8544 20 00","https://bitner.com.pl/data/t4_text/649x234_061027291116_RG59.JPG","https://bitner.com.pl/data/t4txt_photos/020043290519_4_6_RG59.pdf"]
[12717,null,"TELEKOMUNIKACYJNE","LF105.03",5902956232526,"RG 59 czarny","0,59/3,7","Przewód koncentryczny wielkiej częstotliwości","BITNER","KMT",1,6533,"PLN",0.23,null,null,null,null,null,null,null,"n72",null,"EC000019","27.32.12","8544 20 00","https://bitner.com.pl/data/t4_text/649x234_061027291116_RG59.JPG","https://bitner.com.pl/data/t4txt_photos/020043290519_4_6_RG59.pdf"]
[12718,null,"TELEKOMUNIKACYJNE","LF0101.10",5902956232472,"RG11 biały"," 1,63/7,25 ","Przewód koncentryczny wielkiej częstotliwości","BITNER","KMT",1,10724,"PLN",0.23,null,null,null,null,null,null,null,"n72",null,"EC000019","27.32.12","8544 20 00","https://bitner.com.pl/data/t4_text/649x234_051732291116_RG11.JPG","https://bitner.com.pl/data/t4txt_photos/010315290519_4_5_RG11.pdf"]
[12719,null,"TELEKOMUNIKACYJNE","LF0101.03",5902956232489,"RG11 czarny"," 1,63/7,25 ","Przewód koncentryczny wielkiej częstotliwości","BITNER","KMT",1,10724,"PLN",0.23,null,null,null,null,null,null,null,"n72",null,"EC000019","27.32.12","8544 20 00","https://bitner.com.pl/data/t4_text/649x234_051732291116_RG11.JPG","https://bitner.com.pl/data/t4txt_photos/010315290519_4_5_RG11.pdf"]
[12720,null,"TELEKOMUNIKACYJNE","LF0100.10",5902956232458,"RG6 biały","1,05/5,0 ","Przewód koncentryczny wielkiej częstotliwości","BITNER","KMT",1,5318,"PLN",0.23,null,null,null,null,null,null,null,"n72",null,"EC000019","27.32.12","8544 20 00","https://bitner.com.pl/data/t4_text/649x234_041142291116_RG6.JPG","https://bitner.com.pl/data/t4txt_photos/125836290519_4_4_RG6.pdf"]
[12721,null,"TELEKOMUNIKACYJNE","LA0500",5902956233066,"XzKAXwekw","2x2x0,8","Ekranowane kable do systemów alarmowych i sygnalizacyjnych, do układania w ziemi","BITNER","KMT",1,12045,"PLN",0.23,null,null,null,null,null,null,null,"n75",null,"EC003249","27.32.13","8544 49 93","https://bitner.com.pl/data/t4_text/649x234_03020480819_8_XzKAXwekw.jpg","https://bitner.com.pl/data/t4txt_photos/03001580819_8_XzKAXwekw.pdf"]
[12722,null,"TELEKOMUNIKACYJNE","LA0501",5902956233073,"XzKAXwekw","3x2x0,8","Ekranowane kable do systemów alarmowych i sygnalizacyjnych, do układania w ziemi","BITNER","KMT",1,16608,"PLN",0.23,null,null,null,null,null,null,null,"n75",null,"EC003249","27.32.13","8544 49 93","https://bitner.com.pl/data/t4_text/649x234_03020480819_8_XzKAXwekw.jpg","https://bitner.com.pl/data/t4txt_photos/03001580819_8_XzKAXwekw.pdf"]
[12723,null,"TELEKOMUNIKACYJNE","LA0509",5902956233097,"XzKAXwekw","5x2x0,8","Ekranowane kable do systemów alarmowych i sygnalizacyjnych, do układania w ziemi","BITNER","KMT",1,25060,"PLN",0.23,null,null,null,null,null,null,null,"n75",null,"EC003249","27.32.13","8544 49 93","https://bitner.com.pl/data/t4_text/649x234_03020480819_8_XzKAXwekw.jpg","https://bitner.com.pl/data/t4txt_photos/03001580819_8_XzKAXwekw.pdf"]
[12724,null,"TELEKOMUNIKACYJNE","LA0513",5902956233080,"XzKAXwekw","4x2x0,8","Ekranowane kable do systemów alarmowych i sygnalizacyjnych, do układania w ziemi","BITNER","KMT",1,20713,"PLN",0.23,null,null,null,null,null,null,null,"n75",null,"EC003249","27.32.13","8544 49 93","https://bitner.com.pl/data/t4_text/649x234_03020480819_8_XzKAXwekw.jpg","https://bitner.com.pl/data/t4txt_photos/03001580819_8_XzKAXwekw.pdf"]
[12725,null,"TELEKOMUNIKACYJNE","LA0514",5902956233103,"XzKAXwekw","1x2x1,0","Ekranowane kable do systemów alarmowych i sygnalizacyjnych, do układania w ziemi","BITNER","KMT",1,10395,"PLN",0.23,null,null,null,null,null,null,null,"n75",null,"EC003249","27.32.13","8544 49 93","https://bitner.com.pl/data/t4_text/649x234_03020480819_8_XzKAXwekw.jpg","https://bitner.com.pl/data/t4txt_photos/03001580819_8_XzKAXwekw.pdf"]
[12726,null,"TELEKOMUNIKACYJNE","LA0515",5902956233110,"XzKAXwekw","2x2x1,0","Ekranowane kable do systemów alarmowych i sygnalizacyjnych, do układania w ziemi","BITNER","KMT",1,16237,"PLN",0.23,null,null,null,null,null,null,null,"n75",null,"EC003249","27.32.13","8544 49 93","https://bitner.com.pl/data/t4_text/649x234_03020480819_8_XzKAXwekw.jpg","https://bitner.com.pl/data/t4txt_photos/03001580819_8_XzKAXwekw.pdf"]
[12727,null,"TELEKOMUNIKACYJNE","LA0516",5902956233127,"XzKAXwekw","5x2x1,0","Ekranowane kable do systemów alarmowych i sygnalizacyjnych, do układania w ziemi","BITNER","KMT",1,37289,"PLN",0.23,null,null,null,null,null,null,null,"n75",null,"EC003249","27.32.13","8544 49 93","https://bitner.com.pl/data/t4_text/649x234_03020480819_8_XzKAXwekw.jpg","https://bitner.com.pl/data/t4txt_photos/03001580819_8_XzKAXwekw.pdf"]
[12728,null,"TELEKOMUNIKACYJNE","LA0517",5902956233158,"XzKSLXw","2x2,5","Kable do systemów alarmowych i sygnalizacyjnych, do układania w ziemi","BITNER","KMT",1,20643,"PLN",0.23,null,null,null,null,null,null,null,"n75",null,"EC003249","27.32.13","8544 49 93","https://bitner.com.pl/data/t4_text/649x234_03103080819_9_XzKSLXw.jpg","https://bitner.com.pl/data/t4txt_photos/03094580819_9_XzKSLXw.pdf"]
[12729,null,"TELEKOMUNIKACYJNE","LA0528",5902956233141,"XzKSLXw","4x1,5","Kable do systemów alarmowych i sygnalizacyjnych, do układania w ziemi","BITNER","KMT",1,24449,"PLN",0.23,null,null,null,null,null,null,null,"n75",null,"EC003249","27.32.13","8544 49 93","https://bitner.com.pl/data/t4_text/649x234_03103080819_9_XzKSLXw.jpg","https://bitner.com.pl/data/t4txt_photos/03094580819_9_XzKSLXw.pdf"]
[12730,null,"TELEKOMUNIKACYJNE","LA0503",5902956293237,"XzKSLXwekw ","2x1,0","Ekranowane kable do systemów alarmowych i sygnalizacyjnych, do układania w ziemi","BITNER","KMT",1,13239,"PLN",0.23,null,null,null,null,null,null,null,"n75",null,"EC003249","27.32.13","8544 49 93","https://bitner.com.pl/data/t4_text/649x234_03140580819_10_XzKSLXwekw.jpg","https://bitner.com.pl/data/t4txt_photos/03131080819_10_XzKSLXwekw.pdf"]
[12731,null,"TELEKOMUNIKACYJNE","LA0504",5902956233172,"XzKSLXwekw ","2x1,5","Ekranowane kable do systemów alarmowych i sygnalizacyjnych, do układania w ziemi","BITNER","KMT",1,16548,"PLN",0.23,null,null,null,null,null,null,null,"n75",null,"EC003249","27.32.13","8544 49 93","https://bitner.com.pl/data/t4_text/649x234_03140580819_10_XzKSLXwekw.jpg","https://bitner.com.pl/data/t4txt_photos/03131080819_10_XzKSLXwekw.pdf"]
[12732,null,"TELEKOMUNIKACYJNE","LA0505",5902956233196,"XzKSLXwekw ","2x2,5","Ekranowane kable do systemów alarmowych i sygnalizacyjnych, do układania w ziemi","BITNER","KMT",1,20643,"PLN",0.23,null,null,null,null,null,null,null,"n75",null,"EC003249","27.32.13","8544 49 93","https://bitner.com.pl/data/t4_text/649x234_03140580819_10_XzKSLXwekw.jpg","https://bitner.com.pl/data/t4txt_photos/03131080819_10_XzKSLXwekw.pdf"]
[12733,null,"TELEKOMUNIKACYJNE","LA0518",5902956233189,"XzKSLXwekw ","4x1,5","Ekranowane kable do systemów alarmowych i sygnalizacyjnych, do układania w ziemi","BITNER","KMT",1,24449,"PLN",0.23,null,null,null,null,null,null,null,"n75",null,"EC003249","27.32.13","8544 49 93","https://bitner.com.pl/data/t4_text/649x234_03140580819_10_XzKSLXwekw.jpg","https://bitner.com.pl/data/t4txt_photos/03131080819_10_XzKSLXwekw.pdf"]
[12734,null,"TELEKOMUNIKACYJNE","LA0519",5902956233202,"XzKSLXwekw ","4x2,5","Ekranowane kable do systemów alarmowych i sygnalizacyjnych, do układania w ziemi","BITNER","KMT",1,39434,"PLN",0.23,null,null,null,null,null,null,null,"n75",null,"EC003249","27.32.13","8544 49 93","https://bitner.com.pl/data/t4_text/649x234_03140580819_10_XzKSLXwekw.jpg","https://bitner.com.pl/data/t4txt_photos/03131080819_10_XzKSLXwekw.pdf"]
[12735,null,"TELEKOMUNIKACYJNE","TC0009",5902956233561,"XzTKMXpw","5x4x0,5","Kabel telekomunikacyjny miejscowy czwórkowy, wypełniony żelem","BITNER","KMT",1,9015,"PLN",0.23,null,null,null,null,null,null,null,"n61",null,"EC003249","27.32.13","8544 49 93","https://bitner.com.pl/data/t4_text/649x234_084311281116_XzTKMXpw.JPG","https://bitner.com.pl/data/t4txt_photos/024555280519_2_1_XzTKMXpw.pdf"]
[12736,null,"TELEKOMUNIKACYJNE","TC0010",5902956233578,"XzTKMXpw","10x4x0,5","Kabel telekomunikacyjny miejscowy czwórkowy, wypełniony żelem","BITNER","KMT",1,15514,"PLN",0.23,null,null,null,null,null,null,null,"n61",null,"EC003249","27.32.13","8544 49 93","https://bitner.com.pl/data/t4_text/649x234_084311281116_XzTKMXpw.JPG","https://bitner.com.pl/data/t4txt_photos/024555280519_2_1_XzTKMXpw.pdf"]
[12737,null,"TELEKOMUNIKACYJNE","TC0011",5902956233585,"XzTKMXpw","15x4x0,5","Kabel telekomunikacyjny miejscowy czwórkowy, wypełniony żelem","BITNER","KMT",1,22769,"PLN",0.23,null,null,null,null,null,null,null,"n61",null,"EC003249","27.32.13","8544 49 93","https://bitner.com.pl/data/t4_text/649x234_084311281116_XzTKMXpw.JPG","https://bitner.com.pl/data/t4txt_photos/024555280519_2_1_XzTKMXpw.pdf"]
[12738,null,"TELEKOMUNIKACYJNE","TC0012",5902956233592,"XzTKMXpw","25x4x0,5","Kabel telekomunikacyjny miejscowy czwórkowy, wypełniony żelem","BITNER","KMT",1,36261,"PLN",0.23,null,null,null,null,null,null,null,"n61",null,"EC003249","27.32.13","8544 49 93","https://bitner.com.pl/data/t4_text/649x234_084311281116_XzTKMXpw.JPG","https://bitner.com.pl/data/t4txt_photos/024555280519_2_1_XzTKMXpw.pdf"]
[12739,null,"TELEKOMUNIKACYJNE","TC0013",5902956233608,"XzTKMXpw","35x4x0,5","Kabel telekomunikacyjny miejscowy czwórkowy, wypełniony żelem","BITNER","KMT",1,49116,"PLN",0.23,null,null,null,null,null,null,null,"n61",null,"EC003249","27.32.13","8544 49 93","https://bitner.com.pl/data/t4_text/649x234_084311281116_XzTKMXpw.JPG","https://bitner.com.pl/data/t4txt_photos/024555280519_2_1_XzTKMXpw.pdf"]
[12740,null,"TELEKOMUNIKACYJNE","TC0014",5902956233615,"XzTKMXpw","50x4x0,5","Kabel telekomunikacyjny miejscowy czwórkowy, wypełniony żelem","BITNER","KMT",1,70617,"PLN",0.23,null,null,null,null,null,null,null,"n61",null,"EC003249","27.32.13","8544 49 93","https://bitner.com.pl/data/t4_text/649x234_084311281116_XzTKMXpw.JPG","https://bitner.com.pl/data/t4txt_photos/024555280519_2_1_XzTKMXpw.pdf"]
[12741,null,"TELEKOMUNIKACYJNE","TC0025",5902956233714,"XzTKMXpw","5x4x0,8","Kabel telekomunikacyjny miejscowy czwórkowy, wypełniony żelem","BITNER","KMT",1,20042,"PLN",0.23,null,null,null,null,null,null,null,"n61",null,"EC003249","27.32.13","8544 49 93","https://bitner.com.pl/data/t4_text/649x234_084311281116_XzTKMXpw.JPG","https://bitner.com.pl/data/t4txt_photos/024555280519_2_1_XzTKMXpw.pdf"]
[12742,null,"TELEKOMUNIKACYJNE","TC0026",5902956233721,"XzTKMXpw","10x4x0,8","Kabel telekomunikacyjny miejscowy czwórkowy, wypełniony żelem","BITNER","KMT",1,37118,"PLN",0.23,null,null,null,null,null,null,null,"n61",null,"EC003249","27.32.13","8544 49 93","https://bitner.com.pl/data/t4_text/649x234_084311281116_XzTKMXpw.JPG","https://bitner.com.pl/data/t4txt_photos/024555280519_2_1_XzTKMXpw.pdf"]
[12743,null,"TELEKOMUNIKACYJNE","TC0027",5902956233738,"XzTKMXpw","15x4x0,8","Kabel telekomunikacyjny miejscowy czwórkowy, wypełniony żelem","BITNER","KMT",1,55297,"PLN",0.23,null,null,null,null,null,null,null,"n61",null,"EC003249","27.32.13","8544 49 93","https://bitner.com.pl/data/t4_text/649x234_084311281116_XzTKMXpw.JPG","https://bitner.com.pl/data/t4txt_photos/024555280519_2_1_XzTKMXpw.pdf"]
[12744,null,"TELEKOMUNIKACYJNE","TC0028",5902956233745,"XzTKMXpw","25x4x0,8","Kabel telekomunikacyjny miejscowy czwórkowy, wypełniony żelem","BITNER","KMT",1,88523,"PLN",0.23,null,null,null,null,null,null,null,"n61",null,"EC003249","27.32.13","8544 49 93","https://bitner.com.pl/data/t4_text/649x234_084311281116_XzTKMXpw.JPG","https://bitner.com.pl/data/t4txt_photos/024555280519_2_1_XzTKMXpw.pdf"]
[12745,null,"TELEKOMUNIKACYJNE","TC0029",5902956233752,"XzTKMXpw","35x4x0,8","Kabel telekomunikacyjny miejscowy czwórkowy, wypełniony żelem","BITNER","KMT",1,123456,"PLN",0.23,null,null,null,null,null,null,null,"n61",null,"EC003249","27.32.13","8544 49 93","https://bitner.com.pl/data/t4_text/649x234_084311281116_XzTKMXpw.JPG","https://bitner.com.pl/data/t4txt_photos/024555280519_2_1_XzTKMXpw.pdf"]
[12746,null,"TELEKOMUNIKACYJNE","TC0030",5902956233769,"XzTKMXpw","50x4x0,8","Kabel telekomunikacyjny miejscowy czwórkowy, wypełniony żelem","BITNER","KMT",1,177179,"PLN",0.23,null,null,null,null,null,null,null,"n61",null,"EC003249","27.32.13","8544 49 93","https://bitner.com.pl/data/t4_text/649x234_084311281116_XzTKMXpw.JPG","https://bitner.com.pl/data/t4txt_photos/024555280519_2_1_XzTKMXpw.pdf"]
[12747,null,"TELEKOMUNIKACYJNE","TP0001",5902956233219,"XzTKMXpw","1x2x0,5","Kabel telekomunikacyjny miejscowy parowy, wypełniony żelem","BITNER","KMT",1,1687,"PLN",0.23,null,null,null,null,null,null,null,"n62",null,"EC003249","27.32.13","8544 49 93","https://bitner.com.pl/data/t4_text/649x234_081010281116_XzTKMXpw.jpg","https://bitner.com.pl/data/t4txt_photos/034329270519_1_XzTKMXpw.pdf"]
[12748,null,"TELEKOMUNIKACYJNE","TP0002",5902956233226,"XzTKMXpw","2x2x0,5","Kabel telekomunikacyjny miejscowy parowy, wypełniony żelem","BITNER","KMT",1,2549,"PLN",0.23,null,null,null,null,null,null,null,"n62",null,"EC003249","27.32.13","8544 49 93","https://bitner.com.pl/data/t4_text/649x234_081010281116_XzTKMXpw.jpg","https://bitner.com.pl/data/t4txt_photos/034329270519_1_XzTKMXpw.pdf"]
[12749,null,"TELEKOMUNIKACYJNE","TP0003",5902956233233,"XzTKMXpw","3x2x0,5","Kabel telekomunikacyjny miejscowy parowy, wypełniony żelem","BITNER","KMT",1,3253,"PLN",0.23,null,null,null,null,null,null,null,"n62",null,"EC003249","27.32.13","8544 49 93","https://bitner.com.pl/data/t4_text/649x234_081010281116_XzTKMXpw.jpg","https://bitner.com.pl/data/t4txt_photos/034329270519_1_XzTKMXpw.pdf"]
[12750,null,"TELEKOMUNIKACYJNE","TP0004",5902956233240,"XzTKMXpw","4x2x0,5","Kabel telekomunikacyjny miejscowy parowy, wypełniony żelem","BITNER","KMT",1,4240,"PLN",0.23,null,null,null,null,null,null,null,"n62",null,"EC003249","27.32.13","8544 49 93","https://bitner.com.pl/data/t4_text/649x234_081010281116_XzTKMXpw.jpg","https://bitner.com.pl/data/t4txt_photos/034329270519_1_XzTKMXpw.pdf"]
[12751,null,"TELEKOMUNIKACYJNE","TP0005",5902956233257,"XzTKMXpw","5x2x0,5","Kabel telekomunikacyjny miejscowy parowy, wypełniony żelem","BITNER","KMT",1,4984,"PLN",0.23,null,null,null,null,null,null,null,"n62",null,"EC003249","27.32.13","8544 49 93","https://bitner.com.pl/data/t4_text/649x234_081010281116_XzTKMXpw.jpg","https://bitner.com.pl/data/t4txt_photos/034329270519_1_XzTKMXpw.pdf"]
[12752,null,"TELEKOMUNIKACYJNE","TP0006",5902956233264,"XzTKMXpw","6x2x0,5","Kabel telekomunikacyjny miejscowy parowy, wypełniony żelem","BITNER","KMT",1,5795,"PLN",0.23,null,null,null,null,null,null,null,"n62",null,"EC003249","27.32.13","8544 49 93","https://bitner.com.pl/data/t4_text/649x234_081010281116_XzTKMXpw.jpg","https://bitner.com.pl/data/t4txt_photos/034329270519_1_XzTKMXpw.pdf"]
[12753,null,"TELEKOMUNIKACYJNE","TP0007",5902956233271,"XzTKMXpw","7x2x0,5","Kabel telekomunikacyjny miejscowy parowy, wypełniony żelem","BITNER","KMT",1,6432,"PLN",0.23,null,null,null,null,null,null,null,"n62",null,"EC003249","27.32.13","8544 49 93","https://bitner.com.pl/data/t4_text/649x234_081010281116_XzTKMXpw.jpg","https://bitner.com.pl/data/t4txt_photos/034329270519_1_XzTKMXpw.pdf"]
[12754,null,"TELEKOMUNIKACYJNE","TP0008",5902956233288,"XzTKMXpw","8x2x0,5","Kabel telekomunikacyjny miejscowy parowy, wypełniony żelem","BITNER","KMT",1,7560,"PLN",0.23,null,null,null,null,null,null,null,"n62",null,"EC003249","27.32.13","8544 49 93","https://bitner.com.pl/data/t4_text/649x234_081010281116_XzTKMXpw.jpg","https://bitner.com.pl/data/t4txt_photos/034329270519_1_XzTKMXpw.pdf"]
[12755,null,"TELEKOMUNIKACYJNE","TP0009",5902956233295,"XzTKMXpw","9x2x0,5","Kabel telekomunikacyjny miejscowy parowy, wypełniony żelem","BITNER","KMT",1,8205,"PLN",0.23,null,null,null,null,null,null,null,"n62",null,"EC003249","27.32.13","8544 49 93","https://bitner.com.pl/data/t4_text/649x234_081010281116_XzTKMXpw.jpg","https://bitner.com.pl/data/t4txt_photos/034329270519_1_XzTKMXpw.pdf"]
[12756,null,"TELEKOMUNIKACYJNE","TP0019",5902956233394,"XzTKMXpw","1x2x0,8","Kabel telekomunikacyjny miejscowy parowy, wypełniony żelem","BITNER","KMT",1,2979,"PLN",0.23,null,null,null,null,null,null,null,"n62",null,"EC003249","27.32.13","8544 49 93","https://bitner.com.pl/data/t4_text/649x234_081010281116_XzTKMXpw.jpg","https://bitner.com.pl/data/t4txt_photos/034329270519_1_XzTKMXpw.pdf"]
[12757,null,"TELEKOMUNIKACYJNE","TP0020",5902956233400,"XzTKMXpw","2x2x0,8","Kabel telekomunikacyjny miejscowy parowy, wypełniony żelem","BITNER","KMT",1,5200,"PLN",0.23,null,null,null,null,null,null,null,"n62",null,"EC003249","27.32.13","8544 49 93","https://bitner.com.pl/data/t4_text/649x234_081010281116_XzTKMXpw.jpg","https://bitner.com.pl/data/t4txt_photos/034329270519_1_XzTKMXpw.pdf"]
[12758,null,"TELEKOMUNIKACYJNE","TP0021",5902956233417,"XzTKMXpw","3x2x0,8","Kabel telekomunikacyjny miejscowy parowy, wypełniony żelem","BITNER","KMT",1,7164,"PLN",0.23,null,null,null,null,null,null,null,"n62",null,"EC003249","27.32.13","8544 49 93","https://bitner.com.pl/data/t4_text/649x234_081010281116_XzTKMXpw.jpg","https://bitner.com.pl/data/t4txt_photos/034329270519_1_XzTKMXpw.pdf"]
[12759,null,"TELEKOMUNIKACYJNE","TP0022",5902956233424,"XzTKMXpw","4x2x0,8","Kabel telekomunikacyjny miejscowy parowy, wypełniony żelem","BITNER","KMT",1,9155,"PLN",0.23,null,null,null,null,null,null,null,"n62",null,"EC003249","27.32.13","8544 49 93","https://bitner.com.pl/data/t4_text/649x234_081010281116_XzTKMXpw.jpg","https://bitner.com.pl/data/t4txt_photos/034329270519_1_XzTKMXpw.pdf"]
[12760,null,"TELEKOMUNIKACYJNE","TP0023",5902956233431,"XzTKMXpw","5x2x0,8","Kabel telekomunikacyjny miejscowy parowy, wypełniony żelem","BITNER","KMT",1,11224,"PLN",0.23,null,null,null,null,null,null,null,"n62",null,"EC003249","27.32.13","8544 49 93","https://bitner.com.pl/data/t4_text/649x234_081010281116_XzTKMXpw.jpg","https://bitner.com.pl/data/t4txt_photos/034329270519_1_XzTKMXpw.pdf"]
[12761,null,"TELEKOMUNIKACYJNE","TP0024",5902956233448,"XzTKMXpw","6x2x0,8","Kabel telekomunikacyjny miejscowy parowy, wypełniony żelem","BITNER","KMT",1,12906,"PLN",0.23,null,null,null,null,null,null,null,"n62",null,"EC003249","27.32.13","8544 49 93","https://bitner.com.pl/data/t4_text/649x234_081010281116_XzTKMXpw.jpg","https://bitner.com.pl/data/t4txt_photos/034329270519_1_XzTKMXpw.pdf"]
[12762,null,"TELEKOMUNIKACYJNE","TP0025",5902956233455,"XzTKMXpw","7x2x0,8","Kabel telekomunikacyjny miejscowy parowy, wypełniony żelem","BITNER","KMT",1,14732,"PLN",0.23,null,null,null,null,null,null,null,"n62",null,"EC003249","27.32.13","8544 49 93","https://bitner.com.pl/data/t4_text/649x234_081010281116_XzTKMXpw.jpg","https://bitner.com.pl/data/t4txt_photos/034329270519_1_XzTKMXpw.pdf"]
[12763,null,"TELEKOMUNIKACYJNE","TP0026",5902956233462,"XzTKMXpw","8x2x0,8","Kabel telekomunikacyjny miejscowy parowy, wypełniony żelem","BITNER","KMT",1,16938,"PLN",0.23,null,null,null,null,null,null,null,"n62",null,"EC003249","27.32.13","8544 49 93","https://bitner.com.pl/data/t4_text/649x234_081010281116_XzTKMXpw.jpg","https://bitner.com.pl/data/t4txt_photos/034329270519_1_XzTKMXpw.pdf"]
[12764,null,"TELEKOMUNIKACYJNE","TP0027",5902956233479,"XzTKMXpw","9x2x0,8","Kabel telekomunikacyjny miejscowy parowy, wypełniony żelem","BITNER","KMT",1,18703,"PLN",0.23,null,null,null,null,null,null,null,"n62",null,"EC003249","27.32.13","8544 49 93","https://bitner.com.pl/data/t4_text/649x234_081010281116_XzTKMXpw.jpg","https://bitner.com.pl/data/t4txt_photos/034329270519_1_XzTKMXpw.pdf"]
[12765,null,"TELEKOMUNIKACYJNE","TC0308",5902956233851,"XzTKMXpwFtZnx","5x4x0,5","Kabel telekomunikacyjny miejscowy czwórkowy opancerzony, wypełniony żelem ","BITNER","KMT",1,14615,"PLN",0.23,null,null,null,null,null,null,null,"n61F",null,"EC003249","27.32.13","8544 49 93","https://bitner.com.pl/data/t4_text/649x234_084902281116_XzTKMXpwFtZnx.JPG","https://bitner.com.pl/data/t4txt_photos/025841280519_2_3_XzTKMXpwFtZnx.pdf"]
[12766,null,"TELEKOMUNIKACYJNE","TC0309",5902956233868,"XzTKMXpwFtZnx","10x4x0,5","Kabel telekomunikacyjny miejscowy czwórkowy opancerzony, wypełniony żelem ","BITNER","KMT",1,21816,"PLN",0.23,null,null,null,null,null,null,null,"n61F",null,"EC003249","27.32.13","8544 49 93","https://bitner.com.pl/data/t4_text/649x234_084902281116_XzTKMXpwFtZnx.JPG","https://bitner.com.pl/data/t4txt_photos/025841280519_2_3_XzTKMXpwFtZnx.pdf"]
[12767,null,"TELEKOMUNIKACYJNE","TC0310",5902956233875,"XzTKMXpwFtZnx","15x4x0,5","Kabel telekomunikacyjny miejscowy czwórkowy opancerzony, wypełniony żelem ","BITNER","KMT",1,29773,"PLN",0.23,null,null,null,null,null,null,null,"n61F",null,"EC003249","27.32.13","8544 49 93","https://bitner.com.pl/data/t4_text/649x234_084902281116_XzTKMXpwFtZnx.JPG","https://bitner.com.pl/data/t4txt_photos/025841280519_2_3_XzTKMXpwFtZnx.pdf"]
[12768,null,"TELEKOMUNIKACYJNE","TC0311",5902956233882,"XzTKMXpwFtZnx","25x4x0,5","Kabel telekomunikacyjny miejscowy czwórkowy opancerzony, wypełniony żelem ","BITNER","KMT",1,44408,"PLN",0.23,null,null,null,null,null,null,null,"n61F",null,"EC003249","27.32.13","8544 49 93","https://bitner.com.pl/data/t4_text/649x234_084902281116_XzTKMXpwFtZnx.JPG","https://bitner.com.pl/data/t4txt_photos/025841280519_2_3_XzTKMXpwFtZnx.pdf"]
[12769,null,"TELEKOMUNIKACYJNE","TC0312",5902956233899,"XzTKMXpwFtZnx","35x4x0,5","Kabel telekomunikacyjny miejscowy czwórkowy opancerzony, wypełniony żelem ","BITNER","KMT",1,59149,"PLN",0.23,null,null,null,null,null,null,null,"n61F",null,"EC003249","27.32.13","8544 49 93","https://bitner.com.pl/data/t4_text/649x234_084902281116_XzTKMXpwFtZnx.JPG","https://bitner.com.pl/data/t4txt_photos/025841280519_2_3_XzTKMXpwFtZnx.pdf"]
[12770,null,"TELEKOMUNIKACYJNE","TC0313",5902956233905,"XzTKMXpwFtZnx","50x4x0,5","Kabel telekomunikacyjny miejscowy czwórkowy opancerzony, wypełniony żelem ","BITNER","KMT",1,87557,"PLN",0.23,null,null,null,null,null,null,null,"n61F",null,"EC003249","27.32.13","8544 49 93","https://bitner.com.pl/data/t4_text/649x234_084902281116_XzTKMXpwFtZnx.JPG","https://bitner.com.pl/data/t4txt_photos/025841280519_2_3_XzTKMXpwFtZnx.pdf"]
[12771,null,"TELEKOMUNIKACYJNE","TC0324",5902956234001,"XzTKMXpwFtZnx","5x4x0,8","Kabel telekomunikacyjny miejscowy czwórkowy opancerzony, wypełniony żelem ","BITNER","KMT",1,26757,"PLN",0.23,null,null,null,null,null,null,null,"n61F",null,"EC003249","27.32.13","8544 49 93","https://bitner.com.pl/data/t4_text/649x234_084902281116_XzTKMXpwFtZnx.JPG","https://bitner.com.pl/data/t4txt_photos/025841280519_2_3_XzTKMXpwFtZnx.pdf"]
[12772,null,"TELEKOMUNIKACYJNE","TC0325",5902956234018,"XzTKMXpwFtZnx","10x4x0,8","Kabel telekomunikacyjny miejscowy czwórkowy opancerzony, wypełniony żelem ","BITNER","KMT",1,44941,"PLN",0.23,null,null,null,null,null,null,null,"n61F",null,"EC003249","27.32.13","8544 49 93","https://bitner.com.pl/data/t4_text/649x234_084902281116_XzTKMXpwFtZnx.JPG","https://bitner.com.pl/data/t4txt_photos/025841280519_2_3_XzTKMXpwFtZnx.pdf"]
[12773,null,"TELEKOMUNIKACYJNE","TC0326",5902956234025,"XzTKMXpwFtZnx","15x4x0,8","Kabel telekomunikacyjny miejscowy czwórkowy opancerzony, wypełniony żelem ","BITNER","KMT",1,65603,"PLN",0.23,null,null,null,null,null,null,null,"n61F",null,"EC003249","27.32.13","8544 49 93","https://bitner.com.pl/data/t4_text/649x234_084902281116_XzTKMXpwFtZnx.JPG","https://bitner.com.pl/data/t4txt_photos/025841280519_2_3_XzTKMXpwFtZnx.pdf"]
[12774,null,"TELEKOMUNIKACYJNE","TC0327",5902956234032,"XzTKMXpwFtZnx","25x4x0,8","Kabel telekomunikacyjny miejscowy czwórkowy opancerzony, wypełniony żelem ","BITNER","KMT",1,103953,"PLN",0.23,null,null,null,null,null,null,null,"n61F",null,"EC003249","27.32.13","8544 49 93","https://bitner.com.pl/data/t4_text/649x234_084902281116_XzTKMXpwFtZnx.JPG","https://bitner.com.pl/data/t4txt_photos/025841280519_2_3_XzTKMXpwFtZnx.pdf"]
[12775,null,"TELEKOMUNIKACYJNE","TC0328",5902956234049,"XzTKMXpwFtZnx","35x4x0,8","Kabel telekomunikacyjny miejscowy czwórkowy opancerzony, wypełniony żelem ","BITNER","KMT",1,142861,"PLN",0.23,null,null,null,null,null,null,null,"n61F",null,"EC003249","27.32.13","8544 49 93","https://bitner.com.pl/data/t4_text/649x234_084902281116_XzTKMXpwFtZnx.JPG","https://bitner.com.pl/data/t4txt_photos/025841280519_2_3_XzTKMXpwFtZnx.pdf"]
[12776,null,"TELEKOMUNIKACYJNE","TC0329",5902956234056,"XzTKMXpwFtZnx","50x4x0,8","Kabel telekomunikacyjny miejscowy czwórkowy opancerzony, wypełniony żelem ","BITNER","KMT",1,200790,"PLN",0.23,null,null,null,null,null,null,null,"n61F",null,"EC003249","27.32.13","8544 49 93","https://bitner.com.pl/data/t4_text/649x234_084902281116_XzTKMXpwFtZnx.JPG","https://bitner.com.pl/data/t4txt_photos/025841280519_2_3_XzTKMXpwFtZnx.pdf"]
[12777,null,"TELEKOMUNIKACYJNE","TC0206",5902956234391,"XzTKMXpwn","5x4x0,5","Kabel telekomunikacyjny miejscowy czwórkowy z linką nośną","BITNER","KMT",1,14879,"PLN",0.23,null,null,null,null,null,null,null,"n61D",null,"EC003249","27.32.13","8544 49 93","https://bitner.com.pl/data/t4_text/649x234_084636281116_XzTKMXpwn.JPG","https://bitner.com.pl/data/t4txt_photos/024921280519_2_2_XzTKMXpwn.pdf"]
[12778,null,"TELEKOMUNIKACYJNE","TC0207",5902956234407,"XzTKMXpwn","10x4x0,5","Kabel telekomunikacyjny miejscowy czwórkowy z linką nośną","BITNER","KMT",1,20956,"PLN",0.23,null,null,null,null,null,null,null,"n61D",null,"EC003249","27.32.13","8544 49 93","https://bitner.com.pl/data/t4_text/649x234_084636281116_XzTKMXpwn.JPG","https://bitner.com.pl/data/t4txt_photos/024921280519_2_2_XzTKMXpwn.pdf"]
[12779,null,"TELEKOMUNIKACYJNE","TC0208",5902956234414,"XzTKMXpwn","15x4x0,5","Kabel telekomunikacyjny miejscowy czwórkowy z linką nośną","BITNER","KMT",1,25898,"PLN",0.23,null,null,null,null,null,null,null,"n61D",null,"EC003249","27.32.13","8544 49 93","https://bitner.com.pl/data/t4_text/649x234_084636281116_XzTKMXpwn.JPG","https://bitner.com.pl/data/t4txt_photos/024921280519_2_2_XzTKMXpwn.pdf"]
[12780,null,"TELEKOMUNIKACYJNE","TC0209",5902956234421,"XzTKMXpwn","25x4x0,5","Kabel telekomunikacyjny miejscowy czwórkowy z linką nośną","BITNER","KMT",1,43651,"PLN",0.23,null,null,null,null,null,null,null,"n61D",null,"EC003249","27.32.13","8544 49 93","https://bitner.com.pl/data/t4_text/649x234_084636281116_XzTKMXpwn.JPG","https://bitner.com.pl/data/t4txt_photos/024921280519_2_2_XzTKMXpwn.pdf"]
[12781,null,"TELEKOMUNIKACYJNE","TC0210",5902956234438,"XzTKMXpwn","35x4x0,5","Kabel telekomunikacyjny miejscowy czwórkowy z linką nośną","BITNER","KMT",1,59771,"PLN",0.23,null,null,null,null,null,null,null,"n61D",null,"EC003249","27.32.13","8544 49 93","https://bitner.com.pl/data/t4_text/649x234_084636281116_XzTKMXpwn.JPG","https://bitner.com.pl/data/t4txt_photos/024921280519_2_2_XzTKMXpwn.pdf"]
[12782,null,"TELEKOMUNIKACYJNE","TC0211",5902956234445,"XzTKMXpwn","50x4x0,5","Kabel telekomunikacyjny miejscowy czwórkowy z linką nośną","BITNER","KMT",1,80963,"PLN",0.23,null,null,null,null,null,null,null,"n61D",null,"EC003249","27.32.13","8544 49 93","https://bitner.com.pl/data/t4_text/649x234_084636281116_XzTKMXpwn.JPG","https://bitner.com.pl/data/t4txt_photos/024921280519_2_2_XzTKMXpwn.pdf"]
[12783,null,"TELEKOMUNIKACYJNE","TC0218",5902956234513,"XzTKMXpwn","5x4x0,8","Kabel telekomunikacyjny miejscowy czwórkowy z linką nośną","BITNER","KMT",1,23142,"PLN",0.23,null,null,null,null,null,null,null,"n61D",null,"EC003249","27.32.13","8544 49 93","https://bitner.com.pl/data/t4_text/649x234_084636281116_XzTKMXpwn.JPG","https://bitner.com.pl/data/t4txt_photos/024921280519_2_2_XzTKMXpwn.pdf"]
[12784,null,"TELEKOMUNIKACYJNE","TC0219",5902956234520,"XzTKMXpwn","10x4x0,8","Kabel telekomunikacyjny miejscowy czwórkowy z linką nośną","BITNER","KMT",1,43930,"PLN",0.23,null,null,null,null,null,null,null,"n61D",null,"EC003249","27.32.13","8544 49 93","https://bitner.com.pl/data/t4_text/649x234_084636281116_XzTKMXpwn.JPG","https://bitner.com.pl/data/t4txt_photos/024921280519_2_2_XzTKMXpwn.pdf"]
[12785,null,"TELEKOMUNIKACYJNE","TC0220",5902956234537,"XzTKMXpwn","15x4x0,8","Kabel telekomunikacyjny miejscowy czwórkowy z linką nośną","BITNER","KMT",1,61424,"PLN",0.23,null,null,null,null,null,null,null,"n61D",null,"EC003249","27.32.13","8544 49 93","https://bitner.com.pl/data/t4_text/649x234_084636281116_XzTKMXpwn.JPG","https://bitner.com.pl/data/t4txt_photos/024921280519_2_2_XzTKMXpwn.pdf"]
[12786,null,"TELEKOMUNIKACYJNE","TC0221",5902956234544,"XzTKMXpwn","25x4x0,8","Kabel telekomunikacyjny miejscowy czwórkowy z linką nośną","BITNER","KMT",1,97911,"PLN",0.23,null,null,null,null,null,null,null,"n61D",null,"EC003249","27.32.13","8544 49 93","https://bitner.com.pl/data/t4_text/649x234_084636281116_XzTKMXpwn.JPG","https://bitner.com.pl/data/t4txt_photos/024921280519_2_2_XzTKMXpwn.pdf"]
[12787,null,"TELEKOMUNIKACYJNE","TC0222",5902956234551,"XzTKMXpwn","35x4x0,8","Kabel telekomunikacyjny miejscowy czwórkowy z linką nośną","BITNER","KMT",1,130475,"PLN",0.23,null,null,null,null,null,null,null,"n61D",null,"EC003249","27.32.13","8544 49 93","https://bitner.com.pl/data/t4_text/649x234_084636281116_XzTKMXpwn.JPG","https://bitner.com.pl/data/t4txt_photos/024921280519_2_2_XzTKMXpwn.pdf"]
[12788,null,"TELEKOMUNIKACYJNE","TP0100",5902956234063,"XzTKMXpwn","1x2x0,5","Kabel telekomunikacyjny miejscowy parowy z linką nośną","BITNER","KMT",1,3471,"PLN",0.23,null,null,null,null,null,null,null,"n62D",null,"EC003249","27.32.13","8544 49 93","https://bitner.com.pl/data/t4_text/649x234_081119281116_XzTKMXpwn.jpg","https://bitner.com.pl/data/t4txt_photos/034821270519_2_XzTKMXpwn.pdf"]
[12789,null,"TELEKOMUNIKACYJNE","TP0101",5902956234070,"XzTKMXpwn","2x2x0,5","Kabel telekomunikacyjny miejscowy parowy z linką nośną","BITNER","KMT",1,4297,"PLN",0.23,null,null,null,null,null,null,null,"n62D",null,"EC003249","27.32.13","8544 49 93","https://bitner.com.pl/data/t4_text/649x234_081119281116_XzTKMXpwn.jpg","https://bitner.com.pl/data/t4txt_photos/034821270519_2_XzTKMXpwn.pdf"]
[12790,null,"TELEKOMUNIKACYJNE","TP0102",5902956234087,"XzTKMXpwn","3x2x0,5","Kabel telekomunikacyjny miejscowy parowy z linką nośną","BITNER","KMT",1,4749,"PLN",0.23,null,null,null,null,null,null,null,"n62D",null,"EC003249","27.32.13","8544 49 93","https://bitner.com.pl/data/t4_text/649x234_081119281116_XzTKMXpwn.jpg","https://bitner.com.pl/data/t4txt_photos/034821270519_2_XzTKMXpwn.pdf"]
[12791,null,"TELEKOMUNIKACYJNE","TP0103",5902956234094,"XzTKMXpwn","4x2x0,5","Kabel telekomunikacyjny miejscowy parowy z linką nośną","BITNER","KMT",1,5677,"PLN",0.23,null,null,null,null,null,null,null,"n62D",null,"EC003249","27.32.13","8544 49 93","https://bitner.com.pl/data/t4_text/649x234_081119281116_XzTKMXpwn.jpg","https://bitner.com.pl/data/t4txt_photos/034821270519_2_XzTKMXpwn.pdf"]
[12792,null,"TELEKOMUNIKACYJNE","TP0104",5902956234100,"XzTKMXpwn","5x2x0,5","Kabel telekomunikacyjny miejscowy parowy z linką nośną","BITNER","KMT",1,6261,"PLN",0.23,null,null,null,null,null,null,null,"n62D",null,"EC003249","27.32.13","8544 49 93","https://bitner.com.pl/data/t4_text/649x234_081119281116_XzTKMXpwn.jpg","https://bitner.com.pl/data/t4txt_photos/034821270519_2_XzTKMXpwn.pdf"]
[12793,null,"TELEKOMUNIKACYJNE","TP0105",5902956234117,"XzTKMXpwn","6x2x0,5","Kabel telekomunikacyjny miejscowy parowy z linką nośną","BITNER","KMT",1,8202,"PLN",0.23,null,null,null,null,null,null,null,"n62D",null,"EC003249","27.32.13","8544 49 93","https://bitner.com.pl/data/t4_text/649x234_081119281116_XzTKMXpwn.jpg","https://bitner.com.pl/data/t4txt_photos/034821270519_2_XzTKMXpwn.pdf"]
[12794,null,"TELEKOMUNIKACYJNE","TP0106",5902956234124,"XzTKMXpwn","7x2x0,5","Kabel telekomunikacyjny miejscowy parowy z linką nośną","BITNER","KMT",1,8772,"PLN",0.23,null,null,null,null,null,null,null,"n62D",null,"EC003249","27.32.13","8544 49 93","https://bitner.com.pl/data/t4_text/649x234_081119281116_XzTKMXpwn.jpg","https://bitner.com.pl/data/t4txt_photos/034821270519_2_XzTKMXpwn.pdf"]
[12795,null,"TELEKOMUNIKACYJNE","TP0107",5902956234131,"XzTKMXpwn","8x2x0,5","Kabel telekomunikacyjny miejscowy parowy z linką nośną","BITNER","KMT",1,9539,"PLN",0.23,null,null,null,null,null,null,null,"n62D",null,"EC003249","27.32.13","8544 49 93","https://bitner.com.pl/data/t4_text/649x234_081119281116_XzTKMXpwn.jpg","https://bitner.com.pl/data/t4txt_photos/034821270519_2_XzTKMXpwn.pdf"]
[12796,null,"TELEKOMUNIKACYJNE","TP0108",5902956234148,"XzTKMXpwn","9x2x0,5","Kabel telekomunikacyjny miejscowy parowy z linką nośną","BITNER","KMT",1,10192,"PLN",0.23,null,null,null,null,null,null,null,"n62D",null,"EC003249","27.32.13","8544 49 93","https://bitner.com.pl/data/t4_text/649x234_081119281116_XzTKMXpwn.jpg","https://bitner.com.pl/data/t4txt_photos/034821270519_2_XzTKMXpwn.pdf"]
[12797,null,"TELEKOMUNIKACYJNE","TP0118",5902956234247,"XzTKMXpwn","1x2x0,8","Kabel telekomunikacyjny miejscowy parowy z linką nośną","BITNER","KMT",1,4488,"PLN",0.23,null,null,null,null,null,null,null,"n62D",null,"EC003249","27.32.13","8544 49 93","https://bitner.com.pl/data/t4_text/649x234_081119281116_XzTKMXpwn.jpg","https://bitner.com.pl/data/t4txt_photos/034821270519_2_XzTKMXpwn.pdf"]
[12798,null,"TELEKOMUNIKACYJNE","TP0119",5902956234254,"XzTKMXpwn","2x2x0,8","Kabel telekomunikacyjny miejscowy parowy z linką nośną","BITNER","KMT",1,6419,"PLN",0.23,null,null,null,null,null,null,null,"n62D",null,"EC003249","27.32.13","8544 49 93","https://bitner.com.pl/data/t4_text/649x234_081119281116_XzTKMXpwn.jpg","https://bitner.com.pl/data/t4txt_photos/034821270519_2_XzTKMXpwn.pdf"]
[12799,null,"TELEKOMUNIKACYJNE","TP0120",5902956234261,"XzTKMXpwn","3x2x0,8","Kabel telekomunikacyjny miejscowy parowy z linką nośną","BITNER","KMT",1,9208,"PLN",0.23,null,null,null,null,null,null,null,"n62D",null,"EC003249","27.32.13","8544 49 93","https://bitner.com.pl/data/t4_text/649x234_081119281116_XzTKMXpwn.jpg","https://bitner.com.pl/data/t4txt_photos/034821270519_2_XzTKMXpwn.pdf"]
[12800,null,"TELEKOMUNIKACYJNE","TP0121",5902956234278,"XzTKMXpwn","4x2x0,8","Kabel telekomunikacyjny miejscowy parowy z linką nośną","BITNER","KMT",1,11068,"PLN",0.23,null,null,null,null,null,null,null,"n62D",null,"EC003249","27.32.13","8544 49 93","https://bitner.com.pl/data/t4_text/649x234_081119281116_XzTKMXpwn.jpg","https://bitner.com.pl/data/t4txt_photos/034821270519_2_XzTKMXpwn.pdf"]
[12801,null,"TELEKOMUNIKACYJNE","TP0122",5902956234285,"XzTKMXpwn","5x2x0,8","Kabel telekomunikacyjny miejscowy parowy z linką nośną","BITNER","KMT",1,15930,"PLN",0.23,null,null,null,null,null,null,null,"n62D",null,"EC003249","27.32.13","8544 49 93","https://bitner.com.pl/data/t4_text/649x234_081119281116_XzTKMXpwn.jpg","https://bitner.com.pl/data/t4txt_photos/034821270519_2_XzTKMXpwn.pdf"]
[12802,null,"TELEKOMUNIKACYJNE","TP0123",5902956234292,"XzTKMXpwn","6x2x0,8","Kabel telekomunikacyjny miejscowy parowy z linką nośną","BITNER","KMT",1,17260,"PLN",0.23,null,null,null,null,null,null,null,"n62D",null,"EC003249","27.32.13","8544 49 93","https://bitner.com.pl/data/t4_text/649x234_081119281116_XzTKMXpwn.jpg","https://bitner.com.pl/data/t4txt_photos/034821270519_2_XzTKMXpwn.pdf"]
[12803,null,"TELEKOMUNIKACYJNE","TP0124",5902956234308,"XzTKMXpwn","7x2x0,8","Kabel telekomunikacyjny miejscowy parowy z linką nośną","BITNER","KMT",1,18495,"PLN",0.23,null,null,null,null,null,null,null,"n62D",null,"EC003249","27.32.13","8544 49 93","https://bitner.com.pl/data/t4_text/649x234_081119281116_XzTKMXpwn.jpg","https://bitner.com.pl/data/t4txt_photos/034821270519_2_XzTKMXpwn.pdf"]
[12804,null,"TELEKOMUNIKACYJNE","TP0125",5902956234315,"XzTKMXpwn","8x2x0,8","Kabel telekomunikacyjny miejscowy parowy z linką nośną","BITNER","KMT",1,20540,"PLN",0.23,null,null,null,null,null,null,null,"n62D",null,"EC003249","27.32.13","8544 49 93","https://bitner.com.pl/data/t4_text/649x234_081119281116_XzTKMXpwn.jpg","https://bitner.com.pl/data/t4txt_photos/034821270519_2_XzTKMXpwn.pdf"]
[12805,null,"TELEKOMUNIKACYJNE","TP0126",5902956234322,"XzTKMXpwn","9x2x0,8","Kabel telekomunikacyjny miejscowy parowy z linką nośną","BITNER","KMT",1,22244,"PLN",0.23,null,null,null,null,null,null,null,"n62D",null,"EC003249","27.32.13","8544 49 93","https://bitner.com.pl/data/t4_text/649x234_081119281116_XzTKMXpwn.jpg","https://bitner.com.pl/data/t4txt_photos/034821270519_2_XzTKMXpwn.pdf"]
[12806,null,"TELEKOMUNIKACYJNE","LF0207",5902956293275,"XzWDXpekw 75 1,05/5,0","1,05/5,0","Przewód koncentryczny wielkiej czestotliwości","BITNER","KMT",1,7879,"PLN",0.23,null,null,null,null,null,null,null,"n72A",null,"EC000019","27.32.12","8544 20 00","https://bitner.com.pl/data/t4_text/649x234_084311220420_27_XzWDXpekw_75_1_05_5_0.jpg","https://bitner.com.pl/data/t4txt_photos/084445220420_XzWDXpekw%2075%201,05_5,0.pdf"]
[12807,null,"TELEKOMUNIKACYJNE","LT0104",5902956293329,"YASp 75 0,59/3,7","0,59/3,7+2x0,50","Przewód koncentryczny z żyłami zasilającymi","BITNER","KMT",1,6087,"PLN",0.23,null,null,null,null,null,null,null,"n72",null,"EC001579","27.32.12","8544 49 95","https://bitner.com.pl/data/t4_text/649x234_063609291116_YASp%2075%200,8_3,7.JPG","https://bitner.com.pl/data/t4txt_photos/032533290519_4_10_YASp_75_0_83_7.pdf"]
[12808,null,"TELEKOMUNIKACYJNE","LT0004",5902956293336,"YASp 75 0,8/3,7","0,8/3,7+2x0,35","Przewód koncentryczny z żyłami zasilającymi","BITNER","KMT",1,5961,"PLN",0.23,null,null,null,null,null,null,null,"n72",null,"EC001579","27.32.12","8544 49 95","https://bitner.com.pl/data/t4_text/649x234_063609291116_YASp%2075%200,8_3,7.JPG","https://bitner.com.pl/data/t4txt_photos/032533290519_4_10_YASp_75_0_83_7.pdf"]
[12809,null,"TELEKOMUNIKACYJNE","LT0005",5902956293343,"YASp 75 0,8/3,7","0,8/3,7+2x0,5","Przewód koncentryczny z żyłami zasilającymi","BITNER","KMT",1,6435,"PLN",0.23,null,null,null,null,null,null,null,"n72",null,"EC001579","27.32.12","8544 49 95","https://bitner.com.pl/data/t4_text/649x234_063609291116_YASp%2075%200,8_3,7.JPG","https://bitner.com.pl/data/t4txt_photos/032533290519_4_10_YASp_75_0_83_7.pdf"]
[12810,null,"TELEKOMUNIKACYJNE","LT0006",5902956293350,"YASp 75 0,8/3,7","0,8/3,7+2x0,75","Przewód koncentryczny wielkiej częstotliwości","BITNER","KMT",1,7570,"PLN",0.23,null,null,null,null,null,null,null,"n72",null,"EC001579","27.32.12","8544 49 95","https://bitner.com.pl/data/t4_text/649x234_063609291116_YASp%2075%200,8_3,7.JPG","https://bitner.com.pl/data/t4txt_photos/032533290519_4_10_YASp_75_0_83_7.pdf"]
[12811,null,"TELEKOMUNIKACYJNE","LT0007",5902956293367,"YASp 75 0,8/3,7","0,8/3,7+3x0,35","Przewód koncentryczny z żyłami zasilającymi","BITNER","KMT",1,6842,"PLN",0.23,null,null,null,null,null,null,null,"n72",null,"EC001579","27.32.12","8544 49 95","https://bitner.com.pl/data/t4_text/649x234_063609291116_YASp%2075%200,8_3,7.JPG","https://bitner.com.pl/data/t4txt_photos/032533290519_4_10_YASp_75_0_83_7.pdf"]
[12812,null,"TELEKOMUNIKACYJNE","LT0008",5902956293374,"YASp 75 0,8/3,7","0,8/3,7+3x0,5","Przewód koncentryczny z żyłami zasilającymi","BITNER","KMT",1,7726,"PLN",0.23,null,null,null,null,null,null,null,"n72",null,"EC001579","27.32.12","8544 49 95","https://bitner.com.pl/data/t4_text/649x234_063609291116_YASp%2075%200,8_3,7.JPG","https://bitner.com.pl/data/t4txt_photos/032533290519_4_10_YASp_75_0_83_7.pdf"]
[12813,null,"TELEKOMUNIKACYJNE","LT0009",5902956293381,"YASp 75 0,8/3,7","0,8/3,7+3x0,75","Przewód koncentryczny z żyłami zasilającymi","BITNER","KMT",1,9338,"PLN",0.23,null,null,null,null,null,null,null,"n72",null,"EC001579","27.32.12","8544 49 95","https://bitner.com.pl/data/t4_text/649x234_063609291116_YASp%2075%200,8_3,7.JPG","https://bitner.com.pl/data/t4txt_photos/032533290519_4_10_YASp_75_0_83_7.pdf"]
[12814,null,"TELEKOMUNIKACYJNE","LT0010",5902956293398,"YASp 75 0,8/3,7","0,8/3,7+4x0,35","Przewód koncentryczny z żyłami zasilającymi","BITNER","KMT",1,7879,"PLN",0.23,null,null,null,null,null,null,null,"n72",null,"EC001579","27.32.12","8544 49 95","https://bitner.com.pl/data/t4_text/649x234_063609291116_YASp%2075%200,8_3,7.JPG","https://bitner.com.pl/data/t4txt_photos/032533290519_4_10_YASp_75_0_83_7.pdf"]
[12815,null,"TELEKOMUNIKACYJNE","LT0011",5902956293404,"YASp 75 0,8/3,7","0,8/3,7+4x0,5","Przewód koncentryczny z żyłami zasilającymi","BITNER","KMT",1,9008,"PLN",0.23,null,null,null,null,null,null,null,"n72",null,"EC001579","27.32.12","8544 49 95","https://bitner.com.pl/data/t4_text/649x234_063609291116_YASp%2075%200,8_3,7.JPG","https://bitner.com.pl/data/t4txt_photos/032533290519_4_10_YASp_75_0_83_7.pdf"]
[12816,null,"TELEKOMUNIKACYJNE","LT0012",5902956293411,"YASp 75 0,8/3,7","0,8/3,7+4x0,75","Przewód koncentryczny z żyłami zasilającymi","BITNER","KMT",1,11123,"PLN",0.23,null,null,null,null,null,null,null,"n72",null,"EC001579","27.32.12","8544 49 95","https://bitner.com.pl/data/t4_text/649x234_063609291116_YASp%2075%200,8_3,7.JPG","https://bitner.com.pl/data/t4txt_photos/032533290519_4_10_YASp_75_0_83_7.pdf"]
[12817,null,"TELEKOMUNIKACYJNE","LA0050",5902956326218,"BiTprotect 2x0,5mm","2x0,5","Kable telekomunikacyjne, domofonowe, do systemów alarmowych","BITNER","KMT",1,1205,"PLN",0.23,null,null,null,null,null,null,null,"n74",null,"EC003249","27.32.13","8544 49 95","https://bitner.com.pl/data/t4_text/649x234_09265861020_bitprotect.jpg","https://bitner.com.pl/data/t4txt_photos/09273861020_BiTprotect.pdf"]
[12818,null,"TELEKOMUNIKACYJNE","LA0051",5902956326225,"BiTprotect 4x0,5mm","4x0,5","Kable telekomunikacyjne, domofonowe, do systemów alarmowych","BITNER","KMT",1,1535,"PLN",0.23,null,null,null,null,null,null,null,"n74",null,"EC003249","27.32.13","8544 49 95","https://bitner.com.pl/data/t4_text/649x234_09265861020_bitprotect.jpg","https://bitner.com.pl/data/t4txt_photos/09273861020_BiTprotect.pdf"]
[12819,null,"TELEKOMUNIKACYJNE","LA0052",5902956325792,"BiTprotect 6x0,5mm","6x0,5","Kable telekomunikacyjne, domofonowe, do systemów alarmowych","BITNER","KMT",1,2283,"PLN",0.23,null,null,null,null,null,null,null,"n74",null,"EC003249","27.32.13","8544 49 95","https://bitner.com.pl/data/t4_text/649x234_09265861020_bitprotect.jpg","https://bitner.com.pl/data/t4txt_photos/09273861020_BiTprotect.pdf"]
[12820,null,"TELEKOMUNIKACYJNE","LA0053",5902956325815,"BiTprotect 8x0,5mm","8x0,5","Kable telekomunikacyjne, domofonowe, do systemów alarmowych","BITNER","KMT",1,3019,"PLN",0.23,null,null,null,null,null,null,null,"n74",null,"EC003249","27.32.13","8544 49 95","https://bitner.com.pl/data/t4_text/649x234_09265861020_bitprotect.jpg","https://bitner.com.pl/data/t4txt_photos/09273861020_BiTprotect.pdf"]
[12821,null,"TELEKOMUNIKACYJNE","LA0054",5902956325839,"BiTprotect 10x0,5mm","10x0,5","Kable telekomunikacyjne, domofonowe, do systemów alarmowych","BITNER","KMT",1,3727,"PLN",0.23,null,null,null,null,null,null,null,"n74",null,"EC003249","27.32.13","8544 49 95","https://bitner.com.pl/data/t4_text/649x234_09265861020_bitprotect.jpg","https://bitner.com.pl/data/t4txt_photos/09273861020_BiTprotect.pdf"]
[12822,null,"TELEKOMUNIKACYJNE","LA0055",5902956329530,"BiTprotect 12x0,5mm","12x0,5","Kable telekomunikacyjne, domofonowe, do systemów alarmowych","BITNER","KMT",1,4862,"PLN",0.23,null,null,null,null,null,null,null,"n74",null,"EC003249","27.32.13","8544 49 95","https://bitner.com.pl/data/t4_text/649x234_09265861020_bitprotect.jpg","https://bitner.com.pl/data/t4txt_photos/09273861020_BiTprotect.pdf"]
[12823,null,"TELEKOMUNIKACYJNE","LA0150",5902956325853,"BiTprotect (St) 2x0,5mm","2x0,5","Kable telekomunikacyjne ekranowane, domofonowe, do systemów alarmowych","BITNER","KMT",1,1691,"PLN",0.23,null,null,null,null,null,null,null,"n74",null,"EC003249","27.32.13","8544 49 95","https://bitner.com.pl/data/t4_text/649x234_093008141220_BiTprotect(St)-pion.jpg","https://bitner.com.pl/data/t4_text/649x234_093008141220_BiTprotect(St)-pion.jpg"]
[12824,null,"TELEKOMUNIKACYJNE","LA0151",5902956329554,"BiTprotect (St) 4x0,5mm","4x0,5","Kable telekomunikacyjne ekranowane, domofonowe, do systemów alarmowych","BITNER","KMT",1,2337,"PLN",0.23,null,null,null,null,null,null,null,"n74",null,"EC003249","27.32.13","8544 49 95","https://bitner.com.pl/data/t4_text/649x234_093008141220_BiTprotect(St)-pion.jpg","https://bitner.com.pl/data/t4_text/649x234_093008141220_BiTprotect(St)-pion.jpg"]
[12825,null,"TELEKOMUNIKACYJNE","LA0152",5902956329561,"BiTprotect (St) 6x0,5mm","6x0,5","Kable telekomunikacyjne ekranowane, domofonowe, do systemów alarmowych","BITNER","KMT",1,3260,"PLN",0.23,null,null,null,null,null,null,null,"n74",null,"EC003249","27.32.13","8544 49 95","https://bitner.com.pl/data/t4_text/649x234_093008141220_BiTprotect(St)-pion.jpg","https://bitner.com.pl/data/t4_text/649x234_093008141220_BiTprotect(St)-pion.jpg"]
[12826,null,"TELEKOMUNIKACYJNE","LA0153",5902956325914,"BiTprotect (St) 8x0,5mm","8x0,5","Kable telekomunikacyjne ekranowane, domofonowe, do systemów alarmowych","BITNER","KMT",1,4222,"PLN",0.23,null,null,null,null,null,null,null,"n74",null,"EC003249","27.32.13","8544 49 95","https://bitner.com.pl/data/t4_text/649x234_093008141220_BiTprotect(St)-pion.jpg","https://bitner.com.pl/data/t4_text/649x234_093008141220_BiTprotect(St)-pion.jpg"]
[12827,null,"TELEKOMUNIKACYJNE","LA0154",5902956325938,"BiTprotect (St) 10x0,5mm","10x0,5","Kable telekomunikacyjne ekranowane, domofonowe, do systemów alarmowych","BITNER","KMT",1,5145,"PLN",0.23,null,null,null,null,null,null,null,"n74",null,"EC003249","27.32.13","8544 49 95","https://bitner.com.pl/data/t4_text/649x234_093008141220_BiTprotect(St)-pion.jpg","https://bitner.com.pl/data/t4_text/649x234_093008141220_BiTprotect(St)-pion.jpg"]
[12828,null,"TELEKOMUNIKACYJNE","TS0002",5902956235381,"YTKSY","1x2x0,5","Kabel telekomunikacyjny stacyjny","BITNER","KMT",1,945,"PLN",0.23,null,null,null,null,null,null,null,"n65",null,"EC003249","27.32.13","8544 49 93","https://bitner.com.pl/data/t4_text/649x234_020905291116_YTKSY.JPG","https://bitner.com.pl/data/t4txt_photos/124316290519_3_1_YTKSY.pdf"]
[12829,null,"TELEKOMUNIKACYJNE","TS0003",5902956235398,"YTKSY","2x2x0,5","Kabel telekomunikacyjny stacyjny","BITNER","KMT",1,1740,"PLN",0.23,null,null,null,null,null,null,null,"n65",null,"EC003249","27.32.13","8544 49 93","https://bitner.com.pl/data/t4_text/649x234_020905291116_YTKSY.JPG","https://bitner.com.pl/data/t4txt_photos/124316290519_3_1_YTKSY.pdf"]
[12830,null,"TELEKOMUNIKACYJNE","TS0005",5902956235404,"YTKSY","3x2x0,5","Kabel telekomunikacyjny stacyjny","BITNER","KMT",1,2470,"PLN",0.23,null,null,null,null,null,null,null,"n65",null,"EC003249","27.32.13","8544 49 93","https://bitner.com.pl/data/t4_text/649x234_020905291116_YTKSY.JPG","https://bitner.com.pl/data/t4txt_photos/124316290519_3_1_YTKSY.pdf"]
[12831,null,"TELEKOMUNIKACYJNE","TS0006",5902956293428,"YTKSY","4x2x0,5","Kabel telekomunikacyjny stacyjny","BITNER","KMT",1,3196,"PLN",0.23,null,null,null,null,null,null,null,"n65",null,"EC003249","27.32.13","8544 49 93","https://bitner.com.pl/data/t4_text/649x234_020905291116_YTKSY.JPG","https://bitner.com.pl/data/t4txt_photos/124316290519_3_1_YTKSY.pdf"]
[12832,null,"TELEKOMUNIKACYJNE","TS0007",5902956235411,"YTKSY","5x2x0,5","Kabel telekomunikacyjny stacyjny","BITNER","KMT",1,3949,"PLN",0.23,null,null,null,null,null,null,null,"n65",null,"EC003249","27.32.13","8544 49 93","https://bitner.com.pl/data/t4_text/649x234_020905291116_YTKSY.JPG","https://bitner.com.pl/data/t4txt_photos/124316290519_3_1_YTKSY.pdf"]
[12833,null,"TELEKOMUNIKACYJNE","TS0008",5902956235428,"YTKSY","6x2x0,5","Kabel telekomunikacyjny stacyjny","BITNER","KMT",1,4784,"PLN",0.23,null,null,null,null,null,null,null,"n65",null,"EC003249","27.32.13","8544 49 93","https://bitner.com.pl/data/t4_text/649x234_020905291116_YTKSY.JPG","https://bitner.com.pl/data/t4txt_photos/124316290519_3_1_YTKSY.pdf"]
[12834,null,"TELEKOMUNIKACYJNE","TS0009",5902956235435,"YTKSY","7x2x0,5","Kabel telekomunikacyjny stacyjny","BITNER","KMT",1,5538,"PLN",0.23,null,null,null,null,null,null,null,"n65",null,"EC003249","27.32.13","8544 49 93","https://bitner.com.pl/data/t4_text/649x234_020905291116_YTKSY.JPG","https://bitner.com.pl/data/t4txt_photos/124316290519_3_1_YTKSY.pdf"]
[12835,null,"TELEKOMUNIKACYJNE","TS0010",5902956293435,"YTKSY","8x2x0,5","Kabel telekomunikacyjny stacyjny","BITNER","KMT",1,6277,"PLN",0.23,null,null,null,null,null,null,null,"n65",null,"EC003249","27.32.13","8544 49 93","https://bitner.com.pl/data/t4_text/649x234_020905291116_YTKSY.JPG","https://bitner.com.pl/data/t4txt_photos/124316290519_3_1_YTKSY.pdf"]
[12836,null,"TELEKOMUNIKACYJNE","TS0011",5902956235442,"YTKSY","10x2x0,5","Kabel telekomunikacyjny stacyjny","BITNER","KMT",1,7743,"PLN",0.23,null,null,null,null,null,null,null,"n65",null,"EC003249","27.32.13","8544 49 93","https://bitner.com.pl/data/t4_text/649x234_020905291116_YTKSY.JPG","https://bitner.com.pl/data/t4txt_photos/124316290519_3_1_YTKSY.pdf"]
[12837,null,"TELEKOMUNIKACYJNE","TS0012",5902956235459,"YTKSY","12x2x0,5","Kabel telekomunikacyjny stacyjny","BITNER","KMT",1,9204,"PLN",0.23,null,null,null,null,null,null,null,"n65",null,"EC003249","27.32.13","8544 49 93","https://bitner.com.pl/data/t4_text/649x234_020905291116_YTKSY.JPG","https://bitner.com.pl/data/t4txt_photos/124316290519_3_1_YTKSY.pdf"]
[12838,null,"TELEKOMUNIKACYJNE","TS0013",5902956235466,"YTKSY","14x2x0,5","Kabel telekomunikacyjny stacyjny","BITNER","KMT",1,10667,"PLN",0.23,null,null,null,null,null,null,null,"n65",null,"EC003249","27.32.13","8544 49 93","https://bitner.com.pl/data/t4_text/649x234_020905291116_YTKSY.JPG","https://bitner.com.pl/data/t4txt_photos/124316290519_3_1_YTKSY.pdf"]
[12839,null,"TELEKOMUNIKACYJNE","TS0014",5902956293442,"YTKSY","20x2x0,5","Kabel telekomunikacyjny stacyjny","BITNER","KMT",1,15192,"PLN",0.23,null,null,null,null,null,null,null,"n65",null,"EC003249","27.32.13","8544 49 93","https://bitner.com.pl/data/t4_text/649x234_020905291116_YTKSY.JPG","https://bitner.com.pl/data/t4txt_photos/124316290519_3_1_YTKSY.pdf"]
[12840,null,"TELEKOMUNIKACYJNE","TS0015",5902956235473,"YTKSY","21x2x0,5","Kabel telekomunikacyjny stacyjny","BITNER","KMT",1,15925,"PLN",0.23,null,null,null,null,null,null,null,"n65",null,"EC003249","27.32.13","8544 49 93","https://bitner.com.pl/data/t4_text/649x234_020905291116_YTKSY.JPG","https://bitner.com.pl/data/t4txt_photos/124316290519_3_1_YTKSY.pdf"]
[12841,null,"TELEKOMUNIKACYJNE","TS0016",5902956293459,"YTKSY","25x2x0,5","Kabel telekomunikacyjny stacyjny","BITNER","KMT",1,19289,"PLN",0.23,null,null,null,null,null,null,null,"n65",null,"EC003249","27.32.13","8544 49 93","https://bitner.com.pl/data/t4_text/649x234_020905291116_YTKSY.JPG","https://bitner.com.pl/data/t4txt_photos/124316290519_3_1_YTKSY.pdf"]
[12842,null,"TELEKOMUNIKACYJNE","TS0017",5902956235480,"YTKSY","28x2x0,5","Kabel telekomunikacyjny stacyjny","BITNER","KMT",1,21540,"PLN",0.23,null,null,null,null,null,null,null,"n65",null,"EC003249","27.32.13","8544 49 93","https://bitner.com.pl/data/t4_text/649x234_020905291116_YTKSY.JPG","https://bitner.com.pl/data/t4txt_photos/124316290519_3_1_YTKSY.pdf"]
[12843,null,"TELEKOMUNIKACYJNE","TS0018",5902956235497,"YTKSY","30x2x0,5","Kabel telekomunikacyjny stacyjny","BITNER","KMT",1,22899,"PLN",0.23,null,null,null,null,null,null,null,"n65",null,"EC003249","27.32.13","8544 49 93","https://bitner.com.pl/data/t4_text/649x234_020905291116_YTKSY.JPG","https://bitner.com.pl/data/t4txt_photos/124316290519_3_1_YTKSY.pdf"]
[12844,null,"TELEKOMUNIKACYJNE","TS0019",5902956235503,"YTKSY","35x2x0,5","Kabel telekomunikacyjny stacyjny","BITNER","KMT",1,26718,"PLN",0.23,null,null,null,null,null,null,null,"n65",null,"EC003249","27.32.13","8544 49 93","https://bitner.com.pl/data/t4_text/649x234_020905291116_YTKSY.JPG","https://bitner.com.pl/data/t4txt_photos/124316290519_3_1_YTKSY.pdf"]
[12845,null,"TELEKOMUNIKACYJNE","TS0022",5902956235534,"YTKSY","53x2x0,5","Kabel telekomunikacyjny stacyjny","BITNER","KMT",1,39718,"PLN",0.23,null,null,null,null,null,null,null,"n65",null,"EC003249","27.32.13","8544 49 93","https://bitner.com.pl/data/t4_text/649x234_020905291116_YTKSY.JPG","https://bitner.com.pl/data/t4txt_photos/124316290519_3_1_YTKSY.pdf"]
[12846,null,"TELEKOMUNIKACYJNE","TS0028",5902956235640,"YTKSY","1x2x0,8","Kabel telekomunikacyjny stacyjny","BITNER","KMT",1,2205,"PLN",0.23,null,null,null,null,null,null,null,"n65",null,"EC003249","27.32.13","8544 49 93","https://bitner.com.pl/data/t4_text/649x234_020905291116_YTKSY.JPG","https://bitner.com.pl/data/t4txt_photos/124316290519_3_1_YTKSY.pdf"]
[12847,null,"TELEKOMUNIKACYJNE","TS0029",5902956235657,"YTKSY","2x2x0,8","Kabel telekomunikacyjny stacyjny","BITNER","KMT",1,4209,"PLN",0.23,null,null,null,null,null,null,null,"n65",null,"EC003249","27.32.13","8544 49 93","https://bitner.com.pl/data/t4_text/649x234_020905291116_YTKSY.JPG","https://bitner.com.pl/data/t4txt_photos/124316290519_3_1_YTKSY.pdf"]
[12848,null,"TELEKOMUNIKACYJNE","TS0030",5902956293466,"YTKSY","1x4x0,8","Kabel telekomunikacyjny stacyjny","BITNER","KMT",1,4132,"PLN",0.23,null,null,null,null,null,null,null,"n65",null,"EC003249","27.32.13","8544 49 93","https://bitner.com.pl/data/t4_text/649x234_020905291116_YTKSY.JPG","https://bitner.com.pl/data/t4txt_photos/124316290519_3_1_YTKSY.pdf"]
[12849,null,"TELEKOMUNIKACYJNE","TS0031",5902956235664,"YTKSY","3x2x0,8","Kabel telekomunikacyjny stacyjny","BITNER","KMT",1,6239,"PLN",0.23,null,null,null,null,null,null,null,"n65",null,"EC003249","27.32.13","8544 49 93","https://bitner.com.pl/data/t4_text/649x234_020905291116_YTKSY.JPG","https://bitner.com.pl/data/t4txt_photos/124316290519_3_1_YTKSY.pdf"]
[12850,null,"TELEKOMUNIKACYJNE","TS0032",5902956235671,"YTKSY","5x2x0,8","Kabel telekomunikacyjny stacyjny","BITNER","KMT",1,10123,"PLN",0.23,null,null,null,null,null,null,null,"n65",null,"EC003249","27.32.13","8544 49 93","https://bitner.com.pl/data/t4_text/649x234_020905291116_YTKSY.JPG","https://bitner.com.pl/data/t4txt_photos/124316290519_3_1_YTKSY.pdf"]
[12851,null,"TELEKOMUNIKACYJNE","TS0033",5902956235688,"YTKSY","6x2x0,8","Kabel telekomunikacyjny stacyjny","BITNER","KMT",1,12154,"PLN",0.23,null,null,null,null,null,null,null,"n65",null,"EC003249","27.32.13","8544 49 93","https://bitner.com.pl/data/t4_text/649x234_020905291116_YTKSY.JPG","https://bitner.com.pl/data/t4txt_photos/124316290519_3_1_YTKSY.pdf"]
[12852,null,"TELEKOMUNIKACYJNE","TS0034",5902956235695,"YTKSY","7x2x0,8","Kabel telekomunikacyjny stacyjny","BITNER","KMT",1,14290,"PLN",0.23,null,null,null,null,null,null,null,"n65",null,"EC003249","27.32.13","8544 49 93","https://bitner.com.pl/data/t4_text/649x234_020905291116_YTKSY.JPG","https://bitner.com.pl/data/t4txt_photos/124316290519_3_1_YTKSY.pdf"]
[12853,null,"TELEKOMUNIKACYJNE","TS0035",5902956235701,"YTKSY","10x2x0,8","Kabel telekomunikacyjny stacyjny","BITNER","KMT",1,19985,"PLN",0.23,null,null,null,null,null,null,null,"n65",null,"EC003249","27.32.13","8544 49 93","https://bitner.com.pl/data/t4_text/649x234_020905291116_YTKSY.JPG","https://bitner.com.pl/data/t4txt_photos/124316290519_3_1_YTKSY.pdf"]
[12854,null,"TELEKOMUNIKACYJNE","TS0036",5902956235732,"YTKSY","21x2x0,8","Kabel telekomunikacyjny stacyjny","BITNER","KMT",1,41058,"PLN",0.23,null,null,null,null,null,null,null,"n65",null,"EC003249","27.32.13","8544 49 93","https://bitner.com.pl/data/t4_text/649x234_020905291116_YTKSY.JPG","https://bitner.com.pl/data/t4txt_photos/124316290519_3_1_YTKSY.pdf"]
[12855,null,"TELEKOMUNIKACYJNE","TS0053",5902956235718,"YTKSY","12x2x0,8","Kabel telekomunikacyjny stacyjny","BITNER","KMT",1,23954,"PLN",0.23,null,null,null,null,null,null,null,"n65",null,"EC003249","27.32.13","8544 49 93","https://bitner.com.pl/data/t4_text/649x234_020905291116_YTKSY.JPG","https://bitner.com.pl/data/t4txt_photos/124316290519_3_1_YTKSY.pdf"]
[12856,null,"TELEKOMUNIKACYJNE","TS0054",5902956235725,"YTKSY","14x2x0,8","Kabel telekomunikacyjny stacyjny","BITNER","KMT",1,27808,"PLN",0.23,null,null,null,null,null,null,null,"n65",null,"EC003249","27.32.13","8544 49 93","https://bitner.com.pl/data/t4_text/649x234_020905291116_YTKSY.JPG","https://bitner.com.pl/data/t4txt_photos/124316290519_3_1_YTKSY.pdf"]
[12857,null,"TELEKOMUNIKACYJNE","TS0060",5902956235794,"YTKSY","53x2x0,8","Kabel telekomunikacyjny stacyjny","BITNER","KMT",1,104007,"PLN",0.23,null,null,null,null,null,null,null,"n65",null,"EC003249","27.32.13","8544 49 93","https://bitner.com.pl/data/t4_text/649x234_020905291116_YTKSY.JPG","https://bitner.com.pl/data/t4txt_photos/124316290519_3_1_YTKSY.pdf"]
[12858,null,"TELEKOMUNIKACYJNE","TS0218",5902956293473,"YTKSY","4x2x0,8","Kabel telekomunikacyjny stacyjny","BITNER","KMT",1,8146,"PLN",0.23,null,null,null,null,null,null,null,"n65",null,"EC003249","27.32.13","8544 49 93","https://bitner.com.pl/data/t4_text/649x234_020905291116_YTKSY.JPG","https://bitner.com.pl/data/t4txt_photos/124316290519_3_1_YTKSY.pdf"]
[12859,null,"TELEKOMUNIKACYJNE","TS0100",5902956236029,"YTKSYekw","1x2x0,5","Kabel telekomunikacyjny, ekranowany, stacyjny","BITNER","KMT",1,1423,"PLN",0.23,null,null,null,null,null,null,null,"n65",null,"EC003249","27.32.13","8544 49 93","https://bitner.com.pl/data/t4_text/649x234_020905291116_YTKSY.JPG","https://bitner.com.pl/data/t4txt_photos/124316290519_3_1_YTKSY.pdf"]
[12860,null,"TELEKOMUNIKACYJNE","TS0101",5902956236036,"YTKSYekw","2x2x0,5","Kabel telekomunikacyjny, ekranowany, stacyjny","BITNER","KMT",1,2127,"PLN",0.23,null,null,null,null,null,null,null,"n65",null,"EC003249","27.32.13","8544 49 93","https://bitner.com.pl/data/t4_text/649x234_021030291116_YTKSYekw.JPG","https://bitner.com.pl/data/t4txt_photos/124817290519_3_2_YTKSYekw.pdf"]
[12861,null,"TELEKOMUNIKACYJNE","TS0102",5902956293589,"YTKSYekw","1x4x0,5","Kabel telekomunikacyjny, ekranowany, stacyjny","BITNER","KMT",1,2058,"PLN",0.23,null,null,null,null,null,null,null,"n65",null,"EC003249","27.32.13","8544 49 93","https://bitner.com.pl/data/t4_text/649x234_020905291116_YTKSY.JPG","https://bitner.com.pl/data/t4txt_photos/124316290519_3_1_YTKSY.pdf"]
[12862,null,"TELEKOMUNIKACYJNE","TS0103",5902956236043,"YTKSYekw","3x2x0,5","Kabel telekomunikacyjny, ekranowany, stacyjny","BITNER","KMT",1,2873,"PLN",0.23,null,null,null,null,null,null,null,"n65",null,"EC003249","27.32.13","8544 49 93","https://bitner.com.pl/data/t4_text/649x234_021030291116_YTKSYekw.JPG","https://bitner.com.pl/data/t4txt_photos/124817290519_3_2_YTKSYekw.pdf"]
[12863,null,"TELEKOMUNIKACYJNE","TS0104",5902956293596,"YTKSYekw","4x2x0,5","Kabel telekomunikacyjny, ekranowany, stacyjny","BITNER","KMT",1,3592,"PLN",0.23,null,null,null,null,null,null,null,"n65",null,"EC003249","27.32.13","8544 49 93","https://bitner.com.pl/data/t4_text/649x234_020905291116_YTKSY.JPG","https://bitner.com.pl/data/t4txt_photos/124316290519_3_1_YTKSY.pdf"]
[12864,null,"TELEKOMUNIKACYJNE","TS0105",5902956236050,"YTKSYekw","5x2x0,5","Kabel telekomunikacyjny, ekranowany, stacyjny","BITNER","KMT",1,4354,"PLN",0.23,null,null,null,null,null,null,null,"n65",null,"EC003249","27.32.13","8544 49 93","https://bitner.com.pl/data/t4_text/649x234_021030291116_YTKSYekw.JPG","https://bitner.com.pl/data/t4txt_photos/124316290519_3_1_YTKSY.pdf"]
[12865,null,"TELEKOMUNIKACYJNE","TS0106",5902956236067,"YTKSYekw","6x2x0,5","Kabel telekomunikacyjny, ekranowany, stacyjny","BITNER","KMT",1,5228,"PLN",0.23,null,null,null,null,null,null,null,"n65",null,"EC003249","27.32.13","8544 49 93","https://bitner.com.pl/data/t4_text/649x234_020905291116_YTKSY.JPG","https://bitner.com.pl/data/t4txt_photos/124316290519_3_1_YTKSY.pdf"]
[12866,null,"TELEKOMUNIKACYJNE","TS0107",5902956236074,"YTKSYekw","7x2x0,5","Kabel telekomunikacyjny, ekranowany, stacyjny","BITNER","KMT",1,5993,"PLN",0.23,null,null,null,null,null,null,null,"n65",null,"EC003249","27.32.13","8544 49 93","https://bitner.com.pl/data/t4_text/649x234_020905291116_YTKSY.JPG","https://bitner.com.pl/data/t4txt_photos/124316290519_3_1_YTKSY.pdf"]
[12867,null,"TELEKOMUNIKACYJNE","TS0108",5902956236081,"YTKSYekw","10x2x0,5","Kabel telekomunikacyjny, ekranowany, stacyjny","BITNER","KMT",1,8188,"PLN",0.23,null,null,null,null,null,null,null,"n65",null,"EC003249","27.32.13","8544 49 93","https://bitner.com.pl/data/t4_text/649x234_020905291116_YTKSY.JPG","https://bitner.com.pl/data/t4txt_photos/124316290519_3_1_YTKSY.pdf"]
[12868,null,"TELEKOMUNIKACYJNE","TS0109",5902956236098,"YTKSYekw","12x2x0,5","Kabel telekomunikacyjny, ekranowany, stacyjny","BITNER","KMT",1,9684,"PLN",0.23,null,null,null,null,null,null,null,"n65",null,"EC003249","27.32.13","8544 49 93","https://bitner.com.pl/data/t4_text/649x234_020905291116_YTKSY.JPG","https://bitner.com.pl/data/t4txt_photos/124316290519_3_1_YTKSY.pdf"]
[12869,null,"TELEKOMUNIKACYJNE","TS0110",5902956236104,"YTKSYekw","14x2x0,5","Kabel telekomunikacyjny, ekranowany, stacyjny","BITNER","KMT",1,11203,"PLN",0.23,null,null,null,null,null,null,null,"n65",null,"EC003249","27.32.13","8544 49 93","https://bitner.com.pl/data/t4_text/649x234_020905291116_YTKSY.JPG","https://bitner.com.pl/data/t4txt_photos/124316290519_3_1_YTKSY.pdf"]
[12870,null,"TELEKOMUNIKACYJNE","TS0111",5902956293602,"YTKSYekw","20x2x0,5","Kabel telekomunikacyjny, ekranowany, stacyjny","BITNER","KMT",1,15820,"PLN",0.23,null,null,null,null,null,null,null,"n65",null,"EC003249","27.32.13","8544 49 93","https://bitner.com.pl/data/t4_text/649x234_020905291116_YTKSY.JPG","https://bitner.com.pl/data/t4txt_photos/124316290519_3_1_YTKSY.pdf"]
[12871,null,"TELEKOMUNIKACYJNE","TS0112",5902956236111,"YTKSYekw","21x2x0,5","Kabel telekomunikacyjny, ekranowany, stacyjny","BITNER","KMT",1,16479,"PLN",0.23,null,null,null,null,null,null,null,"n65",null,"EC003249","27.32.13","8544 49 93","https://bitner.com.pl/data/t4_text/649x234_020905291116_YTKSY.JPG","https://bitner.com.pl/data/t4txt_photos/124316290519_3_1_YTKSY.pdf"]
[12872,null,"TELEKOMUNIKACYJNE","TS0113",5902956293619,"YTKSYekw","25x2x0,5","Kabel telekomunikacyjny, ekranowany, stacyjny","BITNER","KMT",1,19951,"PLN",0.23,null,null,null,null,null,null,null,"n65",null,"EC003249","27.32.13","8544 49 93","https://bitner.com.pl/data/t4_text/649x234_020905291116_YTKSY.JPG","https://bitner.com.pl/data/t4txt_photos/124316290519_3_1_YTKSY.pdf"]
[12873,null,"TELEKOMUNIKACYJNE","TS0114",5902956236128,"YTKSYekw","28x2x0,5","Kabel telekomunikacyjny, ekranowany, stacyjny","BITNER","KMT",1,21978,"PLN",0.23,null,null,null,null,null,null,null,"n65",null,"EC003249","27.32.13","8544 49 93","https://bitner.com.pl/data/t4_text/649x234_020905291116_YTKSY.JPG","https://bitner.com.pl/data/t4txt_photos/124316290519_3_1_YTKSY.pdf"]
[12874,null,"TELEKOMUNIKACYJNE","TS0115",5902956236135,"YTKSYekw","30x2x0,5","Kabel telekomunikacyjny, ekranowany, stacyjny","BITNER","KMT",1,23607,"PLN",0.23,null,null,null,null,null,null,null,"n65",null,"EC003249","27.32.13","8544 49 93","https://bitner.com.pl/data/t4_text/649x234_020905291116_YTKSY.JPG","https://bitner.com.pl/data/t4txt_photos/124316290519_3_1_YTKSY.pdf"]
[12875,null,"TELEKOMUNIKACYJNE","TS0116",5902956236142,"YTKSYekw","35x2x0,5","Kabel telekomunikacyjny, ekranowany, stacyjny","BITNER","KMT",1,27314,"PLN",0.23,null,null,null,null,null,null,null,"n65",null,"EC003249","27.32.13","8544 49 93","https://bitner.com.pl/data/t4_text/649x234_020905291116_YTKSY.JPG","https://bitner.com.pl/data/t4txt_photos/124316290519_3_1_YTKSY.pdf"]
[12876,null,"TELEKOMUNIKACYJNE","TS0119",5902956236173,"YTKSYekw","53x2x0,5","Kabel telekomunikacyjny, ekranowany, stacyjny","BITNER","KMT",1,40668,"PLN",0.23,null,null,null,null,null,null,null,"n65",null,"EC003249","27.32.13","8544 49 93","https://bitner.com.pl/data/t4_text/649x234_020905291116_YTKSY.JPG","https://bitner.com.pl/data/t4txt_photos/124316290519_3_1_YTKSY.pdf"]
[12877,null,"TELEKOMUNIKACYJNE","TS0123",5902956236289,"YTKSYekw","1x2x0,8","Kabel telekomunikacyjny stacyjny","BITNER","KMT",1,2572,"PLN",0.23,null,null,null,null,null,null,null,"n65",null,"EC003249","27.32.13","8544 49 93","https://bitner.com.pl/data/t4_text/649x234_021030291116_YTKSYekw.JPG","https://bitner.com.pl/data/t4txt_photos/124817290519_3_2_YTKSYekw.pdf"]
[12878,null,"TELEKOMUNIKACYJNE","TS0124",5902956236296,"YTKSYekw","2x2x0,8","Kabel telekomunikacyjny stacyjny","BITNER","KMT",1,4632,"PLN",0.23,null,null,null,null,null,null,null,"n65",null,"EC003249","27.32.13","8544 49 93","https://bitner.com.pl/data/t4_text/649x234_021030291116_YTKSYekw.JPG","https://bitner.com.pl/data/t4txt_photos/124817290519_3_2_YTKSYekw.pdf"]
[12879,null,"TELEKOMUNIKACYJNE","TS0125",5902956293626,"YTKSYekw","1x4x0,8","Kabel telekomunikacyjny, ekranowany, stacyjny","BITNER","KMT",1,4292,"PLN",0.23,null,null,null,null,null,null,null,"n65",null,"EC003249","27.32.13","8544 49 93","https://bitner.com.pl/data/t4_text/649x234_020905291116_YTKSY.JPG","https://bitner.com.pl/data/t4txt_photos/124316290519_3_1_YTKSY.pdf"]
[12880,null,"TELEKOMUNIKACYJNE","TS0126",5902956236302,"YTKSYekw","3x2x0,8","Kabel telekomunikacyjny, ekranowany, stacyjny","BITNER","KMT",1,6685,"PLN",0.23,null,null,null,null,null,null,null,"n65",null,"EC003249","27.32.13","8544 49 93","https://bitner.com.pl/data/t4_text/649x234_021030291116_YTKSYekw.JPG","https://bitner.com.pl/data/t4txt_photos/124316290519_3_1_YTKSY.pdf"]
[12881,null,"TELEKOMUNIKACYJNE","TS0127",5902956236319,"YTKSYekw","5x2x0,8","Kabel telekomunikacyjny, ekranowany, stacyjny","BITNER","KMT",1,10619,"PLN",0.23,null,null,null,null,null,null,null,"n65",null,"EC003249","27.32.13","8544 49 93","https://bitner.com.pl/data/t4_text/649x234_020905291116_YTKSY.JPG","https://bitner.com.pl/data/t4txt_photos/124316290519_3_1_YTKSY.pdf"]
[12882,null,"TELEKOMUNIKACYJNE","TS0128",5902956236326,"YTKSYekw","6x2x0,8","Kabel telekomunikacyjny, ekranowany, stacyjny","BITNER","KMT",1,12845,"PLN",0.23,null,null,null,null,null,null,null,"n65",null,"EC003249","27.32.13","8544 49 93","https://bitner.com.pl/data/t4_text/649x234_020905291116_YTKSY.JPG","https://bitner.com.pl/data/t4txt_photos/124316290519_3_1_YTKSY.pdf"]
[12883,null,"TELEKOMUNIKACYJNE","TS0129",5902956236333,"YTKSYekw","7x2x0,8","Kabel telekomunikacyjny, ekranowany, stacyjny","BITNER","KMT",1,14875,"PLN",0.23,null,null,null,null,null,null,null,"n65",null,"EC003249","27.32.13","8544 49 93","https://bitner.com.pl/data/t4_text/649x234_020905291116_YTKSY.JPG","https://bitner.com.pl/data/t4txt_photos/124316290519_3_1_YTKSY.pdf"]
[12884,null,"TELEKOMUNIKACYJNE","TS0130",5902956236340,"YTKSYekw","10x2x0,8","Kabel telekomunikacyjny, ekranowany, stacyjny","BITNER","KMT",1,20714,"PLN",0.23,null,null,null,null,null,null,null,"n65",null,"EC003249","27.32.13","8544 49 93","https://bitner.com.pl/data/t4_text/649x234_020905291116_YTKSY.JPG","https://bitner.com.pl/data/t4txt_photos/124316290519_3_1_YTKSY.pdf"]
[12885,null,"TELEKOMUNIKACYJNE","TS0131",5902956236371,"YTKSYekw","21x2x0,8","Kabel telekomunikacyjny, ekranowany, stacyjny","BITNER","KMT",1,41969,"PLN",0.23,null,null,null,null,null,null,null,"n65",null,"EC003249","27.32.13","8544 49 93","https://bitner.com.pl/data/t4_text/649x234_020905291116_YTKSY.JPG","https://bitner.com.pl/data/t4txt_photos/124316290519_3_1_YTKSY.pdf"]
[12886,null,"TELEKOMUNIKACYJNE","TS0148",5902956236357,"YTKSYekw","12x2x0,8","Kabel telekomunikacyjny, ekranowany, stacyjny","BITNER","KMT",1,24515,"PLN",0.23,null,null,null,null,null,null,null,"n65",null,"EC003249","27.32.13","8544 49 93","https://bitner.com.pl/data/t4_text/649x234_020905291116_YTKSY.JPG","https://bitner.com.pl/data/t4txt_photos/124316290519_3_1_YTKSY.pdf"]
[12887,null,"TELEKOMUNIKACYJNE","TS0149",5902956236364,"YTKSYekw","14x2x0,8","Kabel telekomunikacyjny, ekranowany, stacyjny","BITNER","KMT",1,28389,"PLN",0.23,null,null,null,null,null,null,null,"n65",null,"EC003249","27.32.13","8544 49 93","https://bitner.com.pl/data/t4_text/649x234_020905291116_YTKSY.JPG","https://bitner.com.pl/data/t4txt_photos/124316290519_3_1_YTKSY.pdf"]
[12888,null,"TELEKOMUNIKACYJNE","TS0232",5902956293633,"YTKSYekw","4x2x0,8","Kabel telekomunikacyjny, ekranowany, stacyjny","BITNER","KMT",1,8612,"PLN",0.23,null,null,null,null,null,null,null,"n65",null,"EC003249","27.32.13","8544 49 93","https://bitner.com.pl/data/t4_text/649x234_020905291116_YTKSY.JPG","https://bitner.com.pl/data/t4txt_photos/124316290519_3_1_YTKSY.pdf"]
[12889,null,"TELEKOMUNIKACYJNE","LF0200",5902956236746,"YWDXpek 75 1,0/4,8","1/4,8","Przewód koncentryczny wielkiej częstotliwości","BITNER","KMT",1,4163,"PLN",0.23,null,null,null,null,null,null,null,"n72",null,"EC000019","27.32.12","8544 20 00","https://bitner.com.pl/data/t4_text/649x234_062116291116_YWDXpek%2075%201,0_4,8.JPG","https://bitner.com.pl/data/t4txt_photos/020939290519_4_7_YWDXpek_75_1_04_8.pdf"]
[12890,null,"TELEKOMUNIKACYJNE","LF0203",5902956236753,"YWDXpek 75 1,05/5,0","1,05/5,0","Przewód koncentryczny wielkiej częstotliwości","BITNER","KMT",1,4280,"PLN",0.23,null,null,null,null,null,null,null,"n72",null,"EC000019","27.32.12","8544 20 00","https://bitner.com.pl/data/t4_text/649x234_062238291116_YWDXpek%2075%201,05_5,0.JPG","https://bitner.com.pl/data/t4txt_photos/021442290519_4_8_YWDXpek_75_1_055_0.pdf"]

{"sheet":"Logistyka","index":3,"n_rows":5,"n_cols":4,"rows_kept":5,"cut":false,"hidden":false,"merged":[[0,0,0,3]]}
["Cennik wysyłek paczkowych i paletowych\nobowiązujący na terenie RP"]
["rodzaj opakowania"," przedział wagowy","stawka netto ","rodzaj spedycji"]
["paczka ","do 30kg",30,"PEKAES"]
["opakowanie ","od 31 do 100kg",110,"PEKAES"]
["paleta ","od 101 do 1000kg",160,"PEKAES"]

{"sheet":"Konfekcja","index":4,"n_rows":34,"n_cols":13,"rows_kept":34,"cut":false,"hidden":false,"merged":[[30,0,30,12],[31,0,31,12],[32,0,32,12],[33,0,33,12],[0,0,0,12],[28,0,28,12],[29,0,29,12]]}
["Specyfikacja opakowań magazynowych"]
["Lp.","Typ kabla i przewodu",100,200,"250*",300,305,500,1000,2000,3000,3500,5000]
["1.","BiTflame 1000 (C), (N)HX(C)H, N2X(C)H"," "," ",null," ",null,"x","x","x"]
["2.","HTKSH (ekw, PH)","x","x",null,"x",null,"x","x"]
["3.","HDGS","x","x",null,"x",null,"x","x"]
["4.","ESTRADOWE","x","x",null,"x",null,"x","x"]
["5.","YKY(FtZny)(ektmy), BITOne"," "," ",null," ",null,"x","x","x","x"]
["6.","YKSY(FtZny)"," "," ",null," ",null,"x","x","x","x"]
["7.","Kable XzTKMXpw (n) czwórkowe","x"," ",null," ",null,"x","x","x"]
["8.","Kable XzTKMXpw (n) parowe","x","x",null,"x",null,"x","x","x"]
["9.","Kable YnTKSY(ekw)","x","x",null,"x",null,"x","x"]
["10.","Kable typu YTKSY (ekw)                      ","x","x",null,"x",null,"x","x"]
["11.","Kable komputerowe ","x","x",null,null,"x","x","x"]
["12.","Kable koncentryczne","x","x","x","x",null,"x","x"]
["13.","GŁOŚNIKOWE","x"," ",null," ",null,"x","x"]
["14.","YTDY i BiTprotect: 2x0,5",null,"x"]
["15.","YTDY i BiTprotect 4x0,5, 6x0,5, 8x0,5","x","x",null,"x",null,"x"]
["16.","YTDY i BiTprotect pozostałe ","x"]
["17.","Transmisja danych; BUS,L2-BUS, Profibus, Profinet, RD, RE","x","x",null,"x",null,"x","x","x","x"]
["18.","Instrumentacyje BiT RE",null,null,null,null,null,"x","x"]
["19.","Kable sterownicze typu BIT LIYCY, BiT LIYY","x","x",null,"x",null,"x","x","x"]
["20.","przewody dźwigowe  H05VVH6-F"," "," ",null," ",null,"x"," "]
["21.","ŁAŃCUCHOWE","x","x",null," ",null,"x","x"]
["22.","FALOWNIKI","x","x",null,"x",null,"x","x","x","x",null,"x"]
["23.","BIT 500, BiT 750, BiT 1000","x","x",null,"x",null,"x","x","x"]
["24.","BQF"," "," ",null," ",null,"x","x","x"]
["25.","GÓRNICZE"," "," ",null," ",null,"x","x","x"]
["26.","Światłowody",null,null,null,null,null,"x","x","x","x","x","x"]
["*dotyczy BiTSAT 757 i BiTSAT 757 BLACK"]
["(waga krążka 25kg; 70kg to już szpula; pow. 70kg to bęben) - jeżeli promień gięcia na to pozwala"]
["Koszty usługi z tytułu docięcia kabla lub przewodu na żądaną długość (inną aniżeli standardowa konfekcja) będą naliczane zgodnie z wytycznymi: "]
["1. wszystkie kable (z wyłączeniem kabli sterowniczych, falownikowych, estradowych) - koszt cięcia kabla 200zł<100mb>60zł"]
["2. kable sterownicze, falownikowe - koszt cięcia kabla 200zł<50mb>60zł"]
["3. kable estradowe, koncentryczne, komputerowe - sprzedaż wyłącznie w standardowej konfekcji"]

{"sheet":"Opakowania","index":5,"n_rows":110,"n_cols":10,"rows_kept":110,"cut":false,"hidden":false,"merged":[[35,0,40,0],[4,0,8,0],[9,0,15,0],[16,0,22,0],[23,0,27,0],[28,0,34,0],[47,0,51,0],[52,0,57,0],[58,0,62,0],[63,0,67,0],[68,0,72,0],[109,3,109,9],[0,0,0,9],[1,0,1,9],[103,3,103,9],[104,3,104,9],[105,3,105,9],[106,3,106,9],[107,3,107,9],[108,3,108,9],[73,0,77,0],[78,0,82,0],[83,0,87,0],[88,0,92,0],[93,0,97,0],[101,4,101,9],[41,0,46,0]]}
["Opakowania"]
["ZK BITNER, wraz z wyrobami, sprzedaje opakowania wielokrotnego użytku (bębny, palety) w cenie określonej w cenniku ZK BITNER - w zakładce \"Opakowania\". W okresie do 365 dni od daty wystawienia faktury na opakowanie wielokrotnego użytku, klient ma prawo je odsprzedać a ZK BITNER ma obowiązek odkupić opakowanie w cenie jego pierwotnej sprzedaży. \nWarunkiem odkupienia opakowania przez ZK BITNER jest:\n- dobry stan techniczny opakowania, który oceniany jest przez kierownika magazynu ZK BITNER w chwili zwrotu opakowania do magazynów ZK BITNER; \n- dostarczenie do ZK BITNER dokumentu (WZ) z numerami opakowań wielokrotnego użytku powiązanymi z numerem faktury sprzedaży wyrobu.\nOdbiorca po uzyskaniu potwierdzenia odbioru opakowania wielokrotnego użytku przez magazyn ZK BITNER, niezwłocznie (zgodnie z ustawą o podatku od towarów i usług) wystawi fakturę sprzedaży uwzględniając uwagi kierownika magazynu ZK BITNER i inne ustalenia dokonane z Odbiorcą przez dział logistyki ZK BITNER.\nKoszty związane ze zwrotem opakowania do ZK BITNER ponosi klient. Po upływie 365 dni od daty zakupu opakowania ZK BITNER nie ma obowiązku odkupienia go od klienta.\nAdres magazynu: Zakłady Kablowe BITNER ul. Krakowska 2, 32-353 Trzyciąż."]
[]
["Typ","Kod Towaru","Kod Handlowy","Nazwa","Średnica\ntarcz głównych\n(mm) ","Średnica\nrdzenia\n(mm)","Szerokość\nrobocza\n(mm)","Szerokość\ncałkowita\n(mm)","Waga\nbębna\n(kg)","Cena\nfabryczna\nnetto"]
["6/CB","O6","OP0001",6,600,300,400,510,20,144]
[null,"O6E","OP0006E","6E",600,300,400,510,20,144]
[null,"O6EIPPC","OP0033","6F",600,300,400,510,20,168]
[null,null,null,"6IF",600,300,400,510,20,180]
[null,null,null,"6F odeskowany",600,300,400,510,29,244]
["7/CB","O7","OP0002",7,700,350,400,510,26,198]
[null,"O7E","OP0029","7E",700,350,400,510,26,198]
[null,null,null,"7A",700,350,560,650,30,198]
[null,null,null,"7AE",700,350,560,650,30,198]
[null,"O7F","OP0034","7F",700,350,400,510,26,234]
[null,null,null," 7IF",700,350,400,510,26,234]
[null,null,null,"7F odeskowany",700,350,400,510,37,297]
["8/CB","O8","OP0003",8,800,400,400,510,33,234]
[null,"O8E","OP0023","8E",800,400,400,510,33,234]
[null,"O8A","OP0027","8A",800,400,560,670,36,240]
[null,"O8AE","OP0027E","8AE",800,400,560,670,36,240]
[null,"O8F","OP0035","8F",800,400,400,510,33,288]
[null,null,null,"8IF",800,400,400,510,33,288]
[null,null,null,"8F odeskowany",800,400,400,510,44,398]
["9/CB","O9","OP0004",9,900,450,560,690,50,312]
[null,"O9E","OP0022","9E",900,450,560,690,50,312]
[null,"O9F","OP0004F","9F",900,450,560,690,50,396]
[null,null,null,"9IF",900,450,560,690,50,396]
[null,null,null,"9F odeskowany",900,450,560,690,75,512]
["10/CB","O10","OP0005",10,1000,500,560,700,70,486]
[null,"O10E","OP0024","10E",1000,500,560,700,70,486]
[null,"O10A","OP0017","10A",1000,500,650,790,73,492]
[null,null,null,"10AE",1000,500,650,790,73,492]
[null,null,null,"10F",1000,500,560,700,70,600]
[null,null,null,"10IF",1000,500,560,700,70,600]
[null,null,null,"10F odeskowany",1000,500,560,700,92,696]
["12/CB","O12","OP0006",12,1200,600,710,845,104,672]
[null,"O12E","OP0028","12E",1200,600,710,845,104,672]
[null,"O12B","OP0018","12B",1200,800,710,845,120,642]
[null,"O12EIPPC","OP0012F","12F",1200,600,710,845,104,822]
[null,null,null,"12IF",1200,600,710,845,104,864]
[null,null,null,"12F odeskowany",1200,600,710,845,140,928]
["14/CB","O14","OP0007",14,1400,700,710,865,153,954]
[null,null,null,"14E",1400,700,710,865,153,954]
[null,"O14B","OP0019","14B",1400,1000,710,865,180,887]
[null,"O14F","OP0019F","14F",1400,700,710,865,153,1116]
[null,null,null," 14IF",1400,700,710,865,153,1182]
[null,null,null,"14F odeskowany",1400,700,710,865,200,1365]
["15/CB","O15","OP0008",15,1500,800,710,870,180,1008]
[null,"O15E","OP0031","15E",1500,800,710,870,180,1008]
[null,null,null,"15F",1500,800,710,870,180,1200]
[null,null,null," 15IF",1500,800,710,870,180,1272]
[null,null,null,"15F odeskowany",1500,800,710,870,220,1440]
["16/CB","O16","OP0009",16,1600,800,900,1055,230,1326]
[null,null,null,"16E",1600,800,900,1055,230,1326]
[null,"O16B","OP0020","16B",1600,1200,900,1055,255,1362]
[null,null,null,"16F",1600,800,900,1055,230,1656]
[null,null,null,"16IF",1600,800,900,1055,230,1656]
[null,null,null,"16F odeskowany",1600,800,900,1055,285,1820]
["18/CB","O18","OP0010",18,1800,1000,900,1070,315,2016]
[null,null,null,"18E",1800,1000,900,1070,315,2016]
[null,null,null,"18F",1800,1000,900,1070,315,2412]
[null,null,null,"18IF",1800,1000,900,1070,315,2520]
[null,null,null,"18F odeskowany",1800,1000,900,1070,390,2689]
["20/CB","O20","OP0011",20,2000,1200,900,1090,445,2736]
[null,null,null,"20E",2000,1200,900,1090,445,2736]
[null,null,null,"20F",2000,1200,900,1090,445,3156]
[null,null,null,"20IF",2000,1200,900,1090,445,3312]
[null,null,null,"20F odeskowany",2000,1200,900,1090,530,3534]
["21/CB","O21","OP0012",21,2100,1100,1300,1540,557,3864]
[null,null,null,"21E",2100,1100,1300,1540,557,3864]
[null,null,null,"21F",2100,1100,1300,1540,557,4584]
[null,null,null,"21IF",2100,1100,1300,1540,557,4830]
[null,null,null,"21F odeskowany",2100,1100,1300,1540,680,5134]
["22/CB","O22","OP0013",22,2200,1200,1100,1335,620,3864]
[null,null,null,"22E",2200,1200,1100,1335,620,3864]
[null,null,null,"22F",2200,1200,1100,1335,620,4584]
[null,"22EIPPC","OP0026F","22IF",2200,1200,1100,1335,620,4830]
[null,null,null,"22F odeskowany",2200,1200,1100,1335,720,5135]
["24/CB","O24","OP0014",24,2400,1400,1210,1440,760,4170]
[null,null,null,"24E",2400,1400,1210,1440,760,4170]
[null,"24EIPPC","OP0025F","24F",2400,1400,1210,1440,760,4776]
[null,"22IF","OP0024F","24IF",2400,1400,1210,1440,760,5040]
[null,null,null,"24F odeskowany",2400,1400,1210,1440,900,5379]
["25/CB","O25","OP0015",25,2500,1600,1250,1505,950,5436]
[null,null,null,"25E",2500,1600,1250,1505,950,5436]
[null,null,null,"25F",2500,1600,1250,1505,950,6156]
[null,null,null,"25IF",2500,1600,1250,1505,950,6480]
[null,null,null,"25F odeskowany",2500,1600,1250,1505,1100,6831]
["26/CB","O26","OP0016",26,2600,1600,1300,1550,1015,6588]
[null,null,null,"26E",2600,1600,1300,1550,1015,6588]
[null,null,null,"26F",2600,1600,1300,1550,1015,7548]
[null,null,null,"26IF",2600,1600,1300,1550,1015,8220]
[null,null,null,"26F odeskowany",2600,1600,1300,1550,1140,8662]
["28/CB","O28","OP0021",28,2800,1800,1400,1675,1342,8400]
[null,null,null,"28E",2800,1800,1400,1675,1342,8400]
[null,null,null,"28F",2800,1800,1400,1675,1342,9276]
[null,null,null,"28IF",2800,1800,1400,1675,1342,10044]
[null,null,null,"28F odeskowany",2800,1800,1400,1675,1500,10531]
["Typ",null,null,"Nazwa","Długość\n(mm) ",null,"Szerokość\n(mm)",null,"Waga\npalety\n(kg)","Cena\nfabryczna\nnetto"]
[null,null,null,"Paleta EURO",1200,null,800,null,null,100]
[null,null,null,"Paleta",1200,null,800,null,null,48]
[null,null,null,"Inne opakowania","wg. indywidualnych ustaleń"]
[]
[null,null,null,"Legenda do oznaczeń opakowań"]
[null,null,null,"\"Bez litery\" - bęben standardowy"]
[null,null,null,"A - bęben szeroki"]
[null,null,null,"B - bęben niestandardowy, poszerzona średnica rdzenia "]
[null,null,null,"E - bęben eksportowy "]
[null,null,null,"F - bęben IPPC (fitosanitarny,fumigowany)"]
[null,null,null,"I -  bęben impregnowany"]

{"sheet":"Zamówienie","index":6,"n_rows":432,"n_cols":16,"rows_kept":432,"cut":false,"hidden":false,"merged":[[12,11,13,11],[12,1,13,1],[12,2,13,2],[12,7,13,7],[12,10,13,10],[12,9,13,9],[12,3,13,3],[12,5,13,5],[12,4,13,4],[12,6,13,6],[12,8,13,8],[3,5,3,6],[5,3,5,6],[8,3,8,6],[3,1,3,2],[6,3,6,6],[7,3,7,6],[5,0,5,2],[6,0,6,2],[7,0,7,2],[8,0,8,2]]}
[null,null,null,null,null,null,null,null,null,null,null,null,"WAŻNE"]
[null,null,null,null,null,null,null,null,null,null,"1.",null,"Wypełnij dane (niebieskie pola)"]
[null,null,null,null,null,null,null,null,null,null,"2.",null,"Wpisz nr katalogowe kabli "]
[null,null,null,null,null,null,null,null,null,null,"3.",null,"Uzupełnij puste pola (ilości, rabaty)"]
[null,null,null,null,null,null,null,null,null,null,"4.",null,"Wciśnij przycisk wyślij plik (od wersji excel 2010 działa poprawnie)"]
["Data: ",null,null,null,null,null,null,null,null,null,"5.",null,"Po pojawieniu się komunikatu \"Czy zamienić istniejacy plik\" wciśnij tak"]
["Firma: "]
["Imie Nazwisko "]
["Inwestycja/ magazyn:"]
[]
[]
[null,null,null,null,null,null,null,null,null,"Wartość oferty",{"$f":"SUM(K15:K432)","v":0}]
[null,"Lp.","Nr katalogowy","                                                       Opis                                                          ","Przekrój/ilość żył","Ilość  (km)","Cena jedn.       zł netto","Wartość                     zł netto","Rabat         ( % )","Cena po rab.           zł netto","Wartość po rab.              zł netto","Scieżka do karty katalogowej produktu"]
[]
[null,1,null,{"$f":"IFERROR(VLOOKUP(C15,'Cennik Płaski'!D:F,3,0),\"\")","v":""},{"$f":"IFERROR(VLOOKUP(C15,'Cennik Płaski'!D:G,4,0),\"\")","v":""},null,{"$f":"IFERROR(VLOOKUP(C15,'Cennik Płaski'!D:L,9,0),\"\")","v":""},{"$f":"IF(C15=\"\",\"\",F15*G15)","v":""},null,{"$f":"IF(B15=\"\",\"\",IF(I15>0,G15*(1-I15),G15))","v":""},{"$f":"IF(C15=\"\",\"\",IF(I15>0,H15*(1-I15),H15))","v":""},{"$f":"IF(C15=\"\",\"\",VLOOKUP(C15,'[3]CENNIK PŁASKI'!$C$2:$AH$27586,24,0))","v":""},null,null,null,{"$f":"IF(C15<>\"\",IF(ISNUMBER(F15),\"\",\"Proszę wpisać ilość\"),\"\")","v":""}]
[null,2,null,{"$f":"IFERROR(VLOOKUP(C16,'Cennik Płaski'!D:F,3,0),\"\")","v":""},{"$f":"IFERROR(VLOOKUP(C16,'Cennik Płaski'!D:G,4,0),\"\")","v":""},null,{"$f":"IFERROR(VLOOKUP(C16,'Cennik Płaski'!D:L,9,0),\"\")","v":""},{"$f":"IF(C16=\"\",\"\",F16*G16)","v":""},null,{"$f":"IF(B16=\"\",\"\",IF(I16>0,G16*(1-I16),G16))","v":""},{"$f":"IF(C16=\"\",\"\",IF(I16>0,H16*(1-I16),H16))","v":""},{"$f":"IF(C16=\"\",\"\",VLOOKUP(C16,'[3]CENNIK PŁASKI'!$C$2:$AH$27586,24,0))","v":""},null,null,null,{"$f":"IF(C16<>\"\",IF(ISNUMBER(F16),\"\",\"Proszę wpisać ilość\"),\"\")","v":""}]
[null,3,null,{"$f":"IFERROR(VLOOKUP(C17,'Cennik Płaski'!D:F,3,0),\"\")","v":""},{"$f":"IFERROR(VLOOKUP(C17,'Cennik Płaski'!D:G,4,0),\"\")","v":""},null,{"$f":"IFERROR(VLOOKUP(C17,'Cennik Płaski'!D:L,9,0),\"\")","v":""},"",null,"","",{"$f":"IF(C17=\"\",\"\",VLOOKUP(C17,'[3]CENNIK PŁASKI'!$C$2:$AH$27586,24,0))","v":""},null,null,null,""]
[null,4,null,{"$f":"IFERROR(VLOOKUP(C18,'Cennik Płaski'!D:F,3,0),\"\")","v":""},{"$f":"IFERROR(VLOOKUP(C18,'Cennik Płaski'!D:G,4,0),\"\")","v":""},null,{"$f":"IFERROR(VLOOKUP(C18,'Cennik Płaski'!D:L,9,0),\"\")","v":""},"",null,"","",{"$f":"IF(C18=\"\",\"\",VLOOKUP(C18,'[3]CENNIK PŁASKI'!$C$2:$AH$27586,24,0))","v":""},null,null,null,""]
[null,5,null,{"$f":"IFERROR(VLOOKUP(C19,'Cennik Płaski'!D:F,3,0),\"\")","v":""},{"$f":"IFERROR(VLOOKUP(C19,'Cennik Płaski'!D:G,4,0),\"\")","v":""},null,{"$f":"IFERROR(VLOOKUP(C19,'Cennik Płaski'!D:L,9,0),\"\")","v":""},"",null,"","",{"$f":"IF(C19=\"\",\"\",VLOOKUP(C19,'[3]CENNIK PŁASKI'!$C$2:$AH$27586,24,0))","v":""},null,null,null,""]
[null,6,null,{"$f":"IFERROR(VLOOKUP(C20,'Cennik Płaski'!D:F,3,0),\"\")","v":""},{"$f":"IFERROR(VLOOKUP(C20,'Cennik Płaski'!D:G,4,0),\"\")","v":""},null,{"$f":"IFERROR(VLOOKUP(C20,'Cennik Płaski'!D:L,9,0),\"\")","v":""},"",null,"","",{"$f":"IF(C20=\"\",\"\",VLOOKUP(C20,'[3]CENNIK PŁASKI'!$C$2:$AH$27586,24,0))","v":""},null,null,null,""]
[null,7,null,{"$f":"IFERROR(VLOOKUP(C21,'Cennik Płaski'!D:F,3,0),\"\")","v":""},{"$f":"IFERROR(VLOOKUP(C21,'Cennik Płaski'!D:G,4,0),\"\")","v":""},null,{"$f":"IFERROR(VLOOKUP(C21,'Cennik Płaski'!D:L,9,0),\"\")","v":""},"",null,"","",{"$f":"IF(C21=\"\",\"\",VLOOKUP(C21,'[3]CENNIK PŁASKI'!$C$2:$AH$27586,24,0))","v":""},null,null,null,""]
[null,8,null,{"$f":"IFERROR(VLOOKUP(C22,'Cennik Płaski'!D:F,3,0),\"\")","v":""},{"$f":"IFERROR(VLOOKUP(C22,'Cennik Płaski'!D:G,4,0),\"\")","v":""},null,{"$f":"IFERROR(VLOOKUP(C22,'Cennik Płaski'!D:L,9,0),\"\")","v":""},"",null,"","",{"$f":"IF(C22=\"\",\"\",VLOOKUP(C22,'[3]CENNIK PŁASKI'!$C$2:$AH$27586,24,0))","v":""},null,null,null,""]
[null,9,null,{"$f":"IFERROR(VLOOKUP(C23,'Cennik Płaski'!D:F,3,0),\"\")","v":""},{"$f":"IFERROR(VLOOKUP(C23,'Cennik Płaski'!D:G,4,0),\"\")","v":""},null,{"$f":"IFERROR(VLOOKUP(C23,'Cennik Płaski'!D:L,9,0),\"\")","v":""},"",null,"","",{"$f":"IF(C23=\"\",\"\",VLOOKUP(C23,'[3]CENNIK PŁASKI'!$C$2:$AH$27586,24,0))","v":""},null,null,null,""]
[null,10,null,{"$f":"IFERROR(VLOOKUP(C24,'Cennik Płaski'!D:F,3,0),\"\")","v":""},{"$f":"IFERROR(VLOOKUP(C24,'Cennik Płaski'!D:G,4,0),\"\")","v":""},null,{"$f":"IFERROR(VLOOKUP(C24,'Cennik Płaski'!D:L,9,0),\"\")","v":""},"",null,"","",{"$f":"IF(C24=\"\",\"\",VLOOKUP(C24,'[3]CENNIK PŁASKI'!$C$2:$AH$27586,24,0))","v":""},null,null,null,""]
[null,11,null,{"$f":"IFERROR(VLOOKUP(C25,'Cennik Płaski'!D:F,3,0),\"\")","v":""},{"$f":"IFERROR(VLOOKUP(C25,'Cennik Płaski'!D:G,4,0),\"\")","v":""},null,{"$f":"IFERROR(VLOOKUP(C25,'Cennik Płaski'!D:L,9,0),\"\")","v":""},"",null,"","",{"$f":"IF(C25=\"\",\"\",VLOOKUP(C25,'[3]CENNIK PŁASKI'!$C$2:$AH$27586,24,0))","v":""},null,null,null,""]
[null,12,null,{"$f":"IFERROR(VLOOKUP(C26,'Cennik Płaski'!D:F,3,0),\"\")","v":""},{"$f":"IFERROR(VLOOKUP(C26,'Cennik Płaski'!D:G,4,0),\"\")","v":""},null,{"$f":"IFERROR(VLOOKUP(C26,'Cennik Płaski'!D:L,9,0),\"\")","v":""},"",null,"","",{"$f":"IF(C26=\"\",\"\",VLOOKUP(C26,'[3]CENNIK PŁASKI'!$C$2:$AH$27586,24,0))","v":""},null,null,null,""]
[null,13,null,{"$f":"IFERROR(VLOOKUP(C27,'Cennik Płaski'!D:F,3,0),\"\")","v":""},{"$f":"IFERROR(VLOOKUP(C27,'Cennik Płaski'!D:G,4,0),\"\")","v":""},null,{"$f":"IFERROR(VLOOKUP(C27,'Cennik Płaski'!D:L,9,0),\"\")","v":""},"",null,"","",{"$f":"IF(C27=\"\",\"\",VLOOKUP(C27,'[3]CENNIK PŁASKI'!$C$2:$AH$27586,24,0))","v":""},null,null,null,""]
[null,14,null,{"$f":"IFERROR(VLOOKUP(C28,'Cennik Płaski'!D:F,3,0),\"\")","v":""},{"$f":"IFERROR(VLOOKUP(C28,'Cennik Płaski'!D:G,4,0),\"\")","v":""},null,{"$f":"IFERROR(VLOOKUP(C28,'Cennik Płaski'!D:L,9,0),\"\")","v":""},"",null,"","",{"$f":"IF(C28=\"\",\"\",VLOOKUP(C28,'[3]CENNIK PŁASKI'!$C$2:$AH$27586,24,0))","v":""},null,null,null,""]
[null,15,null,{"$f":"IFERROR(VLOOKUP(C29,'Cennik Płaski'!D:F,3,0),\"\")","v":""},{"$f":"IFERROR(VLOOKUP(C29,'Cennik Płaski'!D:G,4,0),\"\")","v":""},null,{"$f":"IFERROR(VLOOKUP(C29,'Cennik Płaski'!D:L,9,0),\"\")","v":""},"",null,"","",{"$f":"IF(C29=\"\",\"\",VLOOKUP(C29,'[3]CENNIK PŁASKI'!$C$2:$AH$27586,24,0))","v":""},null,null,null,""]
[null,16,null,{"$f":"IFERROR(VLOOKUP(C30,'Cennik Płaski'!D:F,3,0),\"\")","v":""},{"$f":"IFERROR(VLOOKUP(C30,'Cennik Płaski'!D:G,4,0),\"\")","v":""},null,{"$f":"IFERROR(VLOOKUP(C30,'Cennik Płaski'!D:L,9,0),\"\")","v":""},"",null,"","",{"$f":"IF(C30=\"\",\"\",VLOOKUP(C30,'[3]CENNIK PŁASKI'!$C$2:$AH$27586,24,0))","v":""},null,null,null,""]
[null,17,null,{"$f":"IFERROR(VLOOKUP(C31,'Cennik Płaski'!D:F,3,0),\"\")","v":""},{"$f":"IFERROR(VLOOKUP(C31,'Cennik Płaski'!D:G,4,0),\"\")","v":""},null,{"$f":"IFERROR(VLOOKUP(C31,'Cennik Płaski'!D:L,9,0),\"\")","v":""},"",null,"","",{"$f":"IF(C31=\"\",\"\",VLOOKUP(C31,'[3]CENNIK PŁASKI'!$C$2:$AH$27586,24,0))","v":""},null,null,null,""]
[null,18,null,{"$f":"IFERROR(VLOOKUP(C32,'Cennik Płaski'!D:F,3,0),\"\")","v":""},{"$f":"IFERROR(VLOOKUP(C32,'Cennik Płaski'!D:G,4,0),\"\")","v":""},null,{"$f":"IFERROR(VLOOKUP(C32,'Cennik Płaski'!D:L,9,0),\"\")","v":""},"",null,"","",{"$f":"IF(C32=\"\",\"\",VLOOKUP(C32,'[3]CENNIK PŁASKI'!$C$2:$AH$27586,24,0))","v":""},null,null,null,""]
[null,19,null,{"$f":"IFERROR(VLOOKUP(C33,'Cennik Płaski'!D:F,3,0),\"\")","v":""},{"$f":"IFERROR(VLOOKUP(C33,'Cennik Płaski'!D:G,4,0),\"\")","v":""},null,{"$f":"IFERROR(VLOOKUP(C33,'Cennik Płaski'!D:L,9,0),\"\")","v":""},"",null,"","",{"$f":"IF(C33=\"\",\"\",VLOOKUP(C33,'[3]CENNIK PŁASKI'!$C$2:$AH$27586,24,0))","v":""},null,null,null,""]
[null,20,null,{"$f":"IFERROR(VLOOKUP(C34,'Cennik Płaski'!D:F,3,0),\"\")","v":""},{"$f":"IFERROR(VLOOKUP(C34,'Cennik Płaski'!D:G,4,0),\"\")","v":""},null,{"$f":"IFERROR(VLOOKUP(C34,'Cennik Płaski'!D:L,9,0),\"\")","v":""},"",null,"","",{"$f":"IF(C34=\"\",\"\",VLOOKUP(C34,'[3]CENNIK PŁASKI'!$C$2:$AH$27586,24,0))","v":""},null,null,null,""]
[null,21,null,{"$f":"IFERROR(VLOOKUP(C35,'Cennik Płaski'!D:F,3,0),\"\")","v":""},{"$f":"IFERROR(VLOOKUP(C35,'Cennik Płaski'!D:G,4,0),\"\")","v":""},null,{"$f":"IFERROR(VLOOKUP(C35,'Cennik Płaski'!D:L,9,0),\"\")","v":""},"",null,"","",{"$f":"IF(C35=\"\",\"\",VLOOKUP(C35,'[3]CENNIK PŁASKI'!$C$2:$AH$27586,24,0))","v":""},null,null,null,""]
[null,22,null,{"$f":"IFERROR(VLOOKUP(C36,'Cennik Płaski'!D:F,3,0),\"\")","v":""},{"$f":"IFERROR(VLOOKUP(C36,'Cennik Płaski'!D:G,4,0),\"\")","v":""},null,{"$f":"IFERROR(VLOOKUP(C36,'Cennik Płaski'!D:L,9,0),\"\")","v":""},"",null,"","",{"$f":"IF(C36=\"\",\"\",VLOOKUP(C36,'[3]CENNIK PŁASKI'!$C$2:$AH$27586,24,0))","v":""},null,null,null,""]
[null,23,null,{"$f":"IFERROR(VLOOKUP(C37,'Cennik Płaski'!D:F,3,0),\"\")","v":""},{"$f":"IFERROR(VLOOKUP(C37,'Cennik Płaski'!D:G,4,0),\"\")","v":""},null,{"$f":"IFERROR(VLOOKUP(C37,'Cennik Płaski'!D:L,9,0),\"\")","v":""},"",null,"","",{"$f":"IF(C37=\"\",\"\",VLOOKUP(C37,'[3]CENNIK PŁASKI'!$C$2:$AH$27586,24,0))","v":""},null,null,null,""]
[null,24,null,{"$f":"IFERROR(VLOOKUP(C38,'Cennik Płaski'!D:F,3,0),\"\")","v":""},{"$f":"IFERROR(VLOOKUP(C38,'Cennik Płaski'!D:G,4,0),\"\")","v":""},null,{"$f":"IFERROR(VLOOKUP(C38,'Cennik Płaski'!D:L,9,0),\"\")","v":""},"",null,"","",{"$f":"IF(C38=\"\",\"\",VLOOKUP(C38,'[3]CENNIK PŁASKI'!$C$2:$AH$27586,24,0))","v":""},null,null,null,""]
[null,25,null,{"$f":"IFERROR(VLOOKUP(C39,'Cennik Płaski'!D:F,3,0),\"\")","v":""},{"$f":"IFERROR(VLOOKUP(C39,'Cennik Płaski'!D:G,4,0),\"\")","v":""},null,{"$f":"IFERROR(VLOOKUP(C39,'Cennik Płaski'!D:L,9,0),\"\")","v":""},"",null,"","",{"$f":"IF(C39=\"\",\"\",VLOOKUP(C39,'[3]CENNIK PŁASKI'!$C$2:$AH$27586,24,0))","v":""},null,null,null,""]
[null,26,null,{"$f":"IFERROR(VLOOKUP(C40,'Cennik Płaski'!D:F,3,0),\"\")","v":""},{"$f":"IFERROR(VLOOKUP(C40,'Cennik Płaski'!D:G,4,0),\"\")","v":""},null,{"$f":"IFERROR(VLOOKUP(C40,'Cennik Płaski'!D:L,9,0),\"\")","v":""},"",null,"","",{"$f":"IF(C40=\"\",\"\",VLOOKUP(C40,'[3]CENNIK PŁASKI'!$C$2:$AH$27586,24,0))","v":""},null,null,null,""]
[null,27,null,{"$f":"IFERROR(VLOOKUP(C41,'Cennik Płaski'!D:F,3,0),\"\")","v":""},{"$f":"IFERROR(VLOOKUP(C41,'Cennik Płaski'!D:G,4,0),\"\")","v":""},null,{"$f":"IFERROR(VLOOKUP(C41,'Cennik Płaski'!D:L,9,0),\"\")","v":""},"",null,"","",{"$f":"IF(C41=\"\",\"\",VLOOKUP(C41,'[3]CENNIK PŁASKI'!$C$2:$AH$27586,24,0))","v":""},null,null,null,""]
[null,28,null,{"$f":"IFERROR(VLOOKUP(C42,'Cennik Płaski'!D:F,3,0),\"\")","v":""},{"$f":"IFERROR(VLOOKUP(C42,'Cennik Płaski'!D:G,4,0),\"\")","v":""},null,{"$f":"IFERROR(VLOOKUP(C42,'Cennik Płaski'!D:L,9,0),\"\")","v":""},"",null,"","",{"$f":"IF(C42=\"\",\"\",VLOOKUP(C42,'[3]CENNIK PŁASKI'!$C$2:$AH$27586,24,0))","v":""},null,null,null,""]
[null,29,null,{"$f":"IFERROR(VLOOKUP(C43,'Cennik Płaski'!D:F,3,0),\"\")","v":""},{"$f":"IFERROR(VLOOKUP(C43,'Cennik Płaski'!D:G,4,0),\"\")","v":""},null,{"$f":"IFERROR(VLOOKUP(C43,'Cennik Płaski'!D:L,9,0),\"\")","v":""},"",null,"","",{"$f":"IF(C43=\"\",\"\",VLOOKUP(C43,'[3]CENNIK PŁASKI'!$C$2:$AH$27586,24,0))","v":""},null,null,null,""]
[null,30,null,{"$f":"IFERROR(VLOOKUP(C44,'Cennik Płaski'!D:F,3,0),\"\")","v":""},{"$f":"IFERROR(VLOOKUP(C44,'Cennik Płaski'!D:G,4,0),\"\")","v":""},null,{"$f":"IFERROR(VLOOKUP(C44,'Cennik Płaski'!D:L,9,0),\"\")","v":""},"",null,"","",{"$f":"IF(C44=\"\",\"\",VLOOKUP(C44,'[3]CENNIK PŁASKI'!$C$2:$AH$27586,24,0))","v":""},null,null,null,""]
[null,31,null,{"$f":"IFERROR(VLOOKUP(C45,'Cennik Płaski'!D:F,3,0),\"\")","v":""},{"$f":"IFERROR(VLOOKUP(C45,'Cennik Płaski'!D:G,4,0),\"\")","v":""},null,{"$f":"IFERROR(VLOOKUP(C45,'Cennik Płaski'!D:L,9,0),\"\")","v":""},"",null,"","",{"$f":"IF(C45=\"\",\"\",VLOOKUP(C45,'[3]CENNIK PŁASKI'!$C$2:$AH$27586,24,0))","v":""},null,null,null,""]
[null,32,null,{"$f":"IFERROR(VLOOKUP(C46,'Cennik Płaski'!D:F,3,0),\"\")","v":""},{"$f":"IFERROR(VLOOKUP(C46,'Cennik Płaski'!D:G,4,0),\"\")","v":""},null,{"$f":"IFERROR(VLOOKUP(C46,'Cennik Płaski'!D:L,9,0),\"\")","v":""},"",null,"","",{"$f":"IF(C46=\"\",\"\",VLOOKUP(C46,'[3]CENNIK PŁASKI'!$C$2:$AH$27586,24,0))","v":""},null,null,null,""]
[null,33,null,{"$f":"IFERROR(VLOOKUP(C47,'Cennik Płaski'!D:F,3,0),\"\")","v":""},{"$f":"IFERROR(VLOOKUP(C47,'Cennik Płaski'!D:G,4,0),\"\")","v":""},null,{"$f":"IFERROR(VLOOKUP(C47,'Cennik Płaski'!D:L,9,0),\"\")","v":""},"",null,"","",{"$f":"IF(C47=\"\",\"\",VLOOKUP(C47,'[3]CENNIK PŁASKI'!$C$2:$AH$27586,24,0))","v":""},null,null,null,""]
[null,34,null,{"$f":"IFERROR(VLOOKUP(C48,'Cennik Płaski'!D:F,3,0),\"\")","v":""},{"$f":"IFERROR(VLOOKUP(C48,'Cennik Płaski'!D:G,4,0),\"\")","v":""},null,{"$f":"IFERROR(VLOOKUP(C48,'Cennik Płaski'!D:L,9,0),\"\")","v":""},"",null,"","",{"$f":"IF(C48=\"\",\"\",VLOOKUP(C48,'[3]CENNIK PŁASKI'!$C$2:$AH$27586,24,0))","v":""},null,null,null,""]
[null,35,null,{"$f":"IFERROR(VLOOKUP(C49,'Cennik Płaski'!D:F,3,0),\"\")","v":""},{"$f":"IFERROR(VLOOKUP(C49,'Cennik Płaski'!D:G,4,0),\"\")","v":""},null,{"$f":"IFERROR(VLOOKUP(C49,'Cennik Płaski'!D:L,9,0),\"\")","v":""},"",null,"","",{"$f":"IF(C49=\"\",\"\",VLOOKUP(C49,'[3]CENNIK PŁASKI'!$C$2:$AH$27586,24,0))","v":""},null,null,null,""]
[null,36,null,{"$f":"IFERROR(VLOOKUP(C50,'Cennik Płaski'!D:F,3,0),\"\")","v":""},{"$f":"IFERROR(VLOOKUP(C50,'Cennik Płaski'!D:G,4,0),\"\")","v":""},null,{"$f":"IFERROR(VLOOKUP(C50,'Cennik Płaski'!D:L,9,0),\"\")","v":""},"",null,"","",{"$f":"IF(C50=\"\",\"\",VLOOKUP(C50,'[3]CENNIK PŁASKI'!$C$2:$AH$27586,24,0))","v":""},null,null,null,""]
[null,37,null,{"$f":"IFERROR(VLOOKUP(C51,'Cennik Płaski'!D:F,3,0),\"\")","v":""},{"$f":"IFERROR(VLOOKUP(C51,'Cennik Płaski'!D:G,4,0),\"\")","v":""},null,{"$f":"IFERROR(VLOOKUP(C51,'Cennik Płaski'!D:L,9,0),\"\")","v":""},"",null,"","",{"$f":"IF(C51=\"\",\"\",VLOOKUP(C51,'[3]CENNIK PŁASKI'!$C$2:$AH$27586,24,0))","v":""},null,null,null,""]
[null,38,null,{"$f":"IFERROR(VLOOKUP(C52,'Cennik Płaski'!D:F,3,0),\"\")","v":""},{"$f":"IFERROR(VLOOKUP(C52,'Cennik Płaski'!D:G,4,0),\"\")","v":""},null,{"$f":"IFERROR(VLOOKUP(C52,'Cennik Płaski'!D:L,9,0),\"\")","v":""},"",null,"","",{"$f":"IF(C52=\"\",\"\",VLOOKUP(C52,'[3]CENNIK PŁASKI'!$C$2:$AH$27586,24,0))","v":""},null,null,null,""]
[null,39,null,{"$f":"IFERROR(VLOOKUP(C53,'Cennik Płaski'!D:F,3,0),\"\")","v":""},{"$f":"IFERROR(VLOOKUP(C53,'Cennik Płaski'!D:G,4,0),\"\")","v":""},null,{"$f":"IFERROR(VLOOKUP(C53,'Cennik Płaski'!D:L,9,0),\"\")","v":""},"",null,"","",{"$f":"IF(C53=\"\",\"\",VLOOKUP(C53,'[3]CENNIK PŁASKI'!$C$2:$AH$27586,24,0))","v":""},null,null,null,""]
[null,40,null,{"$f":"IFERROR(VLOOKUP(C54,'Cennik Płaski'!D:F,3,0),\"\")","v":""},{"$f":"IFERROR(VLOOKUP(C54,'Cennik Płaski'!D:G,4,0),\"\")","v":""},null,{"$f":"IFERROR(VLOOKUP(C54,'Cennik Płaski'!D:L,9,0),\"\")","v":""},"",null,"","",{"$f":"IF(C54=\"\",\"\",VLOOKUP(C54,'[3]CENNIK PŁASKI'!$C$2:$AH$27586,24,0))","v":""},null,null,null,""]
[null,41,null,{"$f":"IFERROR(VLOOKUP(C55,'Cennik Płaski'!D:F,3,0),\"\")","v":""},{"$f":"IFERROR(VLOOKUP(C55,'Cennik Płaski'!D:G,4,0),\"\")","v":""},null,{"$f":"IFERROR(VLOOKUP(C55,'Cennik Płaski'!D:L,9,0),\"\")","v":""},"",null,"","",{"$f":"IF(C55=\"\",\"\",VLOOKUP(C55,'[3]CENNIK PŁASKI'!$C$2:$AH$27586,24,0))","v":""},null,null,null,""]
[null,42,null,{"$f":"IFERROR(VLOOKUP(C56,'Cennik Płaski'!D:F,3,0),\"\")","v":""},{"$f":"IFERROR(VLOOKUP(C56,'Cennik Płaski'!D:G,4,0),\"\")","v":""},null,{"$f":"IFERROR(VLOOKUP(C56,'Cennik Płaski'!D:L,9,0),\"\")","v":""},"",null,"","",{"$f":"IF(C56=\"\",\"\",VLOOKUP(C56,'[3]CENNIK PŁASKI'!$C$2:$AH$27586,24,0))","v":""},null,null,null,""]
[null,43,null,{"$f":"IFERROR(VLOOKUP(C57,'Cennik Płaski'!D:F,3,0),\"\")","v":""},{"$f":"IFERROR(VLOOKUP(C57,'Cennik Płaski'!D:G,4,0),\"\")","v":""},null,{"$f":"IFERROR(VLOOKUP(C57,'Cennik Płaski'!D:L,9,0),\"\")","v":""},"",null,"","",{"$f":"IF(C57=\"\",\"\",VLOOKUP(C57,'[3]CENNIK PŁASKI'!$C$2:$AH$27586,24,0))","v":""},null,null,null,""]
[null,44,null,{"$f":"IFERROR(VLOOKUP(C58,'Cennik Płaski'!D:F,3,0),\"\")","v":""},{"$f":"IFERROR(VLOOKUP(C58,'Cennik Płaski'!D:G,4,0),\"\")","v":""},null,{"$f":"IFERROR(VLOOKUP(C58,'Cennik Płaski'!D:L,9,0),\"\")","v":""},"",null,"","",{"$f":"IF(C58=\"\",\"\",VLOOKUP(C58,'[3]CENNIK PŁASKI'!$C$2:$AH$27586,24,0))","v":""},null,null,null,""]
[null,45,null,{"$f":"IFERROR(VLOOKUP(C59,'Cennik Płaski'!D:F,3,0),\"\")","v":""},{"$f":"IFERROR(VLOOKUP(C59,'Cennik Płaski'!D:G,4,0),\"\")","v":""},null,{"$f":"IFERROR(VLOOKUP(C59,'Cennik Płaski'!D:L,9,0),\"\")","v":""},"",null,"","",{"$f":"IF(C59=\"\",\"\",VLOOKUP(C59,'[3]CENNIK PŁASKI'!$C$2:$AH$27586,24,0))","v":""},null,null,null,""]
[null,46,null,{"$f":"IFERROR(VLOOKUP(C60,'Cennik Płaski'!D:F,3,0),\"\")","v":""},{"$f":"IFERROR(VLOOKUP(C60,'Cennik Płaski'!D:G,4,0),\"\")","v":""},null,{"$f":"IFERROR(VLOOKUP(C60,'Cennik Płaski'!D:L,9,0),\"\")","v":""},"",null,"","",{"$f":"IF(C60=\"\",\"\",VLOOKUP(C60,'[3]CENNIK PŁASKI'!$C$2:$AH$27586,24,0))","v":""},null,null,null,""]
[null,47,null,{"$f":"IFERROR(VLOOKUP(C61,'Cennik Płaski'!D:F,3,0),\"\")","v":""},{"$f":"IFERROR(VLOOKUP(C61,'Cennik Płaski'!D:G,4,0),\"\")","v":""},null,{"$f":"IFERROR(VLOOKUP(C61,'Cennik Płaski'!D:L,9,0),\"\")","v":""},"",null,"","",{"$f":"IF(C61=\"\",\"\",VLOOKUP(C61,'[3]CENNIK PŁASKI'!$C$2:$AH$27586,24,0))","v":""},null,null,null,""]
[null,48,null,{"$f":"IFERROR(VLOOKUP(C62,'Cennik Płaski'!D:F,3,0),\"\")","v":""},{"$f":"IFERROR(VLOOKUP(C62,'Cennik Płaski'!D:G,4,0),\"\")","v":""},null,{"$f":"IFERROR(VLOOKUP(C62,'Cennik Płaski'!D:L,9,0),\"\")","v":""},"",null,"","",{"$f":"IF(C62=\"\",\"\",VLOOKUP(C62,'[3]CENNIK PŁASKI'!$C$2:$AH$27586,24,0))","v":""},null,null,null,""]
[null,49,null,{"$f":"IFERROR(VLOOKUP(C63,'Cennik Płaski'!D:F,3,0),\"\")","v":""},{"$f":"IFERROR(VLOOKUP(C63,'Cennik Płaski'!D:G,4,0),\"\")","v":""},null,{"$f":"IFERROR(VLOOKUP(C63,'Cennik Płaski'!D:L,9,0),\"\")","v":""},"",null,"","",{"$f":"IF(C63=\"\",\"\",VLOOKUP(C63,'[3]CENNIK PŁASKI'!$C$2:$AH$27586,24,0))","v":""},null,null,null,""]
[null,50,null,{"$f":"IFERROR(VLOOKUP(C64,'Cennik Płaski'!D:F,3,0),\"\")","v":""},{"$f":"IFERROR(VLOOKUP(C64,'Cennik Płaski'!D:G,4,0),\"\")","v":""},null,{"$f":"IFERROR(VLOOKUP(C64,'Cennik Płaski'!D:L,9,0),\"\")","v":""},"",null,"","",{"$f":"IF(C64=\"\",\"\",VLOOKUP(C64,'[3]CENNIK PŁASKI'!$C$2:$AH$27586,24,0))","v":""},null,null,null,""]
[null,51,null,{"$f":"IFERROR(VLOOKUP(C65,'Cennik Płaski'!D:F,3,0),\"\")","v":""},{"$f":"IFERROR(VLOOKUP(C65,'Cennik Płaski'!D:G,4,0),\"\")","v":""},null,{"$f":"IFERROR(VLOOKUP(C65,'Cennik Płaski'!D:L,9,0),\"\")","v":""},"",null,"","",{"$f":"IF(C65=\"\",\"\",VLOOKUP(C65,'[3]CENNIK PŁASKI'!$C$2:$AH$27586,24,0))","v":""},null,null,null,""]
[null,52,null,{"$f":"IFERROR(VLOOKUP(C66,'Cennik Płaski'!D:F,3,0),\"\")","v":""},{"$f":"IFERROR(VLOOKUP(C66,'Cennik Płaski'!D:G,4,0),\"\")","v":""},null,{"$f":"IFERROR(VLOOKUP(C66,'Cennik Płaski'!D:L,9,0),\"\")","v":""},"",null,"","",{"$f":"IF(C66=\"\",\"\",VLOOKUP(C66,'[3]CENNIK PŁASKI'!$C$2:$AH$27586,24,0))","v":""},null,null,null,""]
[null,53,null,{"$f":"IFERROR(VLOOKUP(C67,'Cennik Płaski'!D:F,3,0),\"\")","v":""},{"$f":"IFERROR(VLOOKUP(C67,'Cennik Płaski'!D:G,4,0),\"\")","v":""},null,{"$f":"IFERROR(VLOOKUP(C67,'Cennik Płaski'!D:L,9,0),\"\")","v":""},"",null,"","",{"$f":"IF(C67=\"\",\"\",VLOOKUP(C67,'[3]CENNIK PŁASKI'!$C$2:$AH$27586,24,0))","v":""},null,null,null,""]
[null,54,null,{"$f":"IFERROR(VLOOKUP(C68,'Cennik Płaski'!D:F,3,0),\"\")","v":""},{"$f":"IFERROR(VLOOKUP(C68,'Cennik Płaski'!D:G,4,0),\"\")","v":""},null,{"$f":"IFERROR(VLOOKUP(C68,'Cennik Płaski'!D:L,9,0),\"\")","v":""},"",null,"","",{"$f":"IF(C68=\"\",\"\",VLOOKUP(C68,'[3]CENNIK PŁASKI'!$C$2:$AH$27586,24,0))","v":""},null,null,null,""]
[null,55,null,{"$f":"IFERROR(VLOOKUP(C69,'Cennik Płaski'!D:F,3,0),\"\")","v":""},{"$f":"IFERROR(VLOOKUP(C69,'Cennik Płaski'!D:G,4,0),\"\")","v":""},null,{"$f":"IFERROR(VLOOKUP(C69,'Cennik Płaski'!D:L,9,0),\"\")","v":""},"",null,"","",{"$f":"IF(C69=\"\",\"\",VLOOKUP(C69,'[3]CENNIK PŁASKI'!$C$2:$AH$27586,24,0))","v":""},null,null,null,""]
[null,56,null,{"$f":"IFERROR(VLOOKUP(C70,'Cennik Płaski'!D:F,3,0),\"\")","v":""},{"$f":"IFERROR(VLOOKUP(C70,'Cennik Płaski'!D:G,4,0),\"\")","v":""},null,{"$f":"IFERROR(VLOOKUP(C70,'Cennik Płaski'!D:L,9,0),\"\")","v":""},"",null,"","",{"$f":"IF(C70=\"\",\"\",VLOOKUP(C70,'[3]CENNIK PŁASKI'!$C$2:$AH$27586,24,0))","v":""},null,null,null,""]
[null,57,null,{"$f":"IFERROR(VLOOKUP(C71,'Cennik Płaski'!D:F,3,0),\"\")","v":""},{"$f":"IFERROR(VLOOKUP(C71,'Cennik Płaski'!D:G,4,0),\"\")","v":""},null,{"$f":"IFERROR(VLOOKUP(C71,'Cennik Płaski'!D:L,9,0),\"\")","v":""},"",null,"","",{"$f":"IF(C71=\"\",\"\",VLOOKUP(C71,'[3]CENNIK PŁASKI'!$C$2:$AH$27586,24,0))","v":""},null,null,null,""]
[null,58,null,{"$f":"IFERROR(VLOOKUP(C72,'Cennik Płaski'!D:F,3,0),\"\")","v":""},{"$f":"IFERROR(VLOOKUP(C72,'Cennik Płaski'!D:G,4,0),\"\")","v":""},null,{"$f":"IFERROR(VLOOKUP(C72,'Cennik Płaski'!D:L,9,0),\"\")","v":""},"",null,"","",{"$f":"IF(C72=\"\",\"\",VLOOKUP(C72,'[3]CENNIK PŁASKI'!$C$2:$AH$27586,24,0))","v":""},null,null,null,""]
[null,59,null,{"$f":"IFERROR(VLOOKUP(C73,'Cennik Płaski'!D:F,3,0),\"\")","v":""},{"$f":"IFERROR(VLOOKUP(C73,'Cennik Płaski'!D:G,4,0),\"\")","v":""},null,{"$f":"IFERROR(VLOOKUP(C73,'Cennik Płaski'!D:L,9,0),\"\")","v":""},"",null,"","",{"$f":"IF(C73=\"\",\"\",VLOOKUP(C73,'[3]CENNIK PŁASKI'!$C$2:$AH$27586,24,0))","v":""},null,null,null,""]
[null,60,null,{"$f":"IFERROR(VLOOKUP(C74,'Cennik Płaski'!D:F,3,0),\"\")","v":""},{"$f":"IFERROR(VLOOKUP(C74,'Cennik Płaski'!D:G,4,0),\"\")","v":""},null,{"$f":"IFERROR(VLOOKUP(C74,'Cennik Płaski'!D:L,9,0),\"\")","v":""},"",null,"","",{"$f":"IF(C74=\"\",\"\",VLOOKUP(C74,'[3]CENNIK PŁASKI'!$C$2:$AH$27586,24,0))","v":""},null,null,null,""]
[null,61,null,{"$f":"IFERROR(VLOOKUP(C75,'Cennik Płaski'!D:F,3,0),\"\")","v":""},{"$f":"IFERROR(VLOOKUP(C75,'Cennik Płaski'!D:G,4,0),\"\")","v":""},null,{"$f":"IFERROR(VLOOKUP(C75,'Cennik Płaski'!D:L,9,0),\"\")","v":""},"",null,"","",{"$f":"IF(C75=\"\",\"\",VLOOKUP(C75,'[3]CENNIK PŁASKI'!$C$2:$AH$27586,24,0))","v":""},null,null,null,""]
[null,62,null,{"$f":"IFERROR(VLOOKUP(C76,'Cennik Płaski'!D:F,3,0),\"\")","v":""},{"$f":"IFERROR(VLOOKUP(C76,'Cennik Płaski'!D:G,4,0),\"\")","v":""},null,{"$f":"IFERROR(VLOOKUP(C76,'Cennik Płaski'!D:L,9,0),\"\")","v":""},"",null,"","",{"$f":"IF(C76=\"\",\"\",VLOOKUP(C76,'[3]CENNIK PŁASKI'!$C$2:$AH$27586,24,0))","v":""},null,null,null,""]
[null,63,null,{"$f":"IFERROR(VLOOKUP(C77,'Cennik Płaski'!D:F,3,0),\"\")","v":""},{"$f":"IFERROR(VLOOKUP(C77,'Cennik Płaski'!D:G,4,0),\"\")","v":""},null,{"$f":"IFERROR(VLOOKUP(C77,'Cennik Płaski'!D:L,9,0),\"\")","v":""},"",null,"","",{"$f":"IF(C77=\"\",\"\",VLOOKUP(C77,'[3]CENNIK PŁASKI'!$C$2:$AH$27586,24,0))","v":""},null,null,null,""]
[null,64,null,{"$f":"IFERROR(VLOOKUP(C78,'Cennik Płaski'!D:F,3,0),\"\")","v":""},{"$f":"IFERROR(VLOOKUP(C78,'Cennik Płaski'!D:G,4,0),\"\")","v":""},null,{"$f":"IFERROR(VLOOKUP(C78,'Cennik Płaski'!D:L,9,0),\"\")","v":""},"",null,"","",{"$f":"IF(C78=\"\",\"\",VLOOKUP(C78,'[3]CENNIK PŁASKI'!$C$2:$AH$27586,24,0))","v":""},null,null,null,{"$f":"IF(C78<>\"\",IF(ISNUMBER(F78),\"\",\"Proszę wpisać ilość\"),\"\")","v":""}]
[null,65,null,{"$f":"IFERROR(VLOOKUP(C79,'Cennik Płaski'!D:F,3,0),\"\")","v":""},{"$f":"IFERROR(VLOOKUP(C79,'Cennik Płaski'!D:G,4,0),\"\")","v":""},null,{"$f":"IFERROR(VLOOKUP(C79,'Cennik Płaski'!D:L,9,0),\"\")","v":""},"",null,"","",{"$f":"IF(C79=\"\",\"\",VLOOKUP(C79,'[3]CENNIK PŁASKI'!$C$2:$AH$27586,24,0))","v":""},null,null,null,""]
[null,66,null,{"$f":"IFERROR(VLOOKUP(C80,'Cennik Płaski'!D:F,3,0),\"\")","v":""},{"$f":"IFERROR(VLOOKUP(C80,'Cennik Płaski'!D:G,4,0),\"\")","v":""},null,{"$f":"IFERROR(VLOOKUP(C80,'Cennik Płaski'!D:L,9,0),\"\")","v":""},{"$f":"IF(C80=\"\",\"\",F80*G80)","v":""},null,{"$f":"IF(B80=\"\",\"\",IF(I80>0,G80*(1-I80),G80))","v":""},{"$f":"IF(C80=\"\",\"\",IF(I80>0,H80*(1-I80),H80))","v":""},{"$f":"IF(C80=\"\",\"\",VLOOKUP(C80,'[3]CENNIK PŁASKI'!$C$2:$AH$27586,24,0))","v":""},null,null,null,""]
[null,67,null,{"$f":"IFERROR(VLOOKUP(C81,'Cennik Płaski'!D:F,3,0),\"\")","v":""},{"$f":"IFERROR(VLOOKUP(C81,'Cennik Płaski'!D:G,4,0),\"\")","v":""},null,{"$f":"IFERROR(VLOOKUP(C81,'Cennik Płaski'!D:L,9,0),\"\")","v":""},"",null,"","",{"$f":"IF(C81=\"\",\"\",VLOOKUP(C81,'[3]CENNIK PŁASKI'!$C$2:$AH$27586,24,0))","v":""},null,null,null,""]
[null,68,null,{"$f":"IFERROR(VLOOKUP(C82,'Cennik Płaski'!D:F,3,0),\"\")","v":""},{"$f":"IFERROR(VLOOKUP(C82,'Cennik Płaski'!D:G,4,0),\"\")","v":""},null,{"$f":"IFERROR(VLOOKUP(C82,'Cennik Płaski'!D:L,9,0),\"\")","v":""},"",null,"","",{"$f":"IF(C82=\"\",\"\",VLOOKUP(C82,'[3]CENNIK PŁASKI'!$C$2:$AH$27586,24,0))","v":""},null,null,null,""]
[null,69,null,{"$f":"IFERROR(VLOOKUP(C83,'Cennik Płaski'!D:F,3,0),\"\")","v":""},{"$f":"IFERROR(VLOOKUP(C83,'Cennik Płaski'!D:G,4,0),\"\")","v":""},null,{"$f":"IFERROR(VLOOKUP(C83,'Cennik Płaski'!D:L,9,0),\"\")","v":""},"",null,"","",{"$f":"IF(C83=\"\",\"\",VLOOKUP(C83,'[3]CENNIK PŁASKI'!$C$2:$AH$27586,24,0))","v":""},null,null,null,""]
[null,70,null,{"$f":"IFERROR(VLOOKUP(C84,'Cennik Płaski'!D:F,3,0),\"\")","v":""},{"$f":"IFERROR(VLOOKUP(C84,'Cennik Płaski'!D:G,4,0),\"\")","v":""},null,{"$f":"IFERROR(VLOOKUP(C84,'Cennik Płaski'!D:L,9,0),\"\")","v":""},"",null,"","",{"$f":"IF(C84=\"\",\"\",VLOOKUP(C84,'[3]CENNIK PŁASKI'!$C$2:$AH$27586,24,0))","v":""},null,null,null,""]
[null,71,null,{"$f":"IFERROR(VLOOKUP(C85,'Cennik Płaski'!D:F,3,0),\"\")","v":""},{"$f":"IFERROR(VLOOKUP(C85,'Cennik Płaski'!D:G,4,0),\"\")","v":""},null,{"$f":"IFERROR(VLOOKUP(C85,'Cennik Płaski'!D:L,9,0),\"\")","v":""},"",null,"","",{"$f":"IF(C85=\"\",\"\",VLOOKUP(C85,'[3]CENNIK PŁASKI'!$C$2:$AH$27586,24,0))","v":""},null,null,null,""]
[null,72,null,{"$f":"IFERROR(VLOOKUP(C86,'Cennik Płaski'!D:F,3,0),\"\")","v":""},{"$f":"IFERROR(VLOOKUP(C86,'Cennik Płaski'!D:G,4,0),\"\")","v":""},null,{"$f":"IFERROR(VLOOKUP(C86,'Cennik Płaski'!D:L,9,0),\"\")","v":""},"",null,"","",{"$f":"IF(C86=\"\",\"\",VLOOKUP(C86,'[3]CENNIK PŁASKI'!$C$2:$AH$27586,24,0))","v":""},null,null,null,""]
[null,73,null,{"$f":"IFERROR(VLOOKUP(C87,'Cennik Płaski'!D:F,3,0),\"\")","v":""},{"$f":"IFERROR(VLOOKUP(C87,'Cennik Płaski'!D:G,4,0),\"\")","v":""},null,{"$f":"IFERROR(VLOOKUP(C87,'Cennik Płaski'!D:L,9,0),\"\")","v":""},"",null,"","",{"$f":"IF(C87=\"\",\"\",VLOOKUP(C87,'[3]CENNIK PŁASKI'!$C$2:$AH$27586,24,0))","v":""},null,null,null,""]
[null,74,null,{"$f":"IFERROR(VLOOKUP(C88,'Cennik Płaski'!D:F,3,0),\"\")","v":""},{"$f":"IFERROR(VLOOKUP(C88,'Cennik Płaski'!D:G,4,0),\"\")","v":""},null,{"$f":"IFERROR(VLOOKUP(C88,'Cennik Płaski'!D:L,9,0),\"\")","v":""},"",null,"","",{"$f":"IF(C88=\"\",\"\",VLOOKUP(C88,'[3]CENNIK PŁASKI'!$C$2:$AH$27586,24,0))","v":""},null,null,null,""]
[null,75,null,{"$f":"IFERROR(VLOOKUP(C89,'Cennik Płaski'!D:F,3,0),\"\")","v":""},{"$f":"IFERROR(VLOOKUP(C89,'Cennik Płaski'!D:G,4,0),\"\")","v":""},null,{"$f":"IFERROR(VLOOKUP(C89,'Cennik Płaski'!D:L,9,0),\"\")","v":""},"",null,"","",{"$f":"IF(C89=\"\",\"\",VLOOKUP(C89,'[3]CENNIK PŁASKI'!$C$2:$AH$27586,24,0))","v":""},null,null,null,""]
[null,76,null,{"$f":"IFERROR(VLOOKUP(C90,'Cennik Płaski'!D:F,3,0),\"\")","v":""},{"$f":"IFERROR(VLOOKUP(C90,'Cennik Płaski'!D:G,4,0),\"\")","v":""},null,{"$f":"IFERROR(VLOOKUP(C90,'Cennik Płaski'!D:L,9,0),\"\")","v":""},"",null,"","",{"$f":"IF(C90=\"\",\"\",VLOOKUP(C90,'[3]CENNIK PŁASKI'!$C$2:$AH$27586,24,0))","v":""},null,null,null,""]
[null,77,null,{"$f":"IFERROR(VLOOKUP(C91,'Cennik Płaski'!D:F,3,0),\"\")","v":""},{"$f":"IFERROR(VLOOKUP(C91,'Cennik Płaski'!D:G,4,0),\"\")","v":""},null,{"$f":"IFERROR(VLOOKUP(C91,'Cennik Płaski'!D:L,9,0),\"\")","v":""},"",null,"","",{"$f":"IF(C91=\"\",\"\",VLOOKUP(C91,'[3]CENNIK PŁASKI'!$C$2:$AH$27586,24,0))","v":""},null,null,null,""]
[null,78,null,{"$f":"IFERROR(VLOOKUP(C92,'Cennik Płaski'!D:F,3,0),\"\")","v":""},{"$f":"IFERROR(VLOOKUP(C92,'Cennik Płaski'!D:G,4,0),\"\")","v":""},null,{"$f":"IFERROR(VLOOKUP(C92,'Cennik Płaski'!D:L,9,0),\"\")","v":""},"",null,"","",{"$f":"IF(C92=\"\",\"\",VLOOKUP(C92,'[3]CENNIK PŁASKI'!$C$2:$AH$27586,24,0))","v":""},null,null,null,""]
[null,79,null,{"$f":"IFERROR(VLOOKUP(C93,'Cennik Płaski'!D:F,3,0),\"\")","v":""},{"$f":"IFERROR(VLOOKUP(C93,'Cennik Płaski'!D:G,4,0),\"\")","v":""},null,{"$f":"IFERROR(VLOOKUP(C93,'Cennik Płaski'!D:L,9,0),\"\")","v":""},"",null,"","",{"$f":"IF(C93=\"\",\"\",VLOOKUP(C93,'[3]CENNIK PŁASKI'!$C$2:$AH$27586,24,0))","v":""},null,null,null,""]
[null,80,null,{"$f":"IFERROR(VLOOKUP(C94,'Cennik Płaski'!D:F,3,0),\"\")","v":""},{"$f":"IFERROR(VLOOKUP(C94,'Cennik Płaski'!D:G,4,0),\"\")","v":""},null,{"$f":"IFERROR(VLOOKUP(C94,'Cennik Płaski'!D:L,9,0),\"\")","v":""},"",null,"","",{"$f":"IF(C94=\"\",\"\",VLOOKUP(C94,'[3]CENNIK PŁASKI'!$C$2:$AH$27586,24,0))","v":""},null,null,null,""]
[null,81,null,{"$f":"IFERROR(VLOOKUP(C95,'Cennik Płaski'!D:F,3,0),\"\")","v":""},{"$f":"IFERROR(VLOOKUP(C95,'Cennik Płaski'!D:G,4,0),\"\")","v":""},null,{"$f":"IFERROR(VLOOKUP(C95,'Cennik Płaski'!D:L,9,0),\"\")","v":""},"",null,"","",{"$f":"IF(C95=\"\",\"\",VLOOKUP(C95,'[3]CENNIK PŁASKI'!$C$2:$AH$27586,24,0))","v":""},null,null,null,""]
[null,82,null,{"$f":"IFERROR(VLOOKUP(C96,'Cennik Płaski'!D:F,3,0),\"\")","v":""},{"$f":"IFERROR(VLOOKUP(C96,'Cennik Płaski'!D:G,4,0),\"\")","v":""},null,{"$f":"IFERROR(VLOOKUP(C96,'Cennik Płaski'!D:L,9,0),\"\")","v":""},"",null,"","",{"$f":"IF(C96=\"\",\"\",VLOOKUP(C96,'[3]CENNIK PŁASKI'!$C$2:$AH$27586,24,0))","v":""},null,null,null,""]
[null,83,null,{"$f":"IFERROR(VLOOKUP(C97,'Cennik Płaski'!D:F,3,0),\"\")","v":""},{"$f":"IFERROR(VLOOKUP(C97,'Cennik Płaski'!D:G,4,0),\"\")","v":""},null,{"$f":"IFERROR(VLOOKUP(C97,'Cennik Płaski'!D:L,9,0),\"\")","v":""},"",null,"","",{"$f":"IF(C97=\"\",\"\",VLOOKUP(C97,'[3]CENNIK PŁASKI'!$C$2:$AH$27586,24,0))","v":""},null,null,null,""]
[null,84,null,{"$f":"IFERROR(VLOOKUP(C98,'Cennik Płaski'!D:F,3,0),\"\")","v":""},{"$f":"IFERROR(VLOOKUP(C98,'Cennik Płaski'!D:G,4,0),\"\")","v":""},null,{"$f":"IFERROR(VLOOKUP(C98,'Cennik Płaski'!D:L,9,0),\"\")","v":""},"",null,"","",{"$f":"IF(C98=\"\",\"\",VLOOKUP(C98,'[3]CENNIK PŁASKI'!$C$2:$AH$27586,24,0))","v":""},null,null,null,""]
[null,85,null,{"$f":"IFERROR(VLOOKUP(C99,'Cennik Płaski'!D:F,3,0),\"\")","v":""},{"$f":"IFERROR(VLOOKUP(C99,'Cennik Płaski'!D:G,4,0),\"\")","v":""},null,{"$f":"IFERROR(VLOOKUP(C99,'Cennik Płaski'!D:L,9,0),\"\")","v":""},"",null,"","",{"$f":"IF(C99=\"\",\"\",VLOOKUP(C99,'[3]CENNIK PŁASKI'!$C$2:$AH$27586,24,0))","v":""},null,null,null,""]
[null,86,null,{"$f":"IFERROR(VLOOKUP(C100,'Cennik Płaski'!D:F,3,0),\"\")","v":""},{"$f":"IFERROR(VLOOKUP(C100,'Cennik Płaski'!D:G,4,0),\"\")","v":""},null,{"$f":"IFERROR(VLOOKUP(C100,'Cennik Płaski'!D:L,9,0),\"\")","v":""},"",null,"","",{"$f":"IF(C100=\"\",\"\",VLOOKUP(C100,'[3]CENNIK PŁASKI'!$C$2:$AH$27586,24,0))","v":""},null,null,null,""]
[null,87,null,{"$f":"IFERROR(VLOOKUP(C101,'Cennik Płaski'!D:F,3,0),\"\")","v":""},{"$f":"IFERROR(VLOOKUP(C101,'Cennik Płaski'!D:G,4,0),\"\")","v":""},null,{"$f":"IFERROR(VLOOKUP(C101,'Cennik Płaski'!D:L,9,0),\"\")","v":""},"",null,"","",{"$f":"IF(C101=\"\",\"\",VLOOKUP(C101,'[3]CENNIK PŁASKI'!$C$2:$AH$27586,24,0))","v":""},null,null,null,""]
[null,88,null,{"$f":"IFERROR(VLOOKUP(C102,'Cennik Płaski'!D:F,3,0),\"\")","v":""},{"$f":"IFERROR(VLOOKUP(C102,'Cennik Płaski'!D:G,4,0),\"\")","v":""},null,{"$f":"IFERROR(VLOOKUP(C102,'Cennik Płaski'!D:L,9,0),\"\")","v":""},"",null,"","",{"$f":"IF(C102=\"\",\"\",VLOOKUP(C102,'[3]CENNIK PŁASKI'!$C$2:$AH$27586,24,0))","v":""},null,null,null,""]
[null,89,null,{"$f":"IFERROR(VLOOKUP(C103,'Cennik Płaski'!D:F,3,0),\"\")","v":""},{"$f":"IFERROR(VLOOKUP(C103,'Cennik Płaski'!D:G,4,0),\"\")","v":""},null,{"$f":"IFERROR(VLOOKUP(C103,'Cennik Płaski'!D:L,9,0),\"\")","v":""},"",null,"","",{"$f":"IF(C103=\"\",\"\",VLOOKUP(C103,'[3]CENNIK PŁASKI'!$C$2:$AH$27586,24,0))","v":""},null,null,null,""]
[null,90,null,{"$f":"IFERROR(VLOOKUP(C104,'Cennik Płaski'!D:F,3,0),\"\")","v":""},{"$f":"IFERROR(VLOOKUP(C104,'Cennik Płaski'!D:G,4,0),\"\")","v":""},null,{"$f":"IFERROR(VLOOKUP(C104,'Cennik Płaski'!D:L,9,0),\"\")","v":""},"",null,"","",{"$f":"IF(C104=\"\",\"\",VLOOKUP(C104,'[3]CENNIK PŁASKI'!$C$2:$AH$27586,24,0))","v":""},null,null,null,""]
[null,91,null,{"$f":"IFERROR(VLOOKUP(C105,'Cennik Płaski'!D:F,3,0),\"\")","v":""},{"$f":"IFERROR(VLOOKUP(C105,'Cennik Płaski'!D:G,4,0),\"\")","v":""},null,{"$f":"IFERROR(VLOOKUP(C105,'Cennik Płaski'!D:L,9,0),\"\")","v":""},"",null,"","",{"$f":"IF(C105=\"\",\"\",VLOOKUP(C105,'[3]CENNIK PŁASKI'!$C$2:$AH$27586,24,0))","v":""},null,null,null,""]
[null,92,null,{"$f":"IFERROR(VLOOKUP(C106,'Cennik Płaski'!D:F,3,0),\"\")","v":""},{"$f":"IFERROR(VLOOKUP(C106,'Cennik Płaski'!D:G,4,0),\"\")","v":""},null,{"$f":"IFERROR(VLOOKUP(C106,'Cennik Płaski'!D:L,9,0),\"\")","v":""},"",null,"","",{"$f":"IF(C106=\"\",\"\",VLOOKUP(C106,'[3]CENNIK PŁASKI'!$C$2:$AH$27586,24,0))","v":""},null,null,null,""]
[null,93,null,{"$f":"IFERROR(VLOOKUP(C107,'Cennik Płaski'!D:F,3,0),\"\")","v":""},{"$f":"IFERROR(VLOOKUP(C107,'Cennik Płaski'!D:G,4,0),\"\")","v":""},null,{"$f":"IFERROR(VLOOKUP(C107,'Cennik Płaski'!D:L,9,0),\"\")","v":""},"",null,"","",{"$f":"IF(C107=\"\",\"\",VLOOKUP(C107,'[3]CENNIK PŁASKI'!$C$2:$AH$27586,24,0))","v":""},null,null,null,""]
[null,94,null,{"$f":"IFERROR(VLOOKUP(C108,'Cennik Płaski'!D:F,3,0),\"\")","v":""},{"$f":"IFERROR(VLOOKUP(C108,'Cennik Płaski'!D:G,4,0),\"\")","v":""},null,{"$f":"IFERROR(VLOOKUP(C108,'Cennik Płaski'!D:L,9,0),\"\")","v":""},"",null,"","",{"$f":"IF(C108=\"\",\"\",VLOOKUP(C108,'[3]CENNIK PŁASKI'!$C$2:$AH$27586,24,0))","v":""},null,null,null,""]
[null,95,null,{"$f":"IFERROR(VLOOKUP(C109,'Cennik Płaski'!D:F,3,0),\"\")","v":""},{"$f":"IFERROR(VLOOKUP(C109,'Cennik Płaski'!D:G,4,0),\"\")","v":""},null,{"$f":"IFERROR(VLOOKUP(C109,'Cennik Płaski'!D:L,9,0),\"\")","v":""},"",null,"","",{"$f":"IF(C109=\"\",\"\",VLOOKUP(C109,'[3]CENNIK PŁASKI'!$C$2:$AH$27586,24,0))","v":""},null,null,null,""]
[null,96,null,{"$f":"IFERROR(VLOOKUP(C110,'Cennik Płaski'!D:F,3,0),\"\")","v":""},{"$f":"IFERROR(VLOOKUP(C110,'Cennik Płaski'!D:G,4,0),\"\")","v":""},null,{"$f":"IFERROR(VLOOKUP(C110,'Cennik Płaski'!D:L,9,0),\"\")","v":""},"",null,"","",{"$f":"IF(C110=\"\",\"\",VLOOKUP(C110,'[3]CENNIK PŁASKI'!$C$2:$AH$27586,24,0))","v":""},null,null,null,""]
[null,97,null,{"$f":"IFERROR(VLOOKUP(C111,'Cennik Płaski'!D:F,3,0),\"\")","v":""},{"$f":"IFERROR(VLOOKUP(C111,'Cennik Płaski'!D:G,4,0),\"\")","v":""},null,{"$f":"IFERROR(VLOOKUP(C111,'Cennik Płaski'!D:L,9,0),\"\")","v":""},"",null,"","",{"$f":"IF(C111=\"\",\"\",VLOOKUP(C111,'[3]CENNIK PŁASKI'!$C$2:$AH$27586,24,0))","v":""},null,null,null,""]
[null,98,null,{"$f":"IFERROR(VLOOKUP(C112,'Cennik Płaski'!D:F,3,0),\"\")","v":""},{"$f":"IFERROR(VLOOKUP(C112,'Cennik Płaski'!D:G,4,0),\"\")","v":""},null,{"$f":"IFERROR(VLOOKUP(C112,'Cennik Płaski'!D:L,9,0),\"\")","v":""},"",null,"","",{"$f":"IF(C112=\"\",\"\",VLOOKUP(C112,'[3]CENNIK PŁASKI'!$C$2:$AH$27586,24,0))","v":""},null,null,null,""]
[null,99,null,{"$f":"IFERROR(VLOOKUP(C113,'Cennik Płaski'!D:F,3,0),\"\")","v":""},{"$f":"IFERROR(VLOOKUP(C113,'Cennik Płaski'!D:G,4,0),\"\")","v":""},null,{"$f":"IFERROR(VLOOKUP(C113,'Cennik Płaski'!D:L,9,0),\"\")","v":""},"",null,"","",{"$f":"IF(C113=\"\",\"\",VLOOKUP(C113,'[3]CENNIK PŁASKI'!$C$2:$AH$27586,24,0))","v":""},null,null,null,""]
[null,100,null,{"$f":"IFERROR(VLOOKUP(C114,'Cennik Płaski'!D:F,3,0),\"\")","v":""},{"$f":"IFERROR(VLOOKUP(C114,'Cennik Płaski'!D:G,4,0),\"\")","v":""},null,{"$f":"IFERROR(VLOOKUP(C114,'Cennik Płaski'!D:L,9,0),\"\")","v":""},"",null,"","",{"$f":"IF(C114=\"\",\"\",VLOOKUP(C114,'[3]CENNIK PŁASKI'!$C$2:$AH$27586,24,0))","v":""},null,null,null,""]
[null,101,null,{"$f":"IFERROR(VLOOKUP(C115,'Cennik Płaski'!D:F,3,0),\"\")","v":""},{"$f":"IFERROR(VLOOKUP(C115,'Cennik Płaski'!D:G,4,0),\"\")","v":""},null,{"$f":"IFERROR(VLOOKUP(C115,'Cennik Płaski'!D:L,9,0),\"\")","v":""},"",null,"","",{"$f":"IF(C115=\"\",\"\",VLOOKUP(C115,'[3]CENNIK PŁASKI'!$C$2:$AH$27586,24,0))","v":""},null,null,null,""]
[null,102,null,{"$f":"IFERROR(VLOOKUP(C116,'Cennik Płaski'!D:F,3,0),\"\")","v":""},{"$f":"IFERROR(VLOOKUP(C116,'Cennik Płaski'!D:G,4,0),\"\")","v":""},null,{"$f":"IFERROR(VLOOKUP(C116,'Cennik Płaski'!D:L,9,0),\"\")","v":""},"",null,"","",{"$f":"IF(C116=\"\",\"\",VLOOKUP(C116,'[3]CENNIK PŁASKI'!$C$2:$AH$27586,24,0))","v":""},null,null,null,""]
[null,103,null,{"$f":"IFERROR(VLOOKUP(C117,'Cennik Płaski'!D:F,3,0),\"\")","v":""},{"$f":"IFERROR(VLOOKUP(C117,'Cennik Płaski'!D:G,4,0),\"\")","v":""},null,{"$f":"IFERROR(VLOOKUP(C117,'Cennik Płaski'!D:L,9,0),\"\")","v":""},"",null,"","",{"$f":"IF(C117=\"\",\"\",VLOOKUP(C117,'[3]CENNIK PŁASKI'!$C$2:$AH$27586,24,0))","v":""},null,null,null,""]
[null,104,null,{"$f":"IFERROR(VLOOKUP(C118,'Cennik Płaski'!D:F,3,0),\"\")","v":""},{"$f":"IFERROR(VLOOKUP(C118,'Cennik Płaski'!D:G,4,0),\"\")","v":""},null,{"$f":"IFERROR(VLOOKUP(C118,'Cennik Płaski'!D:L,9,0),\"\")","v":""},"",null,"","",{"$f":"IF(C118=\"\",\"\",VLOOKUP(C118,'[3]CENNIK PŁASKI'!$C$2:$AH$27586,24,0))","v":""},null,null,null,""]
[null,105,null,{"$f":"IFERROR(VLOOKUP(C119,'Cennik Płaski'!D:F,3,0),\"\")","v":""},{"$f":"IFERROR(VLOOKUP(C119,'Cennik Płaski'!D:G,4,0),\"\")","v":""},null,{"$f":"IFERROR(VLOOKUP(C119,'Cennik Płaski'!D:L,9,0),\"\")","v":""},"",null,"","",{"$f":"IF(C119=\"\",\"\",VLOOKUP(C119,'[3]CENNIK PŁASKI'!$C$2:$AH$27586,24,0))","v":""},null,null,null,""]
[null,106,null,{"$f":"IFERROR(VLOOKUP(C120,'Cennik Płaski'!D:F,3,0),\"\")","v":""},{"$f":"IFERROR(VLOOKUP(C120,'Cennik Płaski'!D:G,4,0),\"\")","v":""},null,{"$f":"IFERROR(VLOOKUP(C120,'Cennik Płaski'!D:L,9,0),\"\")","v":""},"",null,"","",{"$f":"IF(C120=\"\",\"\",VLOOKUP(C120,'[3]CENNIK PŁASKI'!$C$2:$AH$27586,24,0))","v":""},null,null,null,""]
[null,107,null,{"$f":"IFERROR(VLOOKUP(C121,'Cennik Płaski'!D:F,3,0),\"\")","v":""},{"$f":"IFERROR(VLOOKUP(C121,'Cennik Płaski'!D:G,4,0),\"\")","v":""},null,{"$f":"IFERROR(VLOOKUP(C121,'Cennik Płaski'!D:L,9,0),\"\")","v":""},"",null,"","",{"$f":"IF(C121=\"\",\"\",VLOOKUP(C121,'[3]CENNIK PŁASKI'!$C$2:$AH$27586,24,0))","v":""},null,null,null,""]
[null,108,null,{"$f":"IFERROR(VLOOKUP(C122,'Cennik Płaski'!D:F,3,0),\"\")","v":""},{"$f":"IFERROR(VLOOKUP(C122,'Cennik Płaski'!D:G,4,0),\"\")","v":""},null,{"$f":"IFERROR(VLOOKUP(C122,'Cennik Płaski'!D:L,9,0),\"\")","v":""},"",null,"","",{"$f":"IF(C122=\"\",\"\",VLOOKUP(C122,'[3]CENNIK PŁASKI'!$C$2:$AH$27586,24,0))","v":""},null,null,null,""]
[null,109,null,{"$f":"IFERROR(VLOOKUP(C123,'Cennik Płaski'!D:F,3,0),\"\")","v":""},{"$f":"IFERROR(VLOOKUP(C123,'Cennik Płaski'!D:G,4,0),\"\")","v":""},null,{"$f":"IFERROR(VLOOKUP(C123,'Cennik Płaski'!D:L,9,0),\"\")","v":""},"",null,"","",{"$f":"IF(C123=\"\",\"\",VLOOKUP(C123,'[3]CENNIK PŁASKI'!$C$2:$AH$27586,24,0))","v":""},null,null,null,""]
[null,110,null,{"$f":"IFERROR(VLOOKUP(C124,'Cennik Płaski'!D:F,3,0),\"\")","v":""},{"$f":"IFERROR(VLOOKUP(C124,'Cennik Płaski'!D:G,4,0),\"\")","v":""},null,{"$f":"IFERROR(VLOOKUP(C124,'Cennik Płaski'!D:L,9,0),\"\")","v":""},"",null,"","",{"$f":"IF(C124=\"\",\"\",VLOOKUP(C124,'[3]CENNIK PŁASKI'!$C$2:$AH$27586,24,0))","v":""},null,null,null,""]
[null,111,null,{"$f":"IFERROR(VLOOKUP(C125,'Cennik Płaski'!D:F,3,0),\"\")","v":""},{"$f":"IFERROR(VLOOKUP(C125,'Cennik Płaski'!D:G,4,0),\"\")","v":""},null,{"$f":"IFERROR(VLOOKUP(C125,'Cennik Płaski'!D:L,9,0),\"\")","v":""},"",null,"","",{"$f":"IF(C125=\"\",\"\",VLOOKUP(C125,'[3]CENNIK PŁASKI'!$C$2:$AH$27586,24,0))","v":""},null,null,null,""]
[null,112,null,{"$f":"IFERROR(VLOOKUP(C126,'Cennik Płaski'!D:F,3,0),\"\")","v":""},{"$f":"IFERROR(VLOOKUP(C126,'Cennik Płaski'!D:G,4,0),\"\")","v":""},null,{"$f":"IFERROR(VLOOKUP(C126,'Cennik Płaski'!D:L,9,0),\"\")","v":""},"",null,"","",{"$f":"IF(C126=\"\",\"\",VLOOKUP(C126,'[3]CENNIK PŁASKI'!$C$2:$AH$27586,24,0))","v":""},null,null,null,""]
[null,113,null,{"$f":"IFERROR(VLOOKUP(C127,'Cennik Płaski'!D:F,3,0),\"\")","v":""},{"$f":"IFERROR(VLOOKUP(C127,'Cennik Płaski'!D:G,4,0),\"\")","v":""},null,{"$f":"IFERROR(VLOOKUP(C127,'Cennik Płaski'!D:L,9,0),\"\")","v":""},"",null,"","",{"$f":"IF(C127=\"\",\"\",VLOOKUP(C127,'[3]CENNIK PŁASKI'!$C$2:$AH$27586,24,0))","v":""},null,null,null,""]
[null,114,null,{"$f":"IFERROR(VLOOKUP(C128,'Cennik Płaski'!D:F,3,0),\"\")","v":""},{"$f":"IFERROR(VLOOKUP(C128,'Cennik Płaski'!D:G,4,0),\"\")","v":""},null,{"$f":"IFERROR(VLOOKUP(C128,'Cennik Płaski'!D:L,9,0),\"\")","v":""},"",null,"","",{"$f":"IF(C128=\"\",\"\",VLOOKUP(C128,'[3]CENNIK PŁASKI'!$C$2:$AH$27586,24,0))","v":""},null,null,null,""]
[null,115,null,{"$f":"IFERROR(VLOOKUP(C129,'Cennik Płaski'!D:F,3,0),\"\")","v":""},{"$f":"IFERROR(VLOOKUP(C129,'Cennik Płaski'!D:G,4,0),\"\")","v":""},null,{"$f":"IFERROR(VLOOKUP(C129,'Cennik Płaski'!D:L,9,0),\"\")","v":""},"",null,"","",{"$f":"IF(C129=\"\",\"\",VLOOKUP(C129,'[3]CENNIK PŁASKI'!$C$2:$AH$27586,24,0))","v":""},null,null,null,""]
[null,116,null,{"$f":"IFERROR(VLOOKUP(C130,'Cennik Płaski'!D:F,3,0),\"\")","v":""},{"$f":"IFERROR(VLOOKUP(C130,'Cennik Płaski'!D:G,4,0),\"\")","v":""},null,{"$f":"IFERROR(VLOOKUP(C130,'Cennik Płaski'!D:L,9,0),\"\")","v":""},"",null,"","",{"$f":"IF(C130=\"\",\"\",VLOOKUP(C130,'[3]CENNIK PŁASKI'!$C$2:$AH$27586,24,0))","v":""},null,null,null,""]
[null,117,null,{"$f":"IFERROR(VLOOKUP(C131,'Cennik Płaski'!D:F,3,0),\"\")","v":""},{"$f":"IFERROR(VLOOKUP(C131,'Cennik Płaski'!D:G,4,0),\"\")","v":""},null,{"$f":"IFERROR(VLOOKUP(C131,'Cennik Płaski'!D:L,9,0),\"\")","v":""},"",null,"","",{"$f":"IF(C131=\"\",\"\",VLOOKUP(C131,'[3]CENNIK PŁASKI'!$C$2:$AH$27586,24,0))","v":""},null,null,null,""]
[null,118,null,{"$f":"IFERROR(VLOOKUP(C132,'Cennik Płaski'!D:F,3,0),\"\")","v":""},{"$f":"IFERROR(VLOOKUP(C132,'Cennik Płaski'!D:G,4,0),\"\")","v":""},null,{"$f":"IFERROR(VLOOKUP(C132,'Cennik Płaski'!D:L,9,0),\"\")","v":""},"",null,"","",{"$f":"IF(C132=\"\",\"\",VLOOKUP(C132,'[3]CENNIK PŁASKI'!$C$2:$AH$27586,24,0))","v":""},null,null,null,""]
[null,119,null,{"$f":"IFERROR(VLOOKUP(C133,'Cennik Płaski'!D:F,3,0),\"\")","v":""},{"$f":"IFERROR(VLOOKUP(C133,'Cennik Płaski'!D:G,4,0),\"\")","v":""},null,{"$f":"IFERROR(VLOOKUP(C133,'Cennik Płaski'!D:L,9,0),\"\")","v":""},"",null,"","",{"$f":"IF(C133=\"\",\"\",VLOOKUP(C133,'[3]CENNIK PŁASKI'!$C$2:$AH$27586,24,0))","v":""},null,null,null,""]
[null,120,null,{"$f":"IFERROR(VLOOKUP(C134,'Cennik Płaski'!D:F,3,0),\"\")","v":""},{"$f":"IFERROR(VLOOKUP(C134,'Cennik Płaski'!D:G,4,0),\"\")","v":""},null,{"$f":"IFERROR(VLOOKUP(C134,'Cennik Płaski'!D:L,9,0),\"\")","v":""},"",null,"","",{"$f":"IF(C134=\"\",\"\",VLOOKUP(C134,'[3]CENNIK PŁASKI'!$C$2:$AH$27586,24,0))","v":""},null,null,null,""]
[null,121,null,{"$f":"IFERROR(VLOOKUP(C135,'Cennik Płaski'!D:F,3,0),\"\")","v":""},{"$f":"IFERROR(VLOOKUP(C135,'Cennik Płaski'!D:G,4,0),\"\")","v":""},null,{"$f":"IFERROR(VLOOKUP(C135,'Cennik Płaski'!D:L,9,0),\"\")","v":""},"",null,"","",{"$f":"IF(C135=\"\",\"\",VLOOKUP(C135,'[3]CENNIK PŁASKI'!$C$2:$AH$27586,24,0))","v":""},null,null,null,""]
[null,122,null,{"$f":"IFERROR(VLOOKUP(C136,'Cennik Płaski'!D:F,3,0),\"\")","v":""},{"$f":"IFERROR(VLOOKUP(C136,'Cennik Płaski'!D:G,4,0),\"\")","v":""},null,{"$f":"IFERROR(VLOOKUP(C136,'Cennik Płaski'!D:L,9,0),\"\")","v":""},"",null,"","",{"$f":"IF(C136=\"\",\"\",VLOOKUP(C136,'[3]CENNIK PŁASKI'!$C$2:$AH$27586,24,0))","v":""},null,null,null,""]
[null,123,null,{"$f":"IFERROR(VLOOKUP(C137,'Cennik Płaski'!D:F,3,0),\"\")","v":""},{"$f":"IFERROR(VLOOKUP(C137,'Cennik Płaski'!D:G,4,0),\"\")","v":""},null,{"$f":"IFERROR(VLOOKUP(C137,'Cennik Płaski'!D:L,9,0),\"\")","v":""},"",null,"","",{"$f":"IF(C137=\"\",\"\",VLOOKUP(C137,'[3]CENNIK PŁASKI'!$C$2:$AH$27586,24,0))","v":""},null,null,null,""]
[null,124,null,{"$f":"IFERROR(VLOOKUP(C138,'Cennik Płaski'!D:F,3,0),\"\")","v":""},{"$f":"IFERROR(VLOOKUP(C138,'Cennik Płaski'!D:G,4,0),\"\")","v":""},null,{"$f":"IFERROR(VLOOKUP(C138,'Cennik Płaski'!D:L,9,0),\"\")","v":""},"",null,"","",{"$f":"IF(C138=\"\",\"\",VLOOKUP(C138,'[3]CENNIK PŁASKI'!$C$2:$AH$27586,24,0))","v":""},null,null,null,""]
[null,125,null,{"$f":"IFERROR(VLOOKUP(C139,'Cennik Płaski'!D:F,3,0),\"\")","v":""},{"$f":"IFERROR(VLOOKUP(C139,'Cennik Płaski'!D:G,4,0),\"\")","v":""},null,{"$f":"IFERROR(VLOOKUP(C139,'Cennik Płaski'!D:L,9,0),\"\")","v":""},"",null,"","",{"$f":"IF(C139=\"\",\"\",VLOOKUP(C139,'[3]CENNIK PŁASKI'!$C$2:$AH$27586,24,0))","v":""},null,null,null,""]
[null,126,null,{"$f":"IFERROR(VLOOKUP(C140,'Cennik Płaski'!D:F,3,0),\"\")","v":""},{"$f":"IFERROR(VLOOKUP(C140,'Cennik Płaski'!D:G,4,0),\"\")","v":""},null,{"$f":"IFERROR(VLOOKUP(C140,'Cennik Płaski'!D:L,9,0),\"\")","v":""},"",null,"","",{"$f":"IF(C140=\"\",\"\",VLOOKUP(C140,'[3]CENNIK PŁASKI'!$C$2:$AH$27586,24,0))","v":""},null,null,null,""]
[null,127,null,{"$f":"IFERROR(VLOOKUP(C141,'Cennik Płaski'!D:F,3,0),\"\")","v":""},{"$f":"IFERROR(VLOOKUP(C141,'Cennik Płaski'!D:G,4,0),\"\")","v":""},null,{"$f":"IFERROR(VLOOKUP(C141,'Cennik Płaski'!D:L,9,0),\"\")","v":""},"",null,"","",{"$f":"IF(C141=\"\",\"\",VLOOKUP(C141,'[3]CENNIK PŁASKI'!$C$2:$AH$27586,24,0))","v":""},null,null,null,""]
[null,128,null,{"$f":"IFERROR(VLOOKUP(C142,'Cennik Płaski'!D:F,3,0),\"\")","v":""},{"$f":"IFERROR(VLOOKUP(C142,'Cennik Płaski'!D:G,4,0),\"\")","v":""},null,{"$f":"IFERROR(VLOOKUP(C142,'Cennik Płaski'!D:L,9,0),\"\")","v":""},"",null,"","",{"$f":"IF(C142=\"\",\"\",VLOOKUP(C142,'[3]CENNIK PŁASKI'!$C$2:$AH$27586,24,0))","v":""},null,null,null,{"$f":"IF(C142<>\"\",IF(ISNUMBER(F142),\"\",\"Proszę wpisać ilość\"),\"\")","v":""}]
[null,129,null,{"$f":"IFERROR(VLOOKUP(C143,'Cennik Płaski'!D:F,3,0),\"\")","v":""},{"$f":"IFERROR(VLOOKUP(C143,'Cennik Płaski'!D:G,4,0),\"\")","v":""},null,{"$f":"IFERROR(VLOOKUP(C143,'Cennik Płaski'!D:L,9,0),\"\")","v":""},"",null,"","",{"$f":"IF(C143=\"\",\"\",VLOOKUP(C143,'[3]CENNIK PŁASKI'!$C$2:$AH$27586,24,0))","v":""},null,null,null,""]
[null,130,null,{"$f":"IFERROR(VLOOKUP(C144,'Cennik Płaski'!D:F,3,0),\"\")","v":""},{"$f":"IFERROR(VLOOKUP(C144,'Cennik Płaski'!D:G,4,0),\"\")","v":""},null,{"$f":"IFERROR(VLOOKUP(C144,'Cennik Płaski'!D:L,9,0),\"\")","v":""},{"$f":"IF(C144=\"\",\"\",F144*G144)","v":""},null,{"$f":"IF(B144=\"\",\"\",IF(I144>0,G144*(1-I144),G144))","v":""},{"$f":"IF(C144=\"\",\"\",IF(I144>0,H144*(1-I144),H144))","v":""},{"$f":"IF(C144=\"\",\"\",VLOOKUP(C144,'[3]CENNIK PŁASKI'!$C$2:$AH$27586,24,0))","v":""},null,null,null,""]
[null,131,null,{"$f":"IFERROR(VLOOKUP(C145,'Cennik Płaski'!D:F,3,0),\"\")","v":""},{"$f":"IFERROR(VLOOKUP(C145,'Cennik Płaski'!D:G,4,0),\"\")","v":""},null,{"$f":"IFERROR(VLOOKUP(C145,'Cennik Płaski'!D:L,9,0),\"\")","v":""},"",null,"","",{"$f":"IF(C145=\"\",\"\",VLOOKUP(C145,'[3]CENNIK PŁASKI'!$C$2:$AH$27586,24,0))","v":""},null,null,null,""]
[null,132,null,{"$f":"IFERROR(VLOOKUP(C146,'Cennik Płaski'!D:F,3,0),\"\")","v":""},{"$f":"IFERROR(VLOOKUP(C146,'Cennik Płaski'!D:G,4,0),\"\")","v":""},null,{"$f":"IFERROR(VLOOKUP(C146,'Cennik Płaski'!D:L,9,0),\"\")","v":""},"",null,"","",{"$f":"IF(C146=\"\",\"\",VLOOKUP(C146,'[3]CENNIK PŁASKI'!$C$2:$AH$27586,24,0))","v":""},null,null,null,""]
[null,133,null,{"$f":"IFERROR(VLOOKUP(C147,'Cennik Płaski'!D:F,3,0),\"\")","v":""},{"$f":"IFERROR(VLOOKUP(C147,'Cennik Płaski'!D:G,4,0),\"\")","v":""},null,{"$f":"IFERROR(VLOOKUP(C147,'Cennik Płaski'!D:L,9,0),\"\")","v":""},"",null,"","",{"$f":"IF(C147=\"\",\"\",VLOOKUP(C147,'[3]CENNIK PŁASKI'!$C$2:$AH$27586,24,0))","v":""},null,null,null,""]
[null,134,null,{"$f":"IFERROR(VLOOKUP(C148,'Cennik Płaski'!D:F,3,0),\"\")","v":""},{"$f":"IFERROR(VLOOKUP(C148,'Cennik Płaski'!D:G,4,0),\"\")","v":""},null,{"$f":"IFERROR(VLOOKUP(C148,'Cennik Płaski'!D:L,9,0),\"\")","v":""},"",null,"","",{"$f":"IF(C148=\"\",\"\",VLOOKUP(C148,'[3]CENNIK PŁASKI'!$C$2:$AH$27586,24,0))","v":""},null,null,null,""]
[null,135,null,{"$f":"IFERROR(VLOOKUP(C149,'Cennik Płaski'!D:F,3,0),\"\")","v":""},{"$f":"IFERROR(VLOOKUP(C149,'Cennik Płaski'!D:G,4,0),\"\")","v":""},null,{"$f":"IFERROR(VLOOKUP(C149,'Cennik Płaski'!D:L,9,0),\"\")","v":""},"",null,"","",{"$f":"IF(C149=\"\",\"\",VLOOKUP(C149,'[3]CENNIK PŁASKI'!$C$2:$AH$27586,24,0))","v":""},null,null,null,""]
[null,136,null,{"$f":"IFERROR(VLOOKUP(C150,'Cennik Płaski'!D:F,3,0),\"\")","v":""},{"$f":"IFERROR(VLOOKUP(C150,'Cennik Płaski'!D:G,4,0),\"\")","v":""},null,{"$f":"IFERROR(VLOOKUP(C150,'Cennik Płaski'!D:L,9,0),\"\")","v":""},"",null,"","",{"$f":"IF(C150=\"\",\"\",VLOOKUP(C150,'[3]CENNIK PŁASKI'!$C$2:$AH$27586,24,0))","v":""},null,null,null,""]
[null,137,null,{"$f":"IFERROR(VLOOKUP(C151,'Cennik Płaski'!D:F,3,0),\"\")","v":""},{"$f":"IFERROR(VLOOKUP(C151,'Cennik Płaski'!D:G,4,0),\"\")","v":""},null,{"$f":"IFERROR(VLOOKUP(C151,'Cennik Płaski'!D:L,9,0),\"\")","v":""},"",null,"","",{"$f":"IF(C151=\"\",\"\",VLOOKUP(C151,'[3]CENNIK PŁASKI'!$C$2:$AH$27586,24,0))","v":""},null,null,null,""]
[null,138,null,{"$f":"IFERROR(VLOOKUP(C152,'Cennik Płaski'!D:F,3,0),\"\")","v":""},{"$f":"IFERROR(VLOOKUP(C152,'Cennik Płaski'!D:G,4,0),\"\")","v":""},null,{"$f":"IFERROR(VLOOKUP(C152,'Cennik Płaski'!D:L,9,0),\"\")","v":""},"",null,"","",{"$f":"IF(C152=\"\",\"\",VLOOKUP(C152,'[3]CENNIK PŁASKI'!$C$2:$AH$27586,24,0))","v":""},null,null,null,""]
[null,139,null,{"$f":"IFERROR(VLOOKUP(C153,'Cennik Płaski'!D:F,3,0),\"\")","v":""},{"$f":"IFERROR(VLOOKUP(C153,'Cennik Płaski'!D:G,4,0),\"\")","v":""},null,{"$f":"IFERROR(VLOOKUP(C153,'Cennik Płaski'!D:L,9,0),\"\")","v":""},"",null,"","",{"$f":"IF(C153=\"\",\"\",VLOOKUP(C153,'[3]CENNIK PŁASKI'!$C$2:$AH$27586,24,0))","v":""},null,null,null,""]
[null,140,null,{"$f":"IFERROR(VLOOKUP(C154,'Cennik Płaski'!D:F,3,0),\"\")","v":""},{"$f":"IFERROR(VLOOKUP(C154,'Cennik Płaski'!D:G,4,0),\"\")","v":""},null,{"$f":"IFERROR(VLOOKUP(C154,'Cennik Płaski'!D:L,9,0),\"\")","v":""},"",null,"","",{"$f":"IF(C154=\"\",\"\",VLOOKUP(C154,'[3]CENNIK PŁASKI'!$C$2:$AH$27586,24,0))","v":""},null,null,null,""]
[null,141,null,{"$f":"IFERROR(VLOOKUP(C155,'Cennik Płaski'!D:F,3,0),\"\")","v":""},{"$f":"IFERROR(VLOOKUP(C155,'Cennik Płaski'!D:G,4,0),\"\")","v":""},null,{"$f":"IFERROR(VLOOKUP(C155,'Cennik Płaski'!D:L,9,0),\"\")","v":""},"",null,"","",{"$f":"IF(C155=\"\",\"\",VLOOKUP(C155,'[3]CENNIK PŁASKI'!$C$2:$AH$27586,24,0))","v":""},null,null,null,""]
[null,142,null,{"$f":"IFERROR(VLOOKUP(C156,'Cennik Płaski'!D:F,3,0),\"\")","v":""},{"$f":"IFERROR(VLOOKUP(C156,'Cennik Płaski'!D:G,4,0),\"\")","v":""},null,{"$f":"IFERROR(VLOOKUP(C156,'Cennik Płaski'!D:L,9,0),\"\")","v":""},"",null,"","",{"$f":"IF(C156=\"\",\"\",VLOOKUP(C156,'[3]CENNIK PŁASKI'!$C$2:$AH$27586,24,0))","v":""},null,null,null,""]
[null,143,null,{"$f":"IFERROR(VLOOKUP(C157,'Cennik Płaski'!D:F,3,0),\"\")","v":""},{"$f":"IFERROR(VLOOKUP(C157,'Cennik Płaski'!D:G,4,0),\"\")","v":""},null,{"$f":"IFERROR(VLOOKUP(C157,'Cennik Płaski'!D:L,9,0),\"\")","v":""},"",null,"","",{"$f":"IF(C157=\"\",\"\",VLOOKUP(C157,'[3]CENNIK PŁASKI'!$C$2:$AH$27586,24,0))","v":""},null,null,null,""]
[null,144,null,{"$f":"IFERROR(VLOOKUP(C158,'Cennik Płaski'!D:F,3,0),\"\")","v":""},{"$f":"IFERROR(VLOOKUP(C158,'Cennik Płaski'!D:G,4,0),\"\")","v":""},null,{"$f":"IFERROR(VLOOKUP(C158,'Cennik Płaski'!D:L,9,0),\"\")","v":""},"",null,"","",{"$f":"IF(C158=\"\",\"\",VLOOKUP(C158,'[3]CENNIK PŁASKI'!$C$2:$AH$27586,24,0))","v":""},null,null,null,""]
[null,145,null,{"$f":"IFERROR(VLOOKUP(C159,'Cennik Płaski'!D:F,3,0),\"\")","v":""},{"$f":"IFERROR(VLOOKUP(C159,'Cennik Płaski'!D:G,4,0),\"\")","v":""},null,{"$f":"IFERROR(VLOOKUP(C159,'Cennik Płaski'!D:L,9,0),\"\")","v":""},"",null,"","",{"$f":"IF(C159=\"\",\"\",VLOOKUP(C159,'[3]CENNIK PŁASKI'!$C$2:$AH$27586,24,0))","v":""},null,null,null,""]
[null,146,null,{"$f":"IFERROR(VLOOKUP(C160,'Cennik Płaski'!D:F,3,0),\"\")","v":""},{"$f":"IFERROR(VLOOKUP(C160,'Cennik Płaski'!D:G,4,0),\"\")","v":""},null,{"$f":"IFERROR(VLOOKUP(C160,'Cennik Płaski'!D:L,9,0),\"\")","v":""},"",null,"","",{"$f":"IF(C160=\"\",\"\",VLOOKUP(C160,'[3]CENNIK PŁASKI'!$C$2:$AH$27586,24,0))","v":""},null,null,null,""]
[null,147,null,{"$f":"IFERROR(VLOOKUP(C161,'Cennik Płaski'!D:F,3,0),\"\")","v":""},{"$f":"IFERROR(VLOOKUP(C161,'Cennik Płaski'!D:G,4,0),\"\")","v":""},null,{"$f":"IFERROR(VLOOKUP(C161,'Cennik Płaski'!D:L,9,0),\"\")","v":""},"",null,"","",{"$f":"IF(C161=\"\",\"\",VLOOKUP(C161,'[3]CENNIK PŁASKI'!$C$2:$AH$27586,24,0))","v":""},null,null,null,""]
[null,148,null,{"$f":"IFERROR(VLOOKUP(C162,'Cennik Płaski'!D:F,3,0),\"\")","v":""},{"$f":"IFERROR(VLOOKUP(C162,'Cennik Płaski'!D:G,4,0),\"\")","v":""},null,{"$f":"IFERROR(VLOOKUP(C162,'Cennik Płaski'!D:L,9,0),\"\")","v":""},"",null,"","",{"$f":"IF(C162=\"\",\"\",VLOOKUP(C162,'[3]CENNIK PŁASKI'!$C$2:$AH$27586,24,0))","v":""},null,null,null,""]
[null,149,null,{"$f":"IFERROR(VLOOKUP(C163,'Cennik Płaski'!D:F,3,0),\"\")","v":""},{"$f":"IFERROR(VLOOKUP(C163,'Cennik Płaski'!D:G,4,0),\"\")","v":""},null,{"$f":"IFERROR(VLOOKUP(C163,'Cennik Płaski'!D:L,9,0),\"\")","v":""},"",null,"","",{"$f":"IF(C163=\"\",\"\",VLOOKUP(C163,'[3]CENNIK PŁASKI'!$C$2:$AH$27586,24,0))","v":""},null,null,null,""]
[null,150,null,{"$f":"IFERROR(VLOOKUP(C164,'Cennik Płaski'!D:F,3,0),\"\")","v":""},{"$f":"IFERROR(VLOOKUP(C164,'Cennik Płaski'!D:G,4,0),\"\")","v":""},null,{"$f":"IFERROR(VLOOKUP(C164,'Cennik Płaski'!D:L,9,0),\"\")","v":""},"",null,"","",{"$f":"IF(C164=\"\",\"\",VLOOKUP(C164,'[3]CENNIK PŁASKI'!$C$2:$AH$27586,24,0))","v":""},null,null,null,""]
[null,151,null,{"$f":"IFERROR(VLOOKUP(C165,'Cennik Płaski'!D:F,3,0),\"\")","v":""},{"$f":"IFERROR(VLOOKUP(C165,'Cennik Płaski'!D:G,4,0),\"\")","v":""},null,{"$f":"IFERROR(VLOOKUP(C165,'Cennik Płaski'!D:L,9,0),\"\")","v":""},"",null,"","",{"$f":"IF(C165=\"\",\"\",VLOOKUP(C165,'[3]CENNIK PŁASKI'!$C$2:$AH$27586,24,0))","v":""},null,null,null,""]
[null,152,null,{"$f":"IFERROR(VLOOKUP(C166,'Cennik Płaski'!D:F,3,0),\"\")","v":""},{"$f":"IFERROR(VLOOKUP(C166,'Cennik Płaski'!D:G,4,0),\"\")","v":""},null,{"$f":"IFERROR(VLOOKUP(C166,'Cennik Płaski'!D:L,9,0),\"\")","v":""},"",null,"","",{"$f":"IF(C166=\"\",\"\",VLOOKUP(C166,'[3]CENNIK PŁASKI'!$C$2:$AH$27586,24,0))","v":""},null,null,null,""]
[null,153,null,{"$f":"IFERROR(VLOOKUP(C167,'Cennik Płaski'!D:F,3,0),\"\")","v":""},{"$f":"IFERROR(VLOOKUP(C167,'Cennik Płaski'!D:G,4,0),\"\")","v":""},null,{"$f":"IFERROR(VLOOKUP(C167,'Cennik Płaski'!D:L,9,0),\"\")","v":""},"",null,"","",{"$f":"IF(C167=\"\",\"\",VLOOKUP(C167,'[3]CENNIK PŁASKI'!$C$2:$AH$27586,24,0))","v":""},null,null,null,""]
[null,154,null,{"$f":"IFERROR(VLOOKUP(C168,'Cennik Płaski'!D:F,3,0),\"\")","v":""},{"$f":"IFERROR(VLOOKUP(C168,'Cennik Płaski'!D:G,4,0),\"\")","v":""},null,{"$f":"IFERROR(VLOOKUP(C168,'Cennik Płaski'!D:L,9,0),\"\")","v":""},"",null,"","",{"$f":"IF(C168=\"\",\"\",VLOOKUP(C168,'[3]CENNIK PŁASKI'!$C$2:$AH$27586,24,0))","v":""},null,null,null,""]
[null,155,null,{"$f":"IFERROR(VLOOKUP(C169,'Cennik Płaski'!D:F,3,0),\"\")","v":""},{"$f":"IFERROR(VLOOKUP(C169,'Cennik Płaski'!D:G,4,0),\"\")","v":""},null,{"$f":"IFERROR(VLOOKUP(C169,'Cennik Płaski'!D:L,9,0),\"\")","v":""},"",null,"","",{"$f":"IF(C169=\"\",\"\",VLOOKUP(C169,'[3]CENNIK PŁASKI'!$C$2:$AH$27586,24,0))","v":""},null,null,null,""]
[null,156,null,{"$f":"IFERROR(VLOOKUP(C170,'Cennik Płaski'!D:F,3,0),\"\")","v":""},{"$f":"IFERROR(VLOOKUP(C170,'Cennik Płaski'!D:G,4,0),\"\")","v":""},null,{"$f":"IFERROR(VLOOKUP(C170,'Cennik Płaski'!D:L,9,0),\"\")","v":""},"",null,"","",{"$f":"IF(C170=\"\",\"\",VLOOKUP(C170,'[3]CENNIK PŁASKI'!$C$2:$AH$27586,24,0))","v":""},null,null,null,""]
[null,157,null,{"$f":"IFERROR(VLOOKUP(C171,'Cennik Płaski'!D:F,3,0),\"\")","v":""},{"$f":"IFERROR(VLOOKUP(C171,'Cennik Płaski'!D:G,4,0),\"\")","v":""},null,{"$f":"IFERROR(VLOOKUP(C171,'Cennik Płaski'!D:L,9,0),\"\")","v":""},"",null,"","",{"$f":"IF(C171=\"\",\"\",VLOOKUP(C171,'[3]CENNIK PŁASKI'!$C$2:$AH$27586,24,0))","v":""},null,null,null,""]
[null,158,null,{"$f":"IFERROR(VLOOKUP(C172,'Cennik Płaski'!D:F,3,0),\"\")","v":""},{"$f":"IFERROR(VLOOKUP(C172,'Cennik Płaski'!D:G,4,0),\"\")","v":""},null,{"$f":"IFERROR(VLOOKUP(C172,'Cennik Płaski'!D:L,9,0),\"\")","v":""},"",null,"","",{"$f":"IF(C172=\"\",\"\",VLOOKUP(C172,'[3]CENNIK PŁASKI'!$C$2:$AH$27586,24,0))","v":""},null,null,null,""]
[null,159,null,{"$f":"IFERROR(VLOOKUP(C173,'Cennik Płaski'!D:F,3,0),\"\")","v":""},{"$f":"IFERROR(VLOOKUP(C173,'Cennik Płaski'!D:G,4,0),\"\")","v":""},null,{"$f":"IFERROR(VLOOKUP(C173,'Cennik Płaski'!D:L,9,0),\"\")","v":""},"",null,"","",{"$f":"IF(C173=\"\",\"\",VLOOKUP(C173,'[3]CENNIK PŁASKI'!$C$2:$AH$27586,24,0))","v":""},null,null,null,""]
[null,160,null,{"$f":"IFERROR(VLOOKUP(C174,'Cennik Płaski'!D:F,3,0),\"\")","v":""},{"$f":"IFERROR(VLOOKUP(C174,'Cennik Płaski'!D:G,4,0),\"\")","v":""},null,{"$f":"IFERROR(VLOOKUP(C174,'Cennik Płaski'!D:L,9,0),\"\")","v":""},"",null,"","",{"$f":"IF(C174=\"\",\"\",VLOOKUP(C174,'[3]CENNIK PŁASKI'!$C$2:$AH$27586,24,0))","v":""},null,null,null,""]
[null,161,null,{"$f":"IFERROR(VLOOKUP(C175,'Cennik Płaski'!D:F,3,0),\"\")","v":""},{"$f":"IFERROR(VLOOKUP(C175,'Cennik Płaski'!D:G,4,0),\"\")","v":""},null,{"$f":"IFERROR(VLOOKUP(C175,'Cennik Płaski'!D:L,9,0),\"\")","v":""},"",null,"","",{"$f":"IF(C175=\"\",\"\",VLOOKUP(C175,'[3]CENNIK PŁASKI'!$C$2:$AH$27586,24,0))","v":""},null,null,null,""]
[null,162,null,{"$f":"IFERROR(VLOOKUP(C176,'Cennik Płaski'!D:F,3,0),\"\")","v":""},{"$f":"IFERROR(VLOOKUP(C176,'Cennik Płaski'!D:G,4,0),\"\")","v":""},null,{"$f":"IFERROR(VLOOKUP(C176,'Cennik Płaski'!D:L,9,0),\"\")","v":""},"",null,"","",{"$f":"IF(C176=\"\",\"\",VLOOKUP(C176,'[3]CENNIK PŁASKI'!$C$2:$AH$27586,24,0))","v":""},null,null,null,""]
[null,163,null,{"$f":"IFERROR(VLOOKUP(C177,'Cennik Płaski'!D:F,3,0),\"\")","v":""},{"$f":"IFERROR(VLOOKUP(C177,'Cennik Płaski'!D:G,4,0),\"\")","v":""},null,{"$f":"IFERROR(VLOOKUP(C177,'Cennik Płaski'!D:L,9,0),\"\")","v":""},"",null,"","",{"$f":"IF(C177=\"\",\"\",VLOOKUP(C177,'[3]CENNIK PŁASKI'!$C$2:$AH$27586,24,0))","v":""},null,null,null,""]
[null,164,null,{"$f":"IFERROR(VLOOKUP(C178,'Cennik Płaski'!D:F,3,0),\"\")","v":""},{"$f":"IFERROR(VLOOKUP(C178,'Cennik Płaski'!D:G,4,0),\"\")","v":""},null,{"$f":"IFERROR(VLOOKUP(C178,'Cennik Płaski'!D:L,9,0),\"\")","v":""},"",null,"","",{"$f":"IF(C178=\"\",\"\",VLOOKUP(C178,'[3]CENNIK PŁASKI'!$C$2:$AH$27586,24,0))","v":""},null,null,null,""]
[null,165,null,{"$f":"IFERROR(VLOOKUP(C179,'Cennik Płaski'!D:F,3,0),\"\")","v":""},{"$f":"IFERROR(VLOOKUP(C179,'Cennik Płaski'!D:G,4,0),\"\")","v":""},null,{"$f":"IFERROR(VLOOKUP(C179,'Cennik Płaski'!D:L,9,0),\"\")","v":""},"",null,"","",{"$f":"IF(C179=\"\",\"\",VLOOKUP(C179,'[3]CENNIK PŁASKI'!$C$2:$AH$27586,24,0))","v":""},null,null,null,""]
[null,166,null,{"$f":"IFERROR(VLOOKUP(C180,'Cennik Płaski'!D:F,3,0),\"\")","v":""},{"$f":"IFERROR(VLOOKUP(C180,'Cennik Płaski'!D:G,4,0),\"\")","v":""},null,{"$f":"IFERROR(VLOOKUP(C180,'Cennik Płaski'!D:L,9,0),\"\")","v":""},"",null,"","",{"$f":"IF(C180=\"\",\"\",VLOOKUP(C180,'[3]CENNIK PŁASKI'!$C$2:$AH$27586,24,0))","v":""},null,null,null,""]
[null,167,null,{"$f":"IFERROR(VLOOKUP(C181,'Cennik Płaski'!D:F,3,0),\"\")","v":""},{"$f":"IFERROR(VLOOKUP(C181,'Cennik Płaski'!D:G,4,0),\"\")","v":""},null,{"$f":"IFERROR(VLOOKUP(C181,'Cennik Płaski'!D:L,9,0),\"\")","v":""},"",null,"","",{"$f":"IF(C181=\"\",\"\",VLOOKUP(C181,'[3]CENNIK PŁASKI'!$C$2:$AH$27586,24,0))","v":""},null,null,null,""]
[null,168,null,{"$f":"IFERROR(VLOOKUP(C182,'Cennik Płaski'!D:F,3,0),\"\")","v":""},{"$f":"IFERROR(VLOOKUP(C182,'Cennik Płaski'!D:G,4,0),\"\")","v":""},null,{"$f":"IFERROR(VLOOKUP(C182,'Cennik Płaski'!D:L,9,0),\"\")","v":""},"",null,"","",{"$f":"IF(C182=\"\",\"\",VLOOKUP(C182,'[3]CENNIK PŁASKI'!$C$2:$AH$27586,24,0))","v":""},null,null,null,""]
[null,169,null,{"$f":"IFERROR(VLOOKUP(C183,'Cennik Płaski'!D:F,3,0),\"\")","v":""},{"$f":"IFERROR(VLOOKUP(C183,'Cennik Płaski'!D:G,4,0),\"\")","v":""},null,{"$f":"IFERROR(VLOOKUP(C183,'Cennik Płaski'!D:L,9,0),\"\")","v":""},"",null,"","",{"$f":"IF(C183=\"\",\"\",VLOOKUP(C183,'[3]CENNIK PŁASKI'!$C$2:$AH$27586,24,0))","v":""},null,null,null,""]
[null,170,null,{"$f":"IFERROR(VLOOKUP(C184,'Cennik Płaski'!D:F,3,0),\"\")","v":""},{"$f":"IFERROR(VLOOKUP(C184,'Cennik Płaski'!D:G,4,0),\"\")","v":""},null,{"$f":"IFERROR(VLOOKUP(C184,'Cennik Płaski'!D:L,9,0),\"\")","v":""},"",null,"","",{"$f":"IF(C184=\"\",\"\",VLOOKUP(C184,'[3]CENNIK PŁASKI'!$C$2:$AH$27586,24,0))","v":""},null,null,null,""]
[null,171,null,{"$f":"IFERROR(VLOOKUP(C185,'Cennik Płaski'!D:F,3,0),\"\")","v":""},{"$f":"IFERROR(VLOOKUP(C185,'Cennik Płaski'!D:G,4,0),\"\")","v":""},null,{"$f":"IFERROR(VLOOKUP(C185,'Cennik Płaski'!D:L,9,0),\"\")","v":""},"",null,"","",{"$f":"IF(C185=\"\",\"\",VLOOKUP(C185,'[3]CENNIK PŁASKI'!$C$2:$AH$27586,24,0))","v":""},null,null,null,""]
[null,172,null,{"$f":"IFERROR(VLOOKUP(C186,'Cennik Płaski'!D:F,3,0),\"\")","v":""},{"$f":"IFERROR(VLOOKUP(C186,'Cennik Płaski'!D:G,4,0),\"\")","v":""},null,{"$f":"IFERROR(VLOOKUP(C186,'Cennik Płaski'!D:L,9,0),\"\")","v":""},"",null,"","",{"$f":"IF(C186=\"\",\"\",VLOOKUP(C186,'[3]CENNIK PŁASKI'!$C$2:$AH$27586,24,0))","v":""},null,null,null,""]
[null,173,null,{"$f":"IFERROR(VLOOKUP(C187,'Cennik Płaski'!D:F,3,0),\"\")","v":""},{"$f":"IFERROR(VLOOKUP(C187,'Cennik Płaski'!D:G,4,0),\"\")","v":""},null,{"$f":"IFERROR(VLOOKUP(C187,'Cennik Płaski'!D:L,9,0),\"\")","v":""},"",null,"","",{"$f":"IF(C187=\"\",\"\",VLOOKUP(C187,'[3]CENNIK PŁASKI'!$C$2:$AH$27586,24,0))","v":""},null,null,null,""]
[null,174,null,{"$f":"IFERROR(VLOOKUP(C188,'Cennik Płaski'!D:F,3,0),\"\")","v":""},{"$f":"IFERROR(VLOOKUP(C188,'Cennik Płaski'!D:G,4,0),\"\")","v":""},null,{"$f":"IFERROR(VLOOKUP(C188,'Cennik Płaski'!D:L,9,0),\"\")","v":""},"",null,"","",{"$f":"IF(C188=\"\",\"\",VLOOKUP(C188,'[3]CENNIK PŁASKI'!$C$2:$AH$27586,24,0))","v":""},null,null,null,""]
[null,175,null,{"$f":"IFERROR(VLOOKUP(C189,'Cennik Płaski'!D:F,3,0),\"\")","v":""},{"$f":"IFERROR(VLOOKUP(C189,'Cennik Płaski'!D:G,4,0),\"\")","v":""},null,{"$f":"IFERROR(VLOOKUP(C189,'Cennik Płaski'!D:L,9,0),\"\")","v":""},"",null,"","",{"$f":"IF(C189=\"\",\"\",VLOOKUP(C189,'[3]CENNIK PŁASKI'!$C$2:$AH$27586,24,0))","v":""},null,null,null,""]
[null,176,null,{"$f":"IFERROR(VLOOKUP(C190,'Cennik Płaski'!D:F,3,0),\"\")","v":""},{"$f":"IFERROR(VLOOKUP(C190,'Cennik Płaski'!D:G,4,0),\"\")","v":""},null,{"$f":"IFERROR(VLOOKUP(C190,'Cennik Płaski'!D:L,9,0),\"\")","v":""},"",null,"","",{"$f":"IF(C190=\"\",\"\",VLOOKUP(C190,'[3]CENNIK PŁASKI'!$C$2:$AH$27586,24,0))","v":""},null,null,null,""]
[null,177,null,{"$f":"IFERROR(VLOOKUP(C191,'Cennik Płaski'!D:F,3,0),\"\")","v":""},{"$f":"IFERROR(VLOOKUP(C191,'Cennik Płaski'!D:G,4,0),\"\")","v":""},null,{"$f":"IFERROR(VLOOKUP(C191,'Cennik Płaski'!D:L,9,0),\"\")","v":""},"",null,"","",{"$f":"IF(C191=\"\",\"\",VLOOKUP(C191,'[3]CENNIK PŁASKI'!$C$2:$AH$27586,24,0))","v":""},null,null,null,""]
[null,178,null,{"$f":"IFERROR(VLOOKUP(C192,'Cennik Płaski'!D:F,3,0),\"\")","v":""},{"$f":"IFERROR(VLOOKUP(C192,'Cennik Płaski'!D:G,4,0),\"\")","v":""},null,{"$f":"IFERROR(VLOOKUP(C192,'Cennik Płaski'!D:L,9,0),\"\")","v":""},"",null,"","",{"$f":"IF(C192=\"\",\"\",VLOOKUP(C192,'[3]CENNIK PŁASKI'!$C$2:$AH$27586,24,0))","v":""},null,null,null,""]
[null,179,null,{"$f":"IFERROR(VLOOKUP(C193,'Cennik Płaski'!D:F,3,0),\"\")","v":""},{"$f":"IFERROR(VLOOKUP(C193,'Cennik Płaski'!D:G,4,0),\"\")","v":""},null,{"$f":"IFERROR(VLOOKUP(C193,'Cennik Płaski'!D:L,9,0),\"\")","v":""},"",null,"","",{"$f":"IF(C193=\"\",\"\",VLOOKUP(C193,'[3]CENNIK PŁASKI'!$C$2:$AH$27586,24,0))","v":""},null,null,null,""]
[null,180,null,{"$f":"IFERROR(VLOOKUP(C194,'Cennik Płaski'!D:F,3,0),\"\")","v":""},{"$f":"IFERROR(VLOOKUP(C194,'Cennik Płaski'!D:G,4,0),\"\")","v":""},null,{"$f":"IFERROR(VLOOKUP(C194,'Cennik Płaski'!D:L,9,0),\"\")","v":""},"",null,"","",{"$f":"IF(C194=\"\",\"\",VLOOKUP(C194,'[3]CENNIK PŁASKI'!$C$2:$AH$27586,24,0))","v":""},null,null,null,""]
[null,181,null,{"$f":"IFERROR(VLOOKUP(C195,'Cennik Płaski'!D:F,3,0),\"\")","v":""},{"$f":"IFERROR(VLOOKUP(C195,'Cennik Płaski'!D:G,4,0),\"\")","v":""},null,{"$f":"IFERROR(VLOOKUP(C195,'Cennik Płaski'!D:L,9,0),\"\")","v":""},"",null,"","",{"$f":"IF(C195=\"\",\"\",VLOOKUP(C195,'[3]CENNIK PŁASKI'!$C$2:$AH$27586,24,0))","v":""},null,null,null,""]
[null,182,null,{"$f":"IFERROR(VLOOKUP(C196,'Cennik Płaski'!D:F,3,0),\"\")","v":""},{"$f":"IFERROR(VLOOKUP(C196,'Cennik Płaski'!D:G,4,0),\"\")","v":""},null,{"$f":"IFERROR(VLOOKUP(C196,'Cennik Płaski'!D:L,9,0),\"\")","v":""},"",null,"","",{"$f":"IF(C196=\"\",\"\",VLOOKUP(C196,'[3]CENNIK PŁASKI'!$C$2:$AH$27586,24,0))","v":""},null,null,null,""]
[null,183,null,{"$f":"IFERROR(VLOOKUP(C197,'Cennik Płaski'!D:F,3,0),\"\")","v":""},{"$f":"IFERROR(VLOOKUP(C197,'Cennik Płaski'!D:G,4,0),\"\")","v":""},null,{"$f":"IFERROR(VLOOKUP(C197,'Cennik Płaski'!D:L,9,0),\"\")","v":""},"",null,"","",{"$f":"IF(C197=\"\",\"\",VLOOKUP(C197,'[3]CENNIK PŁASKI'!$C$2:$AH$27586,24,0))","v":""},null,null,null,""]
[null,184,null,{"$f":"IFERROR(VLOOKUP(C198,'Cennik Płaski'!D:F,3,0),\"\")","v":""},{"$f":"IFERROR(VLOOKUP(C198,'Cennik Płaski'!D:G,4,0),\"\")","v":""},null,{"$f":"IFERROR(VLOOKUP(C198,'Cennik Płaski'!D:L,9,0),\"\")","v":""},"",null,"","",{"$f":"IF(C198=\"\",\"\",VLOOKUP(C198,'[3]CENNIK PŁASKI'!$C$2:$AH$27586,24,0))","v":""},null,null,null,""]
[null,185,null,{"$f":"IFERROR(VLOOKUP(C199,'Cennik Płaski'!D:F,3,0),\"\")","v":""},{"$f":"IFERROR(VLOOKUP(C199,'Cennik Płaski'!D:G,4,0),\"\")","v":""},null,{"$f":"IFERROR(VLOOKUP(C199,'Cennik Płaski'!D:L,9,0),\"\")","v":""},"",null,"","",{"$f":"IF(C199=\"\",\"\",VLOOKUP(C199,'[3]CENNIK PŁASKI'!$C$2:$AH$27586,24,0))","v":""},null,null,null,""]
[null,186,null,{"$f":"IFERROR(VLOOKUP(C200,'Cennik Płaski'!D:F,3,0),\"\")","v":""},{"$f":"IFERROR(VLOOKUP(C200,'Cennik Płaski'!D:G,4,0),\"\")","v":""},null,{"$f":"IFERROR(VLOOKUP(C200,'Cennik Płaski'!D:L,9,0),\"\")","v":""},"",null,"","",{"$f":"IF(C200=\"\",\"\",VLOOKUP(C200,'[3]CENNIK PŁASKI'!$C$2:$AH$27586,24,0))","v":""},null,null,null,""]
[null,187,null,{"$f":"IFERROR(VLOOKUP(C201,'Cennik Płaski'!D:F,3,0),\"\")","v":""},{"$f":"IFERROR(VLOOKUP(C201,'Cennik Płaski'!D:G,4,0),\"\")","v":""},null,{"$f":"IFERROR(VLOOKUP(C201,'Cennik Płaski'!D:L,9,0),\"\")","v":""},"",null,"","",{"$f":"IF(C201=\"\",\"\",VLOOKUP(C201,'[3]CENNIK PŁASKI'!$C$2:$AH$27586,24,0))","v":""},null,null,null,""]
[null,188,null,{"$f":"IFERROR(VLOOKUP(C202,'Cennik Płaski'!D:F,3,0),\"\")","v":""},{"$f":"IFERROR(VLOOKUP(C202,'Cennik Płaski'!D:G,4,0),\"\")","v":""},null,{"$f":"IFERROR(VLOOKUP(C202,'Cennik Płaski'!D:L,9,0),\"\")","v":""},"",null,"","",{"$f":"IF(C202=\"\",\"\",VLOOKUP(C202,'[3]CENNIK PŁASKI'!$C$2:$AH$27586,24,0))","v":""},null,null,null,""]
[null,189,null,{"$f":"IFERROR(VLOOKUP(C203,'Cennik Płaski'!D:F,3,0),\"\")","v":""},{"$f":"IFERROR(VLOOKUP(C203,'Cennik Płaski'!D:G,4,0),\"\")","v":""},null,{"$f":"IFERROR(VLOOKUP(C203,'Cennik Płaski'!D:L,9,0),\"\")","v":""},"",null,"","",{"$f":"IF(C203=\"\",\"\",VLOOKUP(C203,'[3]CENNIK PŁASKI'!$C$2:$AH$27586,24,0))","v":""},null,null,null,""]
[null,190,null,{"$f":"IFERROR(VLOOKUP(C204,'Cennik Płaski'!D:F,3,0),\"\")","v":""},{"$f":"IFERROR(VLOOKUP(C204,'Cennik Płaski'!D:G,4,0),\"\")","v":""},null,{"$f":"IFERROR(VLOOKUP(C204,'Cennik Płaski'!D:L,9,0),\"\")","v":""},"",null,"","",{"$f":"IF(C204=\"\",\"\",VLOOKUP(C204,'[3]CENNIK PŁASKI'!$C$2:$AH$27586,24,0))","v":""},null,null,null,""]
[null,191,null,{"$f":"IFERROR(VLOOKUP(C205,'Cennik Płaski'!D:F,3,0),\"\")","v":""},{"$f":"IFERROR(VLOOKUP(C205,'Cennik Płaski'!D:G,4,0),\"\")","v":""},null,{"$f":"IFERROR(VLOOKUP(C205,'Cennik Płaski'!D:L,9,0),\"\")","v":""},"",null,"","",{"$f":"IF(C205=\"\",\"\",VLOOKUP(C205,'[3]CENNIK PŁASKI'!$C$2:$AH$27586,24,0))","v":""},null,null,null,""]
[null,192,null,{"$f":"IFERROR(VLOOKUP(C206,'Cennik Płaski'!D:F,3,0),\"\")","v":""},{"$f":"IFERROR(VLOOKUP(C206,'Cennik Płaski'!D:G,4,0),\"\")","v":""},null,{"$f":"IFERROR(VLOOKUP(C206,'Cennik Płaski'!D:L,9,0),\"\")","v":""},"",null,"","",{"$f":"IF(C206=\"\",\"\",VLOOKUP(C206,'[3]CENNIK PŁASKI'!$C$2:$AH$27586,24,0))","v":""},null,null,null,{"$f":"IF(C206<>\"\",IF(ISNUMBER(F206),\"\",\"Proszę wpisać ilość\"),\"\")","v":""}]
[null,193,null,{"$f":"IFERROR(VLOOKUP(C207,'Cennik Płaski'!D:F,3,0),\"\")","v":""},{"$f":"IFERROR(VLOOKUP(C207,'Cennik Płaski'!D:G,4,0),\"\")","v":""},null,{"$f":"IFERROR(VLOOKUP(C207,'Cennik Płaski'!D:L,9,0),\"\")","v":""},"",null,"","",{"$f":"IF(C207=\"\",\"\",VLOOKUP(C207,'[3]CENNIK PŁASKI'!$C$2:$AH$27586,24,0))","v":""},null,null,null,""]
[null,194,null,{"$f":"IFERROR(VLOOKUP(C208,'Cennik Płaski'!D:F,3,0),\"\")","v":""},{"$f":"IFERROR(VLOOKUP(C208,'Cennik Płaski'!D:G,4,0),\"\")","v":""},null,{"$f":"IFERROR(VLOOKUP(C208,'Cennik Płaski'!D:L,9,0),\"\")","v":""},{"$f":"IF(C208=\"\",\"\",F208*G208)","v":""},null,{"$f":"IF(B208=\"\",\"\",IF(I208>0,G208*(1-I208),G208))","v":""},{"$f":"IF(C208=\"\",\"\",IF(I208>0,H208*(1-I208),H208))","v":""},{"$f":"IF(C208=\"\",\"\",VLOOKUP(C208,'[3]CENNIK PŁASKI'!$C$2:$AH$27586,24,0))","v":""},null,null,null,""]
[null,195,null,{"$f":"IFERROR(VLOOKUP(C209,'Cennik Płaski'!D:F,3,0),\"\")","v":""},{"$f":"IFERROR(VLOOKUP(C209,'Cennik Płaski'!D:G,4,0),\"\")","v":""},null,{"$f":"IFERROR(VLOOKUP(C209,'Cennik Płaski'!D:L,9,0),\"\")","v":""},"",null,"","",{"$f":"IF(C209=\"\",\"\",VLOOKUP(C209,'[3]CENNIK PŁASKI'!$C$2:$AH$27586,24,0))","v":""},null,null,null,""]
[null,196,null,{"$f":"IFERROR(VLOOKUP(C210,'Cennik Płaski'!D:F,3,0),\"\")","v":""},{"$f":"IFERROR(VLOOKUP(C210,'Cennik Płaski'!D:G,4,0),\"\")","v":""},null,{"$f":"IFERROR(VLOOKUP(C210,'Cennik Płaski'!D:L,9,0),\"\")","v":""},"",null,"","",{"$f":"IF(C210=\"\",\"\",VLOOKUP(C210,'[3]CENNIK PŁASKI'!$C$2:$AH$27586,24,0))","v":""},null,null,null,""]
[null,197,null,{"$f":"IFERROR(VLOOKUP(C211,'Cennik Płaski'!D:F,3,0),\"\")","v":""},{"$f":"IFERROR(VLOOKUP(C211,'Cennik Płaski'!D:G,4,0),\"\")","v":""},null,{"$f":"IFERROR(VLOOKUP(C211,'Cennik Płaski'!D:L,9,0),\"\")","v":""},"",null,"","",{"$f":"IF(C211=\"\",\"\",VLOOKUP(C211,'[3]CENNIK PŁASKI'!$C$2:$AH$27586,24,0))","v":""},null,null,null,""]
[null,198,null,{"$f":"IFERROR(VLOOKUP(C212,'Cennik Płaski'!D:F,3,0),\"\")","v":""},{"$f":"IFERROR(VLOOKUP(C212,'Cennik Płaski'!D:G,4,0),\"\")","v":""},null,{"$f":"IFERROR(VLOOKUP(C212,'Cennik Płaski'!D:L,9,0),\"\")","v":""},"",null,"","",{"$f":"IF(C212=\"\",\"\",VLOOKUP(C212,'[3]CENNIK PŁASKI'!$C$2:$AH$27586,24,0))","v":""},null,null,null,""]
[null,199,null,{"$f":"IFERROR(VLOOKUP(C213,'Cennik Płaski'!D:F,3,0),\"\")","v":""},{"$f":"IFERROR(VLOOKUP(C213,'Cennik Płaski'!D:G,4,0),\"\")","v":""},null,{"$f":"IFERROR(VLOOKUP(C213,'Cennik Płaski'!D:L,9,0),\"\")","v":""},"",null,"","",{"$f":"IF(C213=\"\",\"\",VLOOKUP(C213,'[3]CENNIK PŁASKI'!$C$2:$AH$27586,24,0))","v":""},null,null,null,""]
[null,200,null,{"$f":"IFERROR(VLOOKUP(C214,'Cennik Płaski'!D:F,3,0),\"\")","v":""},{"$f":"IFERROR(VLOOKUP(C214,'Cennik Płaski'!D:G,4,0),\"\")","v":""},null,{"$f":"IFERROR(VLOOKUP(C214,'Cennik Płaski'!D:L,9,0),\"\")","v":""},"",null,"","",{"$f":"IF(C214=\"\",\"\",VLOOKUP(C214,'[3]CENNIK PŁASKI'!$C$2:$AH$27586,24,0))","v":""},null,null,null,""]
[null,201,null,{"$f":"IFERROR(VLOOKUP(C215,'Cennik Płaski'!D:F,3,0),\"\")","v":""},{"$f":"IFERROR(VLOOKUP(C215,'Cennik Płaski'!D:G,4,0),\"\")","v":""},null,{"$f":"IFERROR(VLOOKUP(C215,'Cennik Płaski'!D:L,9,0),\"\")","v":""},"",null,"","",{"$f":"IF(C215=\"\",\"\",VLOOKUP(C215,'[3]CENNIK PŁASKI'!$C$2:$AH$27586,24,0))","v":""},null,null,null,""]
[null,202,null,{"$f":"IFERROR(VLOOKUP(C216,'Cennik Płaski'!D:F,3,0),\"\")","v":""},{"$f":"IFERROR(VLOOKUP(C216,'Cennik Płaski'!D:G,4,0),\"\")","v":""},null,{"$f":"IFERROR(VLOOKUP(C216,'Cennik Płaski'!D:L,9,0),\"\")","v":""},"",null,"","",{"$f":"IF(C216=\"\",\"\",VLOOKUP(C216,'[3]CENNIK PŁASKI'!$C$2:$AH$27586,24,0))","v":""},null,null,null,""]
[null,203,null,{"$f":"IFERROR(VLOOKUP(C217,'Cennik Płaski'!D:F,3,0),\"\")","v":""},{"$f":"IFERROR(VLOOKUP(C217,'Cennik Płaski'!D:G,4,0),\"\")","v":""},null,{"$f":"IFERROR(VLOOKUP(C217,'Cennik Płaski'!D:L,9,0),\"\")","v":""},"",null,"","",{"$f":"IF(C217=\"\",\"\",VLOOKUP(C217,'[3]CENNIK PŁASKI'!$C$2:$AH$27586,24,0))","v":""},null,null,null,""]
[null,204,null,{"$f":"IFERROR(VLOOKUP(C218,'Cennik Płaski'!D:F,3,0),\"\")","v":""},{"$f":"IFERROR(VLOOKUP(C218,'Cennik Płaski'!D:G,4,0),\"\")","v":""},null,{"$f":"IFERROR(VLOOKUP(C218,'Cennik Płaski'!D:L,9,0),\"\")","v":""},"",null,"","",{"$f":"IF(C218=\"\",\"\",VLOOKUP(C218,'[3]CENNIK PŁASKI'!$C$2:$AH$27586,24,0))","v":""},null,null,null,""]
[null,205,null,{"$f":"IFERROR(VLOOKUP(C219,'Cennik Płaski'!D:F,3,0),\"\")","v":""},{"$f":"IFERROR(VLOOKUP(C219,'Cennik Płaski'!D:G,4,0),\"\")","v":""},null,{"$f":"IFERROR(VLOOKUP(C219,'Cennik Płaski'!D:L,9,0),\"\")","v":""},"",null,"","",{"$f":"IF(C219=\"\",\"\",VLOOKUP(C219,'[3]CENNIK PŁASKI'!$C$2:$AH$27586,24,0))","v":""},null,null,null,""]
[null,206,null,{"$f":"IFERROR(VLOOKUP(C220,'Cennik Płaski'!D:F,3,0),\"\")","v":""},{"$f":"IFERROR(VLOOKUP(C220,'Cennik Płaski'!D:G,4,0),\"\")","v":""},null,{"$f":"IFERROR(VLOOKUP(C220,'Cennik Płaski'!D:L,9,0),\"\")","v":""},"",null,"","",{"$f":"IF(C220=\"\",\"\",VLOOKUP(C220,'[3]CENNIK PŁASKI'!$C$2:$AH$27586,24,0))","v":""},null,null,null,""]
[null,207,null,{"$f":"IFERROR(VLOOKUP(C221,'Cennik Płaski'!D:F,3,0),\"\")","v":""},{"$f":"IFERROR(VLOOKUP(C221,'Cennik Płaski'!D:G,4,0),\"\")","v":""},null,{"$f":"IFERROR(VLOOKUP(C221,'Cennik Płaski'!D:L,9,0),\"\")","v":""},"",null,"","",{"$f":"IF(C221=\"\",\"\",VLOOKUP(C221,'[3]CENNIK PŁASKI'!$C$2:$AH$27586,24,0))","v":""},null,null,null,""]
[null,208,null,{"$f":"IFERROR(VLOOKUP(C222,'Cennik Płaski'!D:F,3,0),\"\")","v":""},{"$f":"IFERROR(VLOOKUP(C222,'Cennik Płaski'!D:G,4,0),\"\")","v":""},null,{"$f":"IFERROR(VLOOKUP(C222,'Cennik Płaski'!D:L,9,0),\"\")","v":""},"",null,"","",{"$f":"IF(C222=\"\",\"\",VLOOKUP(C222,'[3]CENNIK PŁASKI'!$C$2:$AH$27586,24,0))","v":""},null,null,null,""]
[null,209,null,{"$f":"IFERROR(VLOOKUP(C223,'Cennik Płaski'!D:F,3,0),\"\")","v":""},{"$f":"IFERROR(VLOOKUP(C223,'Cennik Płaski'!D:G,4,0),\"\")","v":""},null,{"$f":"IFERROR(VLOOKUP(C223,'Cennik Płaski'!D:L,9,0),\"\")","v":""},"",null,"","",{"$f":"IF(C223=\"\",\"\",VLOOKUP(C223,'[3]CENNIK PŁASKI'!$C$2:$AH$27586,24,0))","v":""},null,null,null,""]
[null,210,null,{"$f":"IFERROR(VLOOKUP(C224,'Cennik Płaski'!D:F,3,0),\"\")","v":""},{"$f":"IFERROR(VLOOKUP(C224,'Cennik Płaski'!D:G,4,0),\"\")","v":""},null,{"$f":"IFERROR(VLOOKUP(C224,'Cennik Płaski'!D:L,9,0),\"\")","v":""},"",null,"","",{"$f":"IF(C224=\"\",\"\",VLOOKUP(C224,'[3]CENNIK PŁASKI'!$C$2:$AH$27586,24,0))","v":""},null,null,null,""]
[null,211,null,{"$f":"IFERROR(VLOOKUP(C225,'Cennik Płaski'!D:F,3,0),\"\")","v":""},{"$f":"IFERROR(VLOOKUP(C225,'Cennik Płaski'!D:G,4,0),\"\")","v":""},null,{"$f":"IFERROR(VLOOKUP(C225,'Cennik Płaski'!D:L,9,0),\"\")","v":""},"",null,"","",{"$f":"IF(C225=\"\",\"\",VLOOKUP(C225,'[3]CENNIK PŁASKI'!$C$2:$AH$27586,24,0))","v":""},null,null,null,""]
[null,212,null,{"$f":"IFERROR(VLOOKUP(C226,'Cennik Płaski'!D:F,3,0),\"\")","v":""},{"$f":"IFERROR(VLOOKUP(C226,'Cennik Płaski'!D:G,4,0),\"\")","v":""},null,{"$f":"IFERROR(VLOOKUP(C226,'Cennik Płaski'!D:L,9,0),\"\")","v":""},"",null,"","",{"$f":"IF(C226=\"\",\"\",VLOOKUP(C226,'[3]CENNIK PŁASKI'!$C$2:$AH$27586,24,0))","v":""},null,null,null,""]
[null,213,null,{"$f":"IFERROR(VLOOKUP(C227,'Cennik Płaski'!D:F,3,0),\"\")","v":""},{"$f":"IFERROR(VLOOKUP(C227,'Cennik Płaski'!D:G,4,0),\"\")","v":""},null,{"$f":"IFERROR(VLOOKUP(C227,'Cennik Płaski'!D:L,9,0),\"\")","v":""},"",null,"","",{"$f":"IF(C227=\"\",\"\",VLOOKUP(C227,'[3]CENNIK PŁASKI'!$C$2:$AH$27586,24,0))","v":""},null,null,null,""]
[null,214,null,{"$f":"IFERROR(VLOOKUP(C228,'Cennik Płaski'!D:F,3,0),\"\")","v":""},{"$f":"IFERROR(VLOOKUP(C228,'Cennik Płaski'!D:G,4,0),\"\")","v":""},null,{"$f":"IFERROR(VLOOKUP(C228,'Cennik Płaski'!D:L,9,0),\"\")","v":""},"",null,"","",{"$f":"IF(C228=\"\",\"\",VLOOKUP(C228,'[3]CENNIK PŁASKI'!$C$2:$AH$27586,24,0))","v":""},null,null,null,""]
[null,215,null,{"$f":"IFERROR(VLOOKUP(C229,'Cennik Płaski'!D:F,3,0),\"\")","v":""},{"$f":"IFERROR(VLOOKUP(C229,'Cennik Płaski'!D:G,4,0),\"\")","v":""},null,{"$f":"IFERROR(VLOOKUP(C229,'Cennik Płaski'!D:L,9,0),\"\")","v":""},"",null,"","",{"$f":"IF(C229=\"\",\"\",VLOOKUP(C229,'[3]CENNIK PŁASKI'!$C$2:$AH$27586,24,0))","v":""},null,null,null,""]
[null,216,null,{"$f":"IFERROR(VLOOKUP(C230,'Cennik Płaski'!D:F,3,0),\"\")","v":""},{"$f":"IFERROR(VLOOKUP(C230,'Cennik Płaski'!D:G,4,0),\"\")","v":""},null,{"$f":"IFERROR(VLOOKUP(C230,'Cennik Płaski'!D:L,9,0),\"\")","v":""},"",null,"","",{"$f":"IF(C230=\"\",\"\",VLOOKUP(C230,'[3]CENNIK PŁASKI'!$C$2:$AH$27586,24,0))","v":""},null,null,null,""]
[null,217,null,{"$f":"IFERROR(VLOOKUP(C231,'Cennik Płaski'!D:F,3,0),\"\")","v":""},{"$f":"IFERROR(VLOOKUP(C231,'Cennik Płaski'!D:G,4,0),\"\")","v":""},null,{"$f":"IFERROR(VLOOKUP(C231,'Cennik Płaski'!D:L,9,0),\"\")","v":""},"",null,"","",{"$f":"IF(C231=\"\",\"\",VLOOKUP(C231,'[3]CENNIK PŁASKI'!$C$2:$AH$27586,24,0))","v":""},null,null,null,""]
[null,218,null,{"$f":"IFERROR(VLOOKUP(C232,'Cennik Płaski'!D:F,3,0),\"\")","v":""},{"$f":"IFERROR(VLOOKUP(C232,'Cennik Płaski'!D:G,4,0),\"\")","v":""},null,{"$f":"IFERROR(VLOOKUP(C232,'Cennik Płaski'!D:L,9,0),\"\")","v":""},"",null,"","",{"$f":"IF(C232=\"\",\"\",VLOOKUP(C232,'[3]CENNIK PŁASKI'!$C$2:$AH$27586,24,0))","v":""},null,null,null,""]
[null,219,null,{"$f":"IFERROR(VLOOKUP(C233,'Cennik Płaski'!D:F,3,0),\"\")","v":""},{"$f":"IFERROR(VLOOKUP(C233,'Cennik Płaski'!D:G,4,0),\"\")","v":""},null,{"$f":"IFERROR(VLOOKUP(C233,'Cennik Płaski'!D:L,9,0),\"\")","v":""},"",null,"","",{"$f":"IF(C233=\"\",\"\",VLOOKUP(C233,'[3]CENNIK PŁASKI'!$C$2:$AH$27586,24,0))","v":""},null,null,null,""]
[null,220,null,{"$f":"IFERROR(VLOOKUP(C234,'Cennik Płaski'!D:F,3,0),\"\")","v":""},{"$f":"IFERROR(VLOOKUP(C234,'Cennik Płaski'!D:G,4,0),\"\")","v":""},null,{"$f":"IFERROR(VLOOKUP(C234,'Cennik Płaski'!D:L,9,0),\"\")","v":""},"",null,"","",{"$f":"IF(C234=\"\",\"\",VLOOKUP(C234,'[3]CENNIK PŁASKI'!$C$2:$AH$27586,24,0))","v":""},null,null,null,""]
[null,221,null,{"$f":"IFERROR(VLOOKUP(C235,'Cennik Płaski'!D:F,3,0),\"\")","v":""},{"$f":"IFERROR(VLOOKUP(C235,'Cennik Płaski'!D:G,4,0),\"\")","v":""},null,{"$f":"IFERROR(VLOOKUP(C235,'Cennik Płaski'!D:L,9,0),\"\")","v":""},"",null,"","",{"$f":"IF(C235=\"\",\"\",VLOOKUP(C235,'[3]CENNIK PŁASKI'!$C$2:$AH$27586,24,0))","v":""},null,null,null,""]
[null,222,null,{"$f":"IFERROR(VLOOKUP(C236,'Cennik Płaski'!D:F,3,0),\"\")","v":""},{"$f":"IFERROR(VLOOKUP(C236,'Cennik Płaski'!D:G,4,0),\"\")","v":""},null,{"$f":"IFERROR(VLOOKUP(C236,'Cennik Płaski'!D:L,9,0),\"\")","v":""},"",null,"","",{"$f":"IF(C236=\"\",\"\",VLOOKUP(C236,'[3]CENNIK PŁASKI'!$C$2:$AH$27586,24,0))","v":""},null,null,null,""]
[null,223,null,{"$f":"IFERROR(VLOOKUP(C237,'Cennik Płaski'!D:F,3,0),\"\")","v":""},{"$f":"IFERROR(VLOOKUP(C237,'Cennik Płaski'!D:G,4,0),\"\")","v":""},null,{"$f":"IFERROR(VLOOKUP(C237,'Cennik Płaski'!D:L,9,0),\"\")","v":""},"",null,"","",{"$f":"IF(C237=\"\",\"\",VLOOKUP(C237,'[3]CENNIK PŁASKI'!$C$2:$AH$27586,24,0))","v":""},null,null,null,""]
[null,224,null,{"$f":"IFERROR(VLOOKUP(C238,'Cennik Płaski'!D:F,3,0),\"\")","v":""},{"$f":"IFERROR(VLOOKUP(C238,'Cennik Płaski'!D:G,4,0),\"\")","v":""},null,{"$f":"IFERROR(VLOOKUP(C238,'Cennik Płaski'!D:L,9,0),\"\")","v":""},"",null,"","",{"$f":"IF(C238=\"\",\"\",VLOOKUP(C238,'[3]CENNIK PŁASKI'!$C$2:$AH$27586,24,0))","v":""},null,null,null,""]
[null,225,null,{"$f":"IFERROR(VLOOKUP(C239,'Cennik Płaski'!D:F,3,0),\"\")","v":""},{"$f":"IFERROR(VLOOKUP(C239,'Cennik Płaski'!D:G,4,0),\"\")","v":""},null,{"$f":"IFERROR(VLOOKUP(C239,'Cennik Płaski'!D:L,9,0),\"\")","v":""},"",null,"","",{"$f":"IF(C239=\"\",\"\",VLOOKUP(C239,'[3]CENNIK PŁASKI'!$C$2:$AH$27586,24,0))","v":""},null,null,null,""]
[null,226,null,{"$f":"IFERROR(VLOOKUP(C240,'Cennik Płaski'!D:F,3,0),\"\")","v":""},{"$f":"IFERROR(VLOOKUP(C240,'Cennik Płaski'!D:G,4,0),\"\")","v":""},null,{"$f":"IFERROR(VLOOKUP(C240,'Cennik Płaski'!D:L,9,0),\"\")","v":""},"",null,"","",{"$f":"IF(C240=\"\",\"\",VLOOKUP(C240,'[3]CENNIK PŁASKI'!$C$2:$AH$27586,24,0))","v":""},null,null,null,""]
[null,227,null,{"$f":"IFERROR(VLOOKUP(C241,'Cennik Płaski'!D:F,3,0),\"\")","v":""},{"$f":"IFERROR(VLOOKUP(C241,'Cennik Płaski'!D:G,4,0),\"\")","v":""},null,{"$f":"IFERROR(VLOOKUP(C241,'Cennik Płaski'!D:L,9,0),\"\")","v":""},"",null,"","",{"$f":"IF(C241=\"\",\"\",VLOOKUP(C241,'[3]CENNIK PŁASKI'!$C$2:$AH$27586,24,0))","v":""},null,null,null,""]
[null,228,null,{"$f":"IFERROR(VLOOKUP(C242,'Cennik Płaski'!D:F,3,0),\"\")","v":""},{"$f":"IFERROR(VLOOKUP(C242,'Cennik Płaski'!D:G,4,0),\"\")","v":""},null,{"$f":"IFERROR(VLOOKUP(C242,'Cennik Płaski'!D:L,9,0),\"\")","v":""},"",null,"","",{"$f":"IF(C242=\"\",\"\",VLOOKUP(C242,'[3]CENNIK PŁASKI'!$C$2:$AH$27586,24,0))","v":""},null,null,null,""]
[null,229,null,{"$f":"IFERROR(VLOOKUP(C243,'Cennik Płaski'!D:F,3,0),\"\")","v":""},{"$f":"IFERROR(VLOOKUP(C243,'Cennik Płaski'!D:G,4,0),\"\")","v":""},null,{"$f":"IFERROR(VLOOKUP(C243,'Cennik Płaski'!D:L,9,0),\"\")","v":""},"",null,"","",{"$f":"IF(C243=\"\",\"\",VLOOKUP(C243,'[3]CENNIK PŁASKI'!$C$2:$AH$27586,24,0))","v":""},null,null,null,""]
[null,230,null,{"$f":"IFERROR(VLOOKUP(C244,'Cennik Płaski'!D:F,3,0),\"\")","v":""},{"$f":"IFERROR(VLOOKUP(C244,'Cennik Płaski'!D:G,4,0),\"\")","v":""},null,{"$f":"IFERROR(VLOOKUP(C244,'Cennik Płaski'!D:L,9,0),\"\")","v":""},"",null,"","",{"$f":"IF(C244=\"\",\"\",VLOOKUP(C244,'[3]CENNIK PŁASKI'!$C$2:$AH$27586,24,0))","v":""},null,null,null,""]
[null,231,null,{"$f":"IFERROR(VLOOKUP(C245,'Cennik Płaski'!D:F,3,0),\"\")","v":""},{"$f":"IFERROR(VLOOKUP(C245,'Cennik Płaski'!D:G,4,0),\"\")","v":""},null,{"$f":"IFERROR(VLOOKUP(C245,'Cennik Płaski'!D:L,9,0),\"\")","v":""},"",null,"","",{"$f":"IF(C245=\"\",\"\",VLOOKUP(C245,'[3]CENNIK PŁASKI'!$C$2:$AH$27586,24,0))","v":""},null,null,null,""]
[null,232,null,{"$f":"IFERROR(VLOOKUP(C246,'Cennik Płaski'!D:F,3,0),\"\")","v":""},{"$f":"IFERROR(VLOOKUP(C246,'Cennik Płaski'!D:G,4,0),\"\")","v":""},null,{"$f":"IFERROR(VLOOKUP(C246,'Cennik Płaski'!D:L,9,0),\"\")","v":""},"",null,"","",{"$f":"IF(C246=\"\",\"\",VLOOKUP(C246,'[3]CENNIK PŁASKI'!$C$2:$AH$27586,24,0))","v":""},null,null,null,""]
[null,233,null,{"$f":"IFERROR(VLOOKUP(C247,'Cennik Płaski'!D:F,3,0),\"\")","v":""},{"$f":"IFERROR(VLOOKUP(C247,'Cennik Płaski'!D:G,4,0),\"\")","v":""},null,{"$f":"IFERROR(VLOOKUP(C247,'Cennik Płaski'!D:L,9,0),\"\")","v":""},"",null,"","",{"$f":"IF(C247=\"\",\"\",VLOOKUP(C247,'[3]CENNIK PŁASKI'!$C$2:$AH$27586,24,0))","v":""},null,null,null,""]
[null,234,null,{"$f":"IFERROR(VLOOKUP(C248,'Cennik Płaski'!D:F,3,0),\"\")","v":""},{"$f":"IFERROR(VLOOKUP(C248,'Cennik Płaski'!D:G,4,0),\"\")","v":""},null,{"$f":"IFERROR(VLOOKUP(C248,'Cennik Płaski'!D:L,9,0),\"\")","v":""},"",null,"","",{"$f":"IF(C248=\"\",\"\",VLOOKUP(C248,'[3]CENNIK PŁASKI'!$C$2:$AH$27586,24,0))","v":""},null,null,null,""]
[null,235,null,{"$f":"IFERROR(VLOOKUP(C249,'Cennik Płaski'!D:F,3,0),\"\")","v":""},{"$f":"IFERROR(VLOOKUP(C249,'Cennik Płaski'!D:G,4,0),\"\")","v":""},null,{"$f":"IFERROR(VLOOKUP(C249,'Cennik Płaski'!D:L,9,0),\"\")","v":""},"",null,"","",{"$f":"IF(C249=\"\",\"\",VLOOKUP(C249,'[3]CENNIK PŁASKI'!$C$2:$AH$27586,24,0))","v":""},null,null,null,""]
[null,236,null,{"$f":"IFERROR(VLOOKUP(C250,'Cennik Płaski'!D:F,3,0),\"\")","v":""},{"$f":"IFERROR(VLOOKUP(C250,'Cennik Płaski'!D:G,4,0),\"\")","v":""},null,{"$f":"IFERROR(VLOOKUP(C250,'Cennik Płaski'!D:L,9,0),\"\")","v":""},"",null,"","",{"$f":"IF(C250=\"\",\"\",VLOOKUP(C250,'[3]CENNIK PŁASKI'!$C$2:$AH$27586,24,0))","v":""},null,null,null,""]
[null,237,null,{"$f":"IFERROR(VLOOKUP(C251,'Cennik Płaski'!D:F,3,0),\"\")","v":""},{"$f":"IFERROR(VLOOKUP(C251,'Cennik Płaski'!D:G,4,0),\"\")","v":""},null,{"$f":"IFERROR(VLOOKUP(C251,'Cennik Płaski'!D:L,9,0),\"\")","v":""},"",null,"","",{"$f":"IF(C251=\"\",\"\",VLOOKUP(C251,'[3]CENNIK PŁASKI'!$C$2:$AH$27586,24,0))","v":""},null,null,null,""]
[null,238,null,{"$f":"IFERROR(VLOOKUP(C252,'Cennik Płaski'!D:F,3,0),\"\")","v":""},{"$f":"IFERROR(VLOOKUP(C252,'Cennik Płaski'!D:G,4,0),\"\")","v":""},null,{"$f":"IFERROR(VLOOKUP(C252,'Cennik Płaski'!D:L,9,0),\"\")","v":""},"",null,"","",{"$f":"IF(C252=\"\",\"\",VLOOKUP(C252,'[3]CENNIK PŁASKI'!$C$2:$AH$27586,24,0))","v":""},null,null,null,""]
[null,239,null,{"$f":"IFERROR(VLOOKUP(C253,'Cennik Płaski'!D:F,3,0),\"\")","v":""},{"$f":"IFERROR(VLOOKUP(C253,'Cennik Płaski'!D:G,4,0),\"\")","v":""},null,{"$f":"IFERROR(VLOOKUP(C253,'Cennik Płaski'!D:L,9,0),\"\")","v":""},"",null,"","",{"$f":"IF(C253=\"\",\"\",VLOOKUP(C253,'[3]CENNIK PŁASKI'!$C$2:$AH$27586,24,0))","v":""},null,null,null,""]
[null,240,null,{"$f":"IFERROR(VLOOKUP(C254,'Cennik Płaski'!D:F,3,0),\"\")","v":""},{"$f":"IFERROR(VLOOKUP(C254,'Cennik Płaski'!D:G,4,0),\"\")","v":""},null,{"$f":"IFERROR(VLOOKUP(C254,'Cennik Płaski'!D:L,9,0),\"\")","v":""},"",null,"","",{"$f":"IF(C254=\"\",\"\",VLOOKUP(C254,'[3]CENNIK PŁASKI'!$C$2:$AH$27586,24,0))","v":""},null,null,null,""]
[null,241,null,{"$f":"IFERROR(VLOOKUP(C255,'Cennik Płaski'!D:F,3,0),\"\")","v":""},{"$f":"IFERROR(VLOOKUP(C255,'Cennik Płaski'!D:G,4,0),\"\")","v":""},null,{"$f":"IFERROR(VLOOKUP(C255,'Cennik Płaski'!D:L,9,0),\"\")","v":""},"",null,"","",{"$f":"IF(C255=\"\",\"\",VLOOKUP(C255,'[3]CENNIK PŁASKI'!$C$2:$AH$27586,24,0))","v":""},null,null,null,""]
[null,242,null,{"$f":"IFERROR(VLOOKUP(C256,'Cennik Płaski'!D:F,3,0),\"\")","v":""},{"$f":"IFERROR(VLOOKUP(C256,'Cennik Płaski'!D:G,4,0),\"\")","v":""},null,{"$f":"IFERROR(VLOOKUP(C256,'Cennik Płaski'!D:L,9,0),\"\")","v":""},"",null,"","",{"$f":"IF(C256=\"\",\"\",VLOOKUP(C256,'[3]CENNIK PŁASKI'!$C$2:$AH$27586,24,0))","v":""},null,null,null,""]
[null,243,null,{"$f":"IFERROR(VLOOKUP(C257,'Cennik Płaski'!D:F,3,0),\"\")","v":""},{"$f":"IFERROR(VLOOKUP(C257,'Cennik Płaski'!D:G,4,0),\"\")","v":""},null,{"$f":"IFERROR(VLOOKUP(C257,'Cennik Płaski'!D:L,9,0),\"\")","v":""},"",null,"","",{"$f":"IF(C257=\"\",\"\",VLOOKUP(C257,'[3]CENNIK PŁASKI'!$C$2:$AH$27586,24,0))","v":""},null,null,null,""]
[null,244,null,{"$f":"IFERROR(VLOOKUP(C258,'Cennik Płaski'!D:F,3,0),\"\")","v":""},{"$f":"IFERROR(VLOOKUP(C258,'Cennik Płaski'!D:G,4,0),\"\")","v":""},null,{"$f":"IFERROR(VLOOKUP(C258,'Cennik Płaski'!D:L,9,0),\"\")","v":""},"",null,"","",{"$f":"IF(C258=\"\",\"\",VLOOKUP(C258,'[3]CENNIK PŁASKI'!$C$2:$AH$27586,24,0))","v":""},null,null,null,""]
[null,245,null,{"$f":"IFERROR(VLOOKUP(C259,'Cennik Płaski'!D:F,3,0),\"\")","v":""},{"$f":"IFERROR(VLOOKUP(C259,'Cennik Płaski'!D:G,4,0),\"\")","v":""},null,{"$f":"IFERROR(VLOOKUP(C259,'Cennik Płaski'!D:L,9,0),\"\")","v":""},"",null,"","",{"$f":"IF(C259=\"\",\"\",VLOOKUP(C259,'[3]CENNIK PŁASKI'!$C$2:$AH$27586,24,0))","v":""},null,null,null,""]
[null,246,null,{"$f":"IFERROR(VLOOKUP(C260,'Cennik Płaski'!D:F,3,0),\"\")","v":""},{"$f":"IFERROR(VLOOKUP(C260,'Cennik Płaski'!D:G,4,0),\"\")","v":""},null,{"$f":"IFERROR(VLOOKUP(C260,'Cennik Płaski'!D:L,9,0),\"\")","v":""},"",null,"","",{"$f":"IF(C260=\"\",\"\",VLOOKUP(C260,'[3]CENNIK PŁASKI'!$C$2:$AH$27586,24,0))","v":""},null,null,null,""]
[null,247,null,{"$f":"IFERROR(VLOOKUP(C261,'Cennik Płaski'!D:F,3,0),\"\")","v":""},{"$f":"IFERROR(VLOOKUP(C261,'Cennik Płaski'!D:G,4,0),\"\")","v":""},null,{"$f":"IFERROR(VLOOKUP(C261,'Cennik Płaski'!D:L,9,0),\"\")","v":""},"",null,"","",{"$f":"IF(C261=\"\",\"\",VLOOKUP(C261,'[3]CENNIK PŁASKI'!$C$2:$AH$27586,24,0))","v":""},null,null,null,""]
[null,248,null,{"$f":"IFERROR(VLOOKUP(C262,'Cennik Płaski'!D:F,3,0),\"\")","v":""},{"$f":"IFERROR(VLOOKUP(C262,'Cennik Płaski'!D:G,4,0),\"\")","v":""},null,{"$f":"IFERROR(VLOOKUP(C262,'Cennik Płaski'!D:L,9,0),\"\")","v":""},"",null,"","",{"$f":"IF(C262=\"\",\"\",VLOOKUP(C262,'[3]CENNIK PŁASKI'!$C$2:$AH$27586,24,0))","v":""},null,null,null,""]
[null,249,null,{"$f":"IFERROR(VLOOKUP(C263,'Cennik Płaski'!D:F,3,0),\"\")","v":""},{"$f":"IFERROR(VLOOKUP(C263,'Cennik Płaski'!D:G,4,0),\"\")","v":""},null,{"$f":"IFERROR(VLOOKUP(C263,'Cennik Płaski'!D:L,9,0),\"\")","v":""},"",null,"","",{"$f":"IF(C263=\"\",\"\",VLOOKUP(C263,'[3]CENNIK PŁASKI'!$C$2:$AH$27586,24,0))","v":""},null,null,null,""]
[null,250,null,{"$f":"IFERROR(VLOOKUP(C264,'Cennik Płaski'!D:F,3,0),\"\")","v":""},{"$f":"IFERROR(VLOOKUP(C264,'Cennik Płaski'!D:G,4,0),\"\")","v":""},null,{"$f":"IFERROR(VLOOKUP(C264,'Cennik Płaski'!D:L,9,0),\"\")","v":""},"",null,"","",{"$f":"IF(C264=\"\",\"\",VLOOKUP(C264,'[3]CENNIK PŁASKI'!$C$2:$AH$27586,24,0))","v":""},null,null,null,""]
[null,251,null,{"$f":"IFERROR(VLOOKUP(C265,'Cennik Płaski'!D:F,3,0),\"\")","v":""},{"$f":"IFERROR(VLOOKUP(C265,'Cennik Płaski'!D:G,4,0),\"\")","v":""},null,{"$f":"IFERROR(VLOOKUP(C265,'Cennik Płaski'!D:L,9,0),\"\")","v":""},"",null,"","",{"$f":"IF(C265=\"\",\"\",VLOOKUP(C265,'[3]CENNIK PŁASKI'!$C$2:$AH$27586,24,0))","v":""},null,null,null,""]
[null,252,null,{"$f":"IFERROR(VLOOKUP(C266,'Cennik Płaski'!D:F,3,0),\"\")","v":""},{"$f":"IFERROR(VLOOKUP(C266,'Cennik Płaski'!D:G,4,0),\"\")","v":""},null,{"$f":"IFERROR(VLOOKUP(C266,'Cennik Płaski'!D:L,9,0),\"\")","v":""},"",null,"","",{"$f":"IF(C266=\"\",\"\",VLOOKUP(C266,'[3]CENNIK PŁASKI'!$C$2:$AH$27586,24,0))","v":""},null,null,null,""]
[null,253,null,{"$f":"IFERROR(VLOOKUP(C267,'Cennik Płaski'!D:F,3,0),\"\")","v":""},{"$f":"IFERROR(VLOOKUP(C267,'Cennik Płaski'!D:G,4,0),\"\")","v":""},null,{"$f":"IFERROR(VLOOKUP(C267,'Cennik Płaski'!D:L,9,0),\"\")","v":""},"",null,"","",{"$f":"IF(C267=\"\",\"\",VLOOKUP(C267,'[3]CENNIK PŁASKI'!$C$2:$AH$27586,24,0))","v":""},null,null,null,""]
[null,254,null,{"$f":"IFERROR(VLOOKUP(C268,'Cennik Płaski'!D:F,3,0),\"\")","v":""},{"$f":"IFERROR(VLOOKUP(C268,'Cennik Płaski'!D:G,4,0),\"\")","v":""},null,{"$f":"IFERROR(VLOOKUP(C268,'Cennik Płaski'!D:L,9,0),\"\")","v":""},"",null,"","",{"$f":"IF(C268=\"\",\"\",VLOOKUP(C268,'[3]CENNIK PŁASKI'!$C$2:$AH$27586,24,0))","v":""},null,null,null,""]
[null,255,null,{"$f":"IFERROR(VLOOKUP(C269,'Cennik Płaski'!D:F,3,0),\"\")","v":""},{"$f":"IFERROR(VLOOKUP(C269,'Cennik Płaski'!D:G,4,0),\"\")","v":""},null,{"$f":"IFERROR(VLOOKUP(C269,'Cennik Płaski'!D:L,9,0),\"\")","v":""},"",null,"","",{"$f":"IF(C269=\"\",\"\",VLOOKUP(C269,'[3]CENNIK PŁASKI'!$C$2:$AH$27586,24,0))","v":""},null,null,null,""]
[null,256,null,{"$f":"IFERROR(VLOOKUP(C270,'Cennik Płaski'!D:F,3,0),\"\")","v":""},{"$f":"IFERROR(VLOOKUP(C270,'Cennik Płaski'!D:G,4,0),\"\")","v":""},null,{"$f":"IFERROR(VLOOKUP(C270,'Cennik Płaski'!D:L,9,0),\"\")","v":""},"",null,"","",{"$f":"IF(C270=\"\",\"\",VLOOKUP(C270,'[3]CENNIK PŁASKI'!$C$2:$AH$27586,24,0))","v":""},null,null,null,{"$f":"IF(C270<>\"\",IF(ISNUMBER(F270),\"\",\"Proszę wpisać ilość\"),\"\")","v":""}]
[null,257,null,{"$f":"IFERROR(VLOOKUP(C271,'Cennik Płaski'!D:F,3,0),\"\")","v":""},{"$f":"IFERROR(VLOOKUP(C271,'Cennik Płaski'!D:G,4,0),\"\")","v":""},null,{"$f":"IFERROR(VLOOKUP(C271,'Cennik Płaski'!D:L,9,0),\"\")","v":""},"",null,"","",{"$f":"IF(C271=\"\",\"\",VLOOKUP(C271,'[3]CENNIK PŁASKI'!$C$2:$AH$27586,24,0))","v":""},null,null,null,""]
[null,258,null,{"$f":"IFERROR(VLOOKUP(C272,'Cennik Płaski'!D:F,3,0),\"\")","v":""},{"$f":"IFERROR(VLOOKUP(C272,'Cennik Płaski'!D:G,4,0),\"\")","v":""},null,{"$f":"IFERROR(VLOOKUP(C272,'Cennik Płaski'!D:L,9,0),\"\")","v":""},{"$f":"IF(C272=\"\",\"\",F272*G272)","v":""},null,{"$f":"IF(B272=\"\",\"\",IF(I272>0,G272*(1-I272),G272))","v":""},{"$f":"IF(C272=\"\",\"\",IF(I272>0,H272*(1-I272),H272))","v":""},{"$f":"IF(C272=\"\",\"\",VLOOKUP(C272,'[3]CENNIK PŁASKI'!$C$2:$AH$27586,24,0))","v":""},null,null,null,""]
[null,259,null,{"$f":"IFERROR(VLOOKUP(C273,'Cennik Płaski'!D:F,3,0),\"\")","v":""},{"$f":"IFERROR(VLOOKUP(C273,'Cennik Płaski'!D:G,4,0),\"\")","v":""},null,{"$f":"IFERROR(VLOOKUP(C273,'Cennik Płaski'!D:L,9,0),\"\")","v":""},"",null,"","",{"$f":"IF(C273=\"\",\"\",VLOOKUP(C273,'[3]CENNIK PŁASKI'!$C$2:$AH$27586,24,0))","v":""},null,null,null,""]
[null,260,null,{"$f":"IFERROR(VLOOKUP(C274,'Cennik Płaski'!D:F,3,0),\"\")","v":""},{"$f":"IFERROR(VLOOKUP(C274,'Cennik Płaski'!D:G,4,0),\"\")","v":""},null,{"$f":"IFERROR(VLOOKUP(C274,'Cennik Płaski'!D:L,9,0),\"\")","v":""},"",null,"","",{"$f":"IF(C274=\"\",\"\",VLOOKUP(C274,'[3]CENNIK PŁASKI'!$C$2:$AH$27586,24,0))","v":""},null,null,null,""]
[null,261,null,{"$f":"IFERROR(VLOOKUP(C275,'Cennik Płaski'!D:F,3,0),\"\")","v":""},{"$f":"IFERROR(VLOOKUP(C275,'Cennik Płaski'!D:G,4,0),\"\")","v":""},null,{"$f":"IFERROR(VLOOKUP(C275,'Cennik Płaski'!D:L,9,0),\"\")","v":""},"",null,"","",{"$f":"IF(C275=\"\",\"\",VLOOKUP(C275,'[3]CENNIK PŁASKI'!$C$2:$AH$27586,24,0))","v":""},null,null,null,""]
[null,262,null,{"$f":"IFERROR(VLOOKUP(C276,'Cennik Płaski'!D:F,3,0),\"\")","v":""},{"$f":"IFERROR(VLOOKUP(C276,'Cennik Płaski'!D:G,4,0),\"\")","v":""},null,{"$f":"IFERROR(VLOOKUP(C276,'Cennik Płaski'!D:L,9,0),\"\")","v":""},"",null,"","",{"$f":"IF(C276=\"\",\"\",VLOOKUP(C276,'[3]CENNIK PŁASKI'!$C$2:$AH$27586,24,0))","v":""},null,null,null,""]
[null,263,null,{"$f":"IFERROR(VLOOKUP(C277,'Cennik Płaski'!D:F,3,0),\"\")","v":""},{"$f":"IFERROR(VLOOKUP(C277,'Cennik Płaski'!D:G,4,0),\"\")","v":""},null,{"$f":"IFERROR(VLOOKUP(C277,'Cennik Płaski'!D:L,9,0),\"\")","v":""},"",null,"","",{"$f":"IF(C277=\"\",\"\",VLOOKUP(C277,'[3]CENNIK PŁASKI'!$C$2:$AH$27586,24,0))","v":""},null,null,null,""]
[null,264,null,{"$f":"IFERROR(VLOOKUP(C278,'Cennik Płaski'!D:F,3,0),\"\")","v":""},{"$f":"IFERROR(VLOOKUP(C278,'Cennik Płaski'!D:G,4,0),\"\")","v":""},null,{"$f":"IFERROR(VLOOKUP(C278,'Cennik Płaski'!D:L,9,0),\"\")","v":""},"",null,"","",{"$f":"IF(C278=\"\",\"\",VLOOKUP(C278,'[3]CENNIK PŁASKI'!$C$2:$AH$27586,24,0))","v":""},null,null,null,""]
[null,265,null,{"$f":"IFERROR(VLOOKUP(C279,'Cennik Płaski'!D:F,3,0),\"\")","v":""},{"$f":"IFERROR(VLOOKUP(C279,'Cennik Płaski'!D:G,4,0),\"\")","v":""},null,{"$f":"IFERROR(VLOOKUP(C279,'Cennik Płaski'!D:L,9,0),\"\")","v":""},"",null,"","",{"$f":"IF(C279=\"\",\"\",VLOOKUP(C279,'[3]CENNIK PŁASKI'!$C$2:$AH$27586,24,0))","v":""},null,null,null,""]
[null,266,null,{"$f":"IFERROR(VLOOKUP(C280,'Cennik Płaski'!D:F,3,0),\"\")","v":""},{"$f":"IFERROR(VLOOKUP(C280,'Cennik Płaski'!D:G,4,0),\"\")","v":""},null,{"$f":"IFERROR(VLOOKUP(C280,'Cennik Płaski'!D:L,9,0),\"\")","v":""},"",null,"","",{"$f":"IF(C280=\"\",\"\",VLOOKUP(C280,'[3]CENNIK PŁASKI'!$C$2:$AH$27586,24,0))","v":""},null,null,null,""]
[null,267,null,{"$f":"IFERROR(VLOOKUP(C281,'Cennik Płaski'!D:F,3,0),\"\")","v":""},{"$f":"IFERROR(VLOOKUP(C281,'Cennik Płaski'!D:G,4,0),\"\")","v":""},null,{"$f":"IFERROR(VLOOKUP(C281,'Cennik Płaski'!D:L,9,0),\"\")","v":""},"",null,"","",{"$f":"IF(C281=\"\",\"\",VLOOKUP(C281,'[3]CENNIK PŁASKI'!$C$2:$AH$27586,24,0))","v":""},null,null,null,""]
[null,268,null,{"$f":"IFERROR(VLOOKUP(C282,'Cennik Płaski'!D:F,3,0),\"\")","v":""},{"$f":"IFERROR(VLOOKUP(C282,'Cennik Płaski'!D:G,4,0),\"\")","v":""},null,{"$f":"IFERROR(VLOOKUP(C282,'Cennik Płaski'!D:L,9,0),\"\")","v":""},"",null,"","",{"$f":"IF(C282=\"\",\"\",VLOOKUP(C282,'[3]CENNIK PŁASKI'!$C$2:$AH$27586,24,0))","v":""},null,null,null,""]
[null,269,null,{"$f":"IFERROR(VLOOKUP(C283,'Cennik Płaski'!D:F,3,0),\"\")","v":""},{"$f":"IFERROR(VLOOKUP(C283,'Cennik Płaski'!D:G,4,0),\"\")","v":""},null,{"$f":"IFERROR(VLOOKUP(C283,'Cennik Płaski'!D:L,9,0),\"\")","v":""},"",null,"","",{"$f":"IF(C283=\"\",\"\",VLOOKUP(C283,'[3]CENNIK PŁASKI'!$C$2:$AH$27586,24,0))","v":""},null,null,null,""]
[null,270,null,{"$f":"IFERROR(VLOOKUP(C284,'Cennik Płaski'!D:F,3,0),\"\")","v":""},{"$f":"IFERROR(VLOOKUP(C284,'Cennik Płaski'!D:G,4,0),\"\")","v":""},null,{"$f":"IFERROR(VLOOKUP(C284,'Cennik Płaski'!D:L,9,0),\"\")","v":""},"",null,"","",{"$f":"IF(C284=\"\",\"\",VLOOKUP(C284,'[3]CENNIK PŁASKI'!$C$2:$AH$27586,24,0))","v":""},null,null,null,""]
[null,271,null,{"$f":"IFERROR(VLOOKUP(C285,'Cennik Płaski'!D:F,3,0),\"\")","v":""},{"$f":"IFERROR(VLOOKUP(C285,'Cennik Płaski'!D:G,4,0),\"\")","v":""},null,{"$f":"IFERROR(VLOOKUP(C285,'Cennik Płaski'!D:L,9,0),\"\")","v":""},"",null,"","",{"$f":"IF(C285=\"\",\"\",VLOOKUP(C285,'[3]CENNIK PŁASKI'!$C$2:$AH$27586,24,0))","v":""},null,null,null,""]
[null,272,null,{"$f":"IFERROR(VLOOKUP(C286,'Cennik Płaski'!D:F,3,0),\"\")","v":""},{"$f":"IFERROR(VLOOKUP(C286,'Cennik Płaski'!D:G,4,0),\"\")","v":""},null,{"$f":"IFERROR(VLOOKUP(C286,'Cennik Płaski'!D:L,9,0),\"\")","v":""},"",null,"","",{"$f":"IF(C286=\"\",\"\",VLOOKUP(C286,'[3]CENNIK PŁASKI'!$C$2:$AH$27586,24,0))","v":""},null,null,null,""]
[null,273,null,{"$f":"IFERROR(VLOOKUP(C287,'Cennik Płaski'!D:F,3,0),\"\")","v":""},{"$f":"IFERROR(VLOOKUP(C287,'Cennik Płaski'!D:G,4,0),\"\")","v":""},null,{"$f":"IFERROR(VLOOKUP(C287,'Cennik Płaski'!D:L,9,0),\"\")","v":""},"",null,"","",{"$f":"IF(C287=\"\",\"\",VLOOKUP(C287,'[3]CENNIK PŁASKI'!$C$2:$AH$27586,24,0))","v":""},null,null,null,""]
[null,274,null,{"$f":"IFERROR(VLOOKUP(C288,'Cennik Płaski'!D:F,3,0),\"\")","v":""},{"$f":"IFERROR(VLOOKUP(C288,'Cennik Płaski'!D:G,4,0),\"\")","v":""},null,{"$f":"IFERROR(VLOOKUP(C288,'Cennik Płaski'!D:L,9,0),\"\")","v":""},"",null,"","",{"$f":"IF(C288=\"\",\"\",VLOOKUP(C288,'[3]CENNIK PŁASKI'!$C$2:$AH$27586,24,0))","v":""},null,null,null,""]
[null,275,null,{"$f":"IFERROR(VLOOKUP(C289,'Cennik Płaski'!D:F,3,0),\"\")","v":""},{"$f":"IFERROR(VLOOKUP(C289,'Cennik Płaski'!D:G,4,0),\"\")","v":""},null,{"$f":"IFERROR(VLOOKUP(C289,'Cennik Płaski'!D:L,9,0),\"\")","v":""},"",null,"","",{"$f":"IF(C289=\"\",\"\",VLOOKUP(C289,'[3]CENNIK PŁASKI'!$C$2:$AH$27586,24,0))","v":""},null,null,null,""]
[null,276,null,{"$f":"IFERROR(VLOOKUP(C290,'Cennik Płaski'!D:F,3,0),\"\")","v":""},{"$f":"IFERROR(VLOOKUP(C290,'Cennik Płaski'!D:G,4,0),\"\")","v":""},null,{"$f":"IFERROR(VLOOKUP(C290,'Cennik Płaski'!D:L,9,0),\"\")","v":""},"",null,"","",{"$f":"IF(C290=\"\",\"\",VLOOKUP(C290,'[3]CENNIK PŁASKI'!$C$2:$AH$27586,24,0))","v":""},null,null,null,""]
[null,277,null,{"$f":"IFERROR(VLOOKUP(C291,'Cennik Płaski'!D:F,3,0),\"\")","v":""},{"$f":"IFERROR(VLOOKUP(C291,'Cennik Płaski'!D:G,4,0),\"\")","v":""},null,{"$f":"IFERROR(VLOOKUP(C291,'Cennik Płaski'!D:L,9,0),\"\")","v":""},"",null,"","",{"$f":"IF(C291=\"\",\"\",VLOOKUP(C291,'[3]CENNIK PŁASKI'!$C$2:$AH$27586,24,0))","v":""},null,null,null,""]
[null,278,null,{"$f":"IFERROR(VLOOKUP(C292,'Cennik Płaski'!D:F,3,0),\"\")","v":""},{"$f":"IFERROR(VLOOKUP(C292,'Cennik Płaski'!D:G,4,0),\"\")","v":""},null,{"$f":"IFERROR(VLOOKUP(C292,'Cennik Płaski'!D:L,9,0),\"\")","v":""},"",null,"","",{"$f":"IF(C292=\"\",\"\",VLOOKUP(C292,'[3]CENNIK PŁASKI'!$C$2:$AH$27586,24,0))","v":""},null,null,null,""]
[null,279,null,{"$f":"IFERROR(VLOOKUP(C293,'Cennik Płaski'!D:F,3,0),\"\")","v":""},{"$f":"IFERROR(VLOOKUP(C293,'Cennik Płaski'!D:G,4,0),\"\")","v":""},null,{"$f":"IFERROR(VLOOKUP(C293,'Cennik Płaski'!D:L,9,0),\"\")","v":""},"",null,"","",{"$f":"IF(C293=\"\",\"\",VLOOKUP(C293,'[3]CENNIK PŁASKI'!$C$2:$AH$27586,24,0))","v":""},null,null,null,""]
[null,280,null,{"$f":"IFERROR(VLOOKUP(C294,'Cennik Płaski'!D:F,3,0),\"\")","v":""},{"$f":"IFERROR(VLOOKUP(C294,'Cennik Płaski'!D:G,4,0),\"\")","v":""},null,{"$f":"IFERROR(VLOOKUP(C294,'Cennik Płaski'!D:L,9,0),\"\")","v":""},"",null,"","",{"$f":"IF(C294=\"\",\"\",VLOOKUP(C294,'[3]CENNIK PŁASKI'!$C$2:$AH$27586,24,0))","v":""},null,null,null,""]
[null,281,null,{"$f":"IFERROR(VLOOKUP(C295,'Cennik Płaski'!D:F,3,0),\"\")","v":""},{"$f":"IFERROR(VLOOKUP(C295,'Cennik Płaski'!D:G,4,0),\"\")","v":""},null,{"$f":"IFERROR(VLOOKUP(C295,'Cennik Płaski'!D:L,9,0),\"\")","v":""},"",null,"","",{"$f":"IF(C295=\"\",\"\",VLOOKUP(C295,'[3]CENNIK PŁASKI'!$C$2:$AH$27586,24,0))","v":""},null,null,null,""]
[null,282,null,{"$f":"IFERROR(VLOOKUP(C296,'Cennik Płaski'!D:F,3,0),\"\")","v":""},{"$f":"IFERROR(VLOOKUP(C296,'Cennik Płaski'!D:G,4,0),\"\")","v":""},null,{"$f":"IFERROR(VLOOKUP(C296,'Cennik Płaski'!D:L,9,0),\"\")","v":""},"",null,"","",{"$f":"IF(C296=\"\",\"\",VLOOKUP(C296,'[3]CENNIK PŁASKI'!$C$2:$AH$27586,24,0))","v":""},null,null,null,""]
[null,283,null,{"$f":"IFERROR(VLOOKUP(C297,'Cennik Płaski'!D:F,3,0),\"\")","v":""},{"$f":"IFERROR(VLOOKUP(C297,'Cennik Płaski'!D:G,4,0),\"\")","v":""},null,{"$f":"IFERROR(VLOOKUP(C297,'Cennik Płaski'!D:L,9,0),\"\")","v":""},"",null,"","",{"$f":"IF(C297=\"\",\"\",VLOOKUP(C297,'[3]CENNIK PŁASKI'!$C$2:$AH$27586,24,0))","v":""},null,null,null,""]
[null,284,null,{"$f":"IFERROR(VLOOKUP(C298,'Cennik Płaski'!D:F,3,0),\"\")","v":""},{"$f":"IFERROR(VLOOKUP(C298,'Cennik Płaski'!D:G,4,0),\"\")","v":""},null,{"$f":"IFERROR(VLOOKUP(C298,'Cennik Płaski'!D:L,9,0),\"\")","v":""},"",null,"","",{"$f":"IF(C298=\"\",\"\",VLOOKUP(C298,'[3]CENNIK PŁASKI'!$C$2:$AH$27586,24,0))","v":""},null,null,null,""]
[null,285,null,{"$f":"IFERROR(VLOOKUP(C299,'Cennik Płaski'!D:F,3,0),\"\")","v":""},{"$f":"IFERROR(VLOOKUP(C299,'Cennik Płaski'!D:G,4,0),\"\")","v":""},null,{"$f":"IFERROR(VLOOKUP(C299,'Cennik Płaski'!D:L,9,0),\"\")","v":""},"",null,"","",{"$f":"IF(C299=\"\",\"\",VLOOKUP(C299,'[3]CENNIK PŁASKI'!$C$2:$AH$27586,24,0))","v":""},null,null,null,""]
[null,286,null,{"$f":"IFERROR(VLOOKUP(C300,'Cennik Płaski'!D:F,3,0),\"\")","v":""},{"$f":"IFERROR(VLOOKUP(C300,'Cennik Płaski'!D:G,4,0),\"\")","v":""},null,{"$f":"IFERROR(VLOOKUP(C300,'Cennik Płaski'!D:L,9,0),\"\")","v":""},"",null,"","",{"$f":"IF(C300=\"\",\"\",VLOOKUP(C300,'[3]CENNIK PŁASKI'!$C$2:$AH$27586,24,0))","v":""},null,null,null,""]
[null,287,null,{"$f":"IFERROR(VLOOKUP(C301,'Cennik Płaski'!D:F,3,0),\"\")","v":""},{"$f":"IFERROR(VLOOKUP(C301,'Cennik Płaski'!D:G,4,0),\"\")","v":""},null,{"$f":"IFERROR(VLOOKUP(C301,'Cennik Płaski'!D:L,9,0),\"\")","v":""},"",null,"","",{"$f":"IF(C301=\"\",\"\",VLOOKUP(C301,'[3]CENNIK PŁASKI'!$C$2:$AH$27586,24,0))","v":""},null,null,null,""]
[null,288,null,{"$f":"IFERROR(VLOOKUP(C302,'Cennik Płaski'!D:F,3,0),\"\")","v":""},{"$f":"IFERROR(VLOOKUP(C302,'Cennik Płaski'!D:G,4,0),\"\")","v":""},null,{"$f":"IFERROR(VLOOKUP(C302,'Cennik Płaski'!D:L,9,0),\"\")","v":""},"",null,"","",{"$f":"IF(C302=\"\",\"\",VLOOKUP(C302,'[3]CENNIK PŁASKI'!$C$2:$AH$27586,24,0))","v":""},null,null,null,""]
[null,289,null,{"$f":"IFERROR(VLOOKUP(C303,'Cennik Płaski'!D:F,3,0),\"\")","v":""},{"$f":"IFERROR(VLOOKUP(C303,'Cennik Płaski'!D:G,4,0),\"\")","v":""},null,{"$f":"IFERROR(VLOOKUP(C303,'Cennik Płaski'!D:L,9,0),\"\")","v":""},"",null,"","",{"$f":"IF(C303=\"\",\"\",VLOOKUP(C303,'[3]CENNIK PŁASKI'!$C$2:$AH$27586,24,0))","v":""},null,null,null,""]
[null,290,null,{"$f":"IFERROR(VLOOKUP(C304,'Cennik Płaski'!D:F,3,0),\"\")","v":""},{"$f":"IFERROR(VLOOKUP(C304,'Cennik Płaski'!D:G,4,0),\"\")","v":""},null,{"$f":"IFERROR(VLOOKUP(C304,'Cennik Płaski'!D:L,9,0),\"\")","v":""},"",null,"","",{"$f":"IF(C304=\"\",\"\",VLOOKUP(C304,'[3]CENNIK PŁASKI'!$C$2:$AH$27586,24,0))","v":""},null,null,null,""]
[null,291,null,{"$f":"IFERROR(VLOOKUP(C305,'Cennik Płaski'!D:F,3,0),\"\")","v":""},{"$f":"IFERROR(VLOOKUP(C305,'Cennik Płaski'!D:G,4,0),\"\")","v":""},null,{"$f":"IFERROR(VLOOKUP(C305,'Cennik Płaski'!D:L,9,0),\"\")","v":""},"",null,"","",{"$f":"IF(C305=\"\",\"\",VLOOKUP(C305,'[3]CENNIK PŁASKI'!$C$2:$AH$27586,24,0))","v":""},null,null,null,""]
[null,292,null,{"$f":"IFERROR(VLOOKUP(C306,'Cennik Płaski'!D:F,3,0),\"\")","v":""},{"$f":"IFERROR(VLOOKUP(C306,'Cennik Płaski'!D:G,4,0),\"\")","v":""},null,{"$f":"IFERROR(VLOOKUP(C306,'Cennik Płaski'!D:L,9,0),\"\")","v":""},"",null,"","",{"$f":"IF(C306=\"\",\"\",VLOOKUP(C306,'[3]CENNIK PŁASKI'!$C$2:$AH$27586,24,0))","v":""},null,null,null,""]
[null,293,null,{"$f":"IFERROR(VLOOKUP(C307,'Cennik Płaski'!D:F,3,0),\"\")","v":""},{"$f":"IFERROR(VLOOKUP(C307,'Cennik Płaski'!D:G,4,0),\"\")","v":""},null,{"$f":"IFERROR(VLOOKUP(C307,'Cennik Płaski'!D:L,9,0),\"\")","v":""},"",null,"","",{"$f":"IF(C307=\"\",\"\",VLOOKUP(C307,'[3]CENNIK PŁASKI'!$C$2:$AH$27586,24,0))","v":""},null,null,null,""]
[null,294,null,{"$f":"IFERROR(VLOOKUP(C308,'Cennik Płaski'!D:F,3,0),\"\")","v":""},{"$f":"IFERROR(VLOOKUP(C308,'Cennik Płaski'!D:G,4,0),\"\")","v":""},null,{"$f":"IFERROR(VLOOKUP(C308,'Cennik Płaski'!D:L,9,0),\"\")","v":""},"",null,"","",{"$f":"IF(C308=\"\",\"\",VLOOKUP(C308,'[3]CENNIK PŁASKI'!$C$2:$AH$27586,24,0))","v":""},null,null,null,""]
[null,295,null,{"$f":"IFERROR(VLOOKUP(C309,'Cennik Płaski'!D:F,3,0),\"\")","v":""},{"$f":"IFERROR(VLOOKUP(C309,'Cennik Płaski'!D:G,4,0),\"\")","v":""},null,{"$f":"IFERROR(VLOOKUP(C309,'Cennik Płaski'!D:L,9,0),\"\")","v":""},"",null,"","",{"$f":"IF(C309=\"\",\"\",VLOOKUP(C309,'[3]CENNIK PŁASKI'!$C$2:$AH$27586,24,0))","v":""},null,null,null,""]
[null,296,null,{"$f":"IFERROR(VLOOKUP(C310,'Cennik Płaski'!D:F,3,0),\"\")","v":""},{"$f":"IFERROR(VLOOKUP(C310,'Cennik Płaski'!D:G,4,0),\"\")","v":""},null,{"$f":"IFERROR(VLOOKUP(C310,'Cennik Płaski'!D:L,9,0),\"\")","v":""},"",null,"","",{"$f":"IF(C310=\"\",\"\",VLOOKUP(C310,'[3]CENNIK PŁASKI'!$C$2:$AH$27586,24,0))","v":""},null,null,null,""]
[null,297,null,{"$f":"IFERROR(VLOOKUP(C311,'Cennik Płaski'!D:F,3,0),\"\")","v":""},{"$f":"IFERROR(VLOOKUP(C311,'Cennik Płaski'!D:G,4,0),\"\")","v":""},null,{"$f":"IFERROR(VLOOKUP(C311,'Cennik Płaski'!D:L,9,0),\"\")","v":""},"",null,"","",{"$f":"IF(C311=\"\",\"\",VLOOKUP(C311,'[3]CENNIK PŁASKI'!$C$2:$AH$27586,24,0))","v":""},null,null,null,""]
[null,298,null,{"$f":"IFERROR(VLOOKUP(C312,'Cennik Płaski'!D:F,3,0),\"\")","v":""},{"$f":"IFERROR(VLOOKUP(C312,'Cennik Płaski'!D:G,4,0),\"\")","v":""},null,{"$f":"IFERROR(VLOOKUP(C312,'Cennik Płaski'!D:L,9,0),\"\")","v":""},"",null,"","",{"$f":"IF(C312=\"\",\"\",VLOOKUP(C312,'[3]CENNIK PŁASKI'!$C$2:$AH$27586,24,0))","v":""},null,null,null,""]
[null,299,null,{"$f":"IFERROR(VLOOKUP(C313,'Cennik Płaski'!D:F,3,0),\"\")","v":""},{"$f":"IFERROR(VLOOKUP(C313,'Cennik Płaski'!D:G,4,0),\"\")","v":""},null,{"$f":"IFERROR(VLOOKUP(C313,'Cennik Płaski'!D:L,9,0),\"\")","v":""},"",null,"","",{"$f":"IF(C313=\"\",\"\",VLOOKUP(C313,'[3]CENNIK PŁASKI'!$C$2:$AH$27586,24,0))","v":""},null,null,null,""]
[null,300,null,{"$f":"IFERROR(VLOOKUP(C314,'Cennik Płaski'!D:F,3,0),\"\")","v":""},{"$f":"IFERROR(VLOOKUP(C314,'Cennik Płaski'!D:G,4,0),\"\")","v":""},null,{"$f":"IFERROR(VLOOKUP(C314,'Cennik Płaski'!D:L,9,0),\"\")","v":""},"",null,"","",{"$f":"IF(C314=\"\",\"\",VLOOKUP(C314,'[3]CENNIK PŁASKI'!$C$2:$AH$27586,24,0))","v":""},null,null,null,""]
[null,301,null,{"$f":"IFERROR(VLOOKUP(C315,'Cennik Płaski'!D:F,3,0),\"\")","v":""},{"$f":"IFERROR(VLOOKUP(C315,'Cennik Płaski'!D:G,4,0),\"\")","v":""},null,{"$f":"IFERROR(VLOOKUP(C315,'Cennik Płaski'!D:L,9,0),\"\")","v":""},"",null,"","",{"$f":"IF(C315=\"\",\"\",VLOOKUP(C315,'[3]CENNIK PŁASKI'!$C$2:$AH$27586,24,0))","v":""},null,null,null,""]
[null,302,null,{"$f":"IFERROR(VLOOKUP(C316,'Cennik Płaski'!D:F,3,0),\"\")","v":""},{"$f":"IFERROR(VLOOKUP(C316,'Cennik Płaski'!D:G,4,0),\"\")","v":""},null,{"$f":"IFERROR(VLOOKUP(C316,'Cennik Płaski'!D:L,9,0),\"\")","v":""},"",null,"","",{"$f":"IF(C316=\"\",\"\",VLOOKUP(C316,'[3]CENNIK PŁASKI'!$C$2:$AH$27586,24,0))","v":""},null,null,null,""]
[null,303,null,{"$f":"IFERROR(VLOOKUP(C317,'Cennik Płaski'!D:F,3,0),\"\")","v":""},{"$f":"IFERROR(VLOOKUP(C317,'Cennik Płaski'!D:G,4,0),\"\")","v":""},null,{"$f":"IFERROR(VLOOKUP(C317,'Cennik Płaski'!D:L,9,0),\"\")","v":""},"",null,"","",{"$f":"IF(C317=\"\",\"\",VLOOKUP(C317,'[3]CENNIK PŁASKI'!$C$2:$AH$27586,24,0))","v":""},null,null,null,""]
[null,304,null,{"$f":"IFERROR(VLOOKUP(C318,'Cennik Płaski'!D:F,3,0),\"\")","v":""},{"$f":"IFERROR(VLOOKUP(C318,'Cennik Płaski'!D:G,4,0),\"\")","v":""},null,{"$f":"IFERROR(VLOOKUP(C318,'Cennik Płaski'!D:L,9,0),\"\")","v":""},"",null,"","",{"$f":"IF(C318=\"\",\"\",VLOOKUP(C318,'[3]CENNIK PŁASKI'!$C$2:$AH$27586,24,0))","v":""},null,null,null,""]
[null,305,null,{"$f":"IFERROR(VLOOKUP(C319,'Cennik Płaski'!D:F,3,0),\"\")","v":""},{"$f":"IFERROR(VLOOKUP(C319,'Cennik Płaski'!D:G,4,0),\"\")","v":""},null,{"$f":"IFERROR(VLOOKUP(C319,'Cennik Płaski'!D:L,9,0),\"\")","v":""},"",null,"","",{"$f":"IF(C319=\"\",\"\",VLOOKUP(C319,'[3]CENNIK PŁASKI'!$C$2:$AH$27586,24,0))","v":""},null,null,null,""]
[null,306,null,{"$f":"IFERROR(VLOOKUP(C320,'Cennik Płaski'!D:F,3,0),\"\")","v":""},{"$f":"IFERROR(VLOOKUP(C320,'Cennik Płaski'!D:G,4,0),\"\")","v":""},null,{"$f":"IFERROR(VLOOKUP(C320,'Cennik Płaski'!D:L,9,0),\"\")","v":""},"",null,"","",{"$f":"IF(C320=\"\",\"\",VLOOKUP(C320,'[3]CENNIK PŁASKI'!$C$2:$AH$27586,24,0))","v":""},null,null,null,""]
[null,307,null,{"$f":"IFERROR(VLOOKUP(C321,'Cennik Płaski'!D:F,3,0),\"\")","v":""},{"$f":"IFERROR(VLOOKUP(C321,'Cennik Płaski'!D:G,4,0),\"\")","v":""},null,{"$f":"IFERROR(VLOOKUP(C321,'Cennik Płaski'!D:L,9,0),\"\")","v":""},"",null,"","",{"$f":"IF(C321=\"\",\"\",VLOOKUP(C321,'[3]CENNIK PŁASKI'!$C$2:$AH$27586,24,0))","v":""},null,null,null,""]
[null,308,null,{"$f":"IFERROR(VLOOKUP(C322,'Cennik Płaski'!D:F,3,0),\"\")","v":""},{"$f":"IFERROR(VLOOKUP(C322,'Cennik Płaski'!D:G,4,0),\"\")","v":""},null,{"$f":"IFERROR(VLOOKUP(C322,'Cennik Płaski'!D:L,9,0),\"\")","v":""},"",null,"","",{"$f":"IF(C322=\"\",\"\",VLOOKUP(C322,'[3]CENNIK PŁASKI'!$C$2:$AH$27586,24,0))","v":""},null,null,null,""]
[null,309,null,{"$f":"IFERROR(VLOOKUP(C323,'Cennik Płaski'!D:F,3,0),\"\")","v":""},{"$f":"IFERROR(VLOOKUP(C323,'Cennik Płaski'!D:G,4,0),\"\")","v":""},null,{"$f":"IFERROR(VLOOKUP(C323,'Cennik Płaski'!D:L,9,0),\"\")","v":""},"",null,"","",{"$f":"IF(C323=\"\",\"\",VLOOKUP(C323,'[3]CENNIK PŁASKI'!$C$2:$AH$27586,24,0))","v":""},null,null,null,""]
[null,310,null,{"$f":"IFERROR(VLOOKUP(C324,'Cennik Płaski'!D:F,3,0),\"\")","v":""},{"$f":"IFERROR(VLOOKUP(C324,'Cennik Płaski'!D:G,4,0),\"\")","v":""},null,{"$f":"IFERROR(VLOOKUP(C324,'Cennik Płaski'!D:L,9,0),\"\")","v":""},"",null,"","",{"$f":"IF(C324=\"\",\"\",VLOOKUP(C324,'[3]CENNIK PŁASKI'!$C$2:$AH$27586,24,0))","v":""},null,null,null,""]
[null,311,null,{"$f":"IFERROR(VLOOKUP(C325,'Cennik Płaski'!D:F,3,0),\"\")","v":""},{"$f":"IFERROR(VLOOKUP(C325,'Cennik Płaski'!D:G,4,0),\"\")","v":""},null,{"$f":"IFERROR(VLOOKUP(C325,'Cennik Płaski'!D:L,9,0),\"\")","v":""},"",null,"","",{"$f":"IF(C325=\"\",\"\",VLOOKUP(C325,'[3]CENNIK PŁASKI'!$C$2:$AH$27586,24,0))","v":""},null,null,null,""]
[null,312,null,{"$f":"IFERROR(VLOOKUP(C326,'Cennik Płaski'!D:F,3,0),\"\")","v":""},{"$f":"IFERROR(VLOOKUP(C326,'Cennik Płaski'!D:G,4,0),\"\")","v":""},null,{"$f":"IFERROR(VLOOKUP(C326,'Cennik Płaski'!D:L,9,0),\"\")","v":""},"",null,"","",{"$f":"IF(C326=\"\",\"\",VLOOKUP(C326,'[3]CENNIK PŁASKI'!$C$2:$AH$27586,24,0))","v":""},null,null,null,""]
[null,313,null,{"$f":"IFERROR(VLOOKUP(C327,'Cennik Płaski'!D:F,3,0),\"\")","v":""},{"$f":"IFERROR(VLOOKUP(C327,'Cennik Płaski'!D:G,4,0),\"\")","v":""},null,{"$f":"IFERROR(VLOOKUP(C327,'Cennik Płaski'!D:L,9,0),\"\")","v":""},"",null,"","",{"$f":"IF(C327=\"\",\"\",VLOOKUP(C327,'[3]CENNIK PŁASKI'!$C$2:$AH$27586,24,0))","v":""},null,null,null,""]
[null,314,null,{"$f":"IFERROR(VLOOKUP(C328,'Cennik Płaski'!D:F,3,0),\"\")","v":""},{"$f":"IFERROR(VLOOKUP(C328,'Cennik Płaski'!D:G,4,0),\"\")","v":""},null,{"$f":"IFERROR(VLOOKUP(C328,'Cennik Płaski'!D:L,9,0),\"\")","v":""},"",null,"","",{"$f":"IF(C328=\"\",\"\",VLOOKUP(C328,'[3]CENNIK PŁASKI'!$C$2:$AH$27586,24,0))","v":""},null,null,null,""]
[null,315,null,{"$f":"IFERROR(VLOOKUP(C329,'Cennik Płaski'!D:F,3,0),\"\")","v":""},{"$f":"IFERROR(VLOOKUP(C329,'Cennik Płaski'!D:G,4,0),\"\")","v":""},null,{"$f":"IFERROR(VLOOKUP(C329,'Cennik Płaski'!D:L,9,0),\"\")","v":""},"",null,"","",{"$f":"IF(C329=\"\",\"\",VLOOKUP(C329,'[3]CENNIK PŁASKI'!$C$2:$AH$27586,24,0))","v":""},null,null,null,""]
[null,316,null,{"$f":"IFERROR(VLOOKUP(C330,'Cennik Płaski'!D:F,3,0),\"\")","v":""},{"$f":"IFERROR(VLOOKUP(C330,'Cennik Płaski'!D:G,4,0),\"\")","v":""},null,{"$f":"IFERROR(VLOOKUP(C330,'Cennik Płaski'!D:L,9,0),\"\")","v":""},"",null,"","",{"$f":"IF(C330=\"\",\"\",VLOOKUP(C330,'[3]CENNIK PŁASKI'!$C$2:$AH$27586,24,0))","v":""},null,null,null,""]
[null,317,null,{"$f":"IFERROR(VLOOKUP(C331,'Cennik Płaski'!D:F,3,0),\"\")","v":""},{"$f":"IFERROR(VLOOKUP(C331,'Cennik Płaski'!D:G,4,0),\"\")","v":""},null,{"$f":"IFERROR(VLOOKUP(C331,'Cennik Płaski'!D:L,9,0),\"\")","v":""},"",null,"","",{"$f":"IF(C331=\"\",\"\",VLOOKUP(C331,'[3]CENNIK PŁASKI'!$C$2:$AH$27586,24,0))","v":""},null,null,null,""]
[null,318,null,{"$f":"IFERROR(VLOOKUP(C332,'Cennik Płaski'!D:F,3,0),\"\")","v":""},{"$f":"IFERROR(VLOOKUP(C332,'Cennik Płaski'!D:G,4,0),\"\")","v":""},null,{"$f":"IFERROR(VLOOKUP(C332,'Cennik Płaski'!D:L,9,0),\"\")","v":""},"",null,"","",{"$f":"IF(C332=\"\",\"\",VLOOKUP(C332,'[3]CENNIK PŁASKI'!$C$2:$AH$27586,24,0))","v":""},null,null,null,""]
[null,319,null,{"$f":"IFERROR(VLOOKUP(C333,'Cennik Płaski'!D:F,3,0),\"\")","v":""},{"$f":"IFERROR(VLOOKUP(C333,'Cennik Płaski'!D:G,4,0),\"\")","v":""},null,{"$f":"IFERROR(VLOOKUP(C333,'Cennik Płaski'!D:L,9,0),\"\")","v":""},"",null,"","",{"$f":"IF(C333=\"\",\"\",VLOOKUP(C333,'[3]CENNIK PŁASKI'!$C$2:$AH$27586,24,0))","v":""},null,null,null,""]
[null,320,null,{"$f":"IFERROR(VLOOKUP(C334,'Cennik Płaski'!D:F,3,0),\"\")","v":""},{"$f":"IFERROR(VLOOKUP(C334,'Cennik Płaski'!D:G,4,0),\"\")","v":""},null,{"$f":"IFERROR(VLOOKUP(C334,'Cennik Płaski'!D:L,9,0),\"\")","v":""},"",null,"","",{"$f":"IF(C334=\"\",\"\",VLOOKUP(C334,'[3]CENNIK PŁASKI'!$C$2:$AH$27586,24,0))","v":""},null,null,null,{"$f":"IF(C334<>\"\",IF(ISNUMBER(F334),\"\",\"Proszę wpisać ilość\"),\"\")","v":""}]
[null,321,null,{"$f":"IFERROR(VLOOKUP(C335,'Cennik Płaski'!D:F,3,0),\"\")","v":""},{"$f":"IFERROR(VLOOKUP(C335,'Cennik Płaski'!D:G,4,0),\"\")","v":""},null,{"$f":"IFERROR(VLOOKUP(C335,'Cennik Płaski'!D:L,9,0),\"\")","v":""},"",null,"","",{"$f":"IF(C335=\"\",\"\",VLOOKUP(C335,'[3]CENNIK PŁASKI'!$C$2:$AH$27586,24,0))","v":""},null,null,null,""]
[null,322,null,{"$f":"IFERROR(VLOOKUP(C336,'Cennik Płaski'!D:F,3,0),\"\")","v":""},{"$f":"IFERROR(VLOOKUP(C336,'Cennik Płaski'!D:G,4,0),\"\")","v":""},null,{"$f":"IFERROR(VLOOKUP(C336,'Cennik Płaski'!D:L,9,0),\"\")","v":""},{"$f":"IF(C336=\"\",\"\",F336*G336)","v":""},null,{"$f":"IF(B336=\"\",\"\",IF(I336>0,G336*(1-I336),G336))","v":""},{"$f":"IF(C336=\"\",\"\",IF(I336>0,H336*(1-I336),H336))","v":""},{"$f":"IF(C336=\"\",\"\",VLOOKUP(C336,'[3]CENNIK PŁASKI'!$C$2:$AH$27586,24,0))","v":""},null,null,null,""]
[null,323,null,{"$f":"IFERROR(VLOOKUP(C337,'Cennik Płaski'!D:F,3,0),\"\")","v":""},{"$f":"IFERROR(VLOOKUP(C337,'Cennik Płaski'!D:G,4,0),\"\")","v":""},null,{"$f":"IFERROR(VLOOKUP(C337,'Cennik Płaski'!D:L,9,0),\"\")","v":""},"",null,"","",{"$f":"IF(C337=\"\",\"\",VLOOKUP(C337,'[3]CENNIK PŁASKI'!$C$2:$AH$27586,24,0))","v":""},null,null,null,""]
[null,324,null,{"$f":"IFERROR(VLOOKUP(C338,'Cennik Płaski'!D:F,3,0),\"\")","v":""},{"$f":"IFERROR(VLOOKUP(C338,'Cennik Płaski'!D:G,4,0),\"\")","v":""},null,{"$f":"IFERROR(VLOOKUP(C338,'Cennik Płaski'!D:L,9,0),\"\")","v":""},"",null,"","",{"$f":"IF(C338=\"\",\"\",VLOOKUP(C338,'[3]CENNIK PŁASKI'!$C$2:$AH$27586,24,0))","v":""},null,null,null,""]
[null,325,null,{"$f":"IFERROR(VLOOKUP(C339,'Cennik Płaski'!D:F,3,0),\"\")","v":""},{"$f":"IFERROR(VLOOKUP(C339,'Cennik Płaski'!D:G,4,0),\"\")","v":""},null,{"$f":"IFERROR(VLOOKUP(C339,'Cennik Płaski'!D:L,9,0),\"\")","v":""},"",null,"","",{"$f":"IF(C339=\"\",\"\",VLOOKUP(C339,'[3]CENNIK PŁASKI'!$C$2:$AH$27586,24,0))","v":""},null,null,null,""]
[null,326,null,{"$f":"IFERROR(VLOOKUP(C340,'Cennik Płaski'!D:F,3,0),\"\")","v":""},{"$f":"IFERROR(VLOOKUP(C340,'Cennik Płaski'!D:G,4,0),\"\")","v":""},null,{"$f":"IFERROR(VLOOKUP(C340,'Cennik Płaski'!D:L,9,0),\"\")","v":""},"",null,"","",{"$f":"IF(C340=\"\",\"\",VLOOKUP(C340,'[3]CENNIK PŁASKI'!$C$2:$AH$27586,24,0))","v":""},null,null,null,""]
[null,327,null,{"$f":"IFERROR(VLOOKUP(C341,'Cennik Płaski'!D:F,3,0),\"\")","v":""},{"$f":"IFERROR(VLOOKUP(C341,'Cennik Płaski'!D:G,4,0),\"\")","v":""},null,{"$f":"IFERROR(VLOOKUP(C341,'Cennik Płaski'!D:L,9,0),\"\")","v":""},"",null,"","",{"$f":"IF(C341=\"\",\"\",VLOOKUP(C341,'[3]CENNIK PŁASKI'!$C$2:$AH$27586,24,0))","v":""},null,null,null,""]
[null,328,null,{"$f":"IFERROR(VLOOKUP(C342,'Cennik Płaski'!D:F,3,0),\"\")","v":""},{"$f":"IFERROR(VLOOKUP(C342,'Cennik Płaski'!D:G,4,0),\"\")","v":""},null,{"$f":"IFERROR(VLOOKUP(C342,'Cennik Płaski'!D:L,9,0),\"\")","v":""},"",null,"","",{"$f":"IF(C342=\"\",\"\",VLOOKUP(C342,'[3]CENNIK PŁASKI'!$C$2:$AH$27586,24,0))","v":""},null,null,null,""]
[null,329,null,{"$f":"IFERROR(VLOOKUP(C343,'Cennik Płaski'!D:F,3,0),\"\")","v":""},{"$f":"IFERROR(VLOOKUP(C343,'Cennik Płaski'!D:G,4,0),\"\")","v":""},null,{"$f":"IFERROR(VLOOKUP(C343,'Cennik Płaski'!D:L,9,0),\"\")","v":""},"",null,"","",{"$f":"IF(C343=\"\",\"\",VLOOKUP(C343,'[3]CENNIK PŁASKI'!$C$2:$AH$27586,24,0))","v":""},null,null,null,""]
[null,330,null,{"$f":"IFERROR(VLOOKUP(C344,'Cennik Płaski'!D:F,3,0),\"\")","v":""},{"$f":"IFERROR(VLOOKUP(C344,'Cennik Płaski'!D:G,4,0),\"\")","v":""},null,{"$f":"IFERROR(VLOOKUP(C344,'Cennik Płaski'!D:L,9,0),\"\")","v":""},"",null,"","",{"$f":"IF(C344=\"\",\"\",VLOOKUP(C344,'[3]CENNIK PŁASKI'!$C$2:$AH$27586,24,0))","v":""},null,null,null,""]
[null,331,null,{"$f":"IFERROR(VLOOKUP(C345,'Cennik Płaski'!D:F,3,0),\"\")","v":""},{"$f":"IFERROR(VLOOKUP(C345,'Cennik Płaski'!D:G,4,0),\"\")","v":""},null,{"$f":"IFERROR(VLOOKUP(C345,'Cennik Płaski'!D:L,9,0),\"\")","v":""},"",null,"","",{"$f":"IF(C345=\"\",\"\",VLOOKUP(C345,'[3]CENNIK PŁASKI'!$C$2:$AH$27586,24,0))","v":""},null,null,null,""]
[null,332,null,{"$f":"IFERROR(VLOOKUP(C346,'Cennik Płaski'!D:F,3,0),\"\")","v":""},{"$f":"IFERROR(VLOOKUP(C346,'Cennik Płaski'!D:G,4,0),\"\")","v":""},null,{"$f":"IFERROR(VLOOKUP(C346,'Cennik Płaski'!D:L,9,0),\"\")","v":""},"",null,"","",{"$f":"IF(C346=\"\",\"\",VLOOKUP(C346,'[3]CENNIK PŁASKI'!$C$2:$AH$27586,24,0))","v":""},null,null,null,""]
[null,333,null,{"$f":"IFERROR(VLOOKUP(C347,'Cennik Płaski'!D:F,3,0),\"\")","v":""},{"$f":"IFERROR(VLOOKUP(C347,'Cennik Płaski'!D:G,4,0),\"\")","v":""},null,{"$f":"IFERROR(VLOOKUP(C347,'Cennik Płaski'!D:L,9,0),\"\")","v":""},"",null,"","",{"$f":"IF(C347=\"\",\"\",VLOOKUP(C347,'[3]CENNIK PŁASKI'!$C$2:$AH$27586,24,0))","v":""},null,null,null,""]
[null,334,null,{"$f":"IFERROR(VLOOKUP(C348,'Cennik Płaski'!D:F,3,0),\"\")","v":""},{"$f":"IFERROR(VLOOKUP(C348,'Cennik Płaski'!D:G,4,0),\"\")","v":""},null,{"$f":"IFERROR(VLOOKUP(C348,'Cennik Płaski'!D:L,9,0),\"\")","v":""},"",null,"","",{"$f":"IF(C348=\"\",\"\",VLOOKUP(C348,'[3]CENNIK PŁASKI'!$C$2:$AH$27586,24,0))","v":""},null,null,null,""]
[null,335,null,{"$f":"IFERROR(VLOOKUP(C349,'Cennik Płaski'!D:F,3,0),\"\")","v":""},{"$f":"IFERROR(VLOOKUP(C349,'Cennik Płaski'!D:G,4,0),\"\")","v":""},null,{"$f":"IFERROR(VLOOKUP(C349,'Cennik Płaski'!D:L,9,0),\"\")","v":""},"",null,"","",{"$f":"IF(C349=\"\",\"\",VLOOKUP(C349,'[3]CENNIK PŁASKI'!$C$2:$AH$27586,24,0))","v":""},null,null,null,""]
[null,336,null,{"$f":"IFERROR(VLOOKUP(C350,'Cennik Płaski'!D:F,3,0),\"\")","v":""},{"$f":"IFERROR(VLOOKUP(C350,'Cennik Płaski'!D:G,4,0),\"\")","v":""},null,{"$f":"IFERROR(VLOOKUP(C350,'Cennik Płaski'!D:L,9,0),\"\")","v":""},"",null,"","",{"$f":"IF(C350=\"\",\"\",VLOOKUP(C350,'[3]CENNIK PŁASKI'!$C$2:$AH$27586,24,0))","v":""},null,null,null,""]
[null,337,null,{"$f":"IFERROR(VLOOKUP(C351,'Cennik Płaski'!D:F,3,0),\"\")","v":""},{"$f":"IFERROR(VLOOKUP(C351,'Cennik Płaski'!D:G,4,0),\"\")","v":""},null,{"$f":"IFERROR(VLOOKUP(C351,'Cennik Płaski'!D:L,9,0),\"\")","v":""},"",null,"","",{"$f":"IF(C351=\"\",\"\",VLOOKUP(C351,'[3]CENNIK PŁASKI'!$C$2:$AH$27586,24,0))","v":""},null,null,null,""]
[null,338,null,{"$f":"IFERROR(VLOOKUP(C352,'Cennik Płaski'!D:F,3,0),\"\")","v":""},{"$f":"IFERROR(VLOOKUP(C352,'Cennik Płaski'!D:G,4,0),\"\")","v":""},null,{"$f":"IFERROR(VLOOKUP(C352,'Cennik Płaski'!D:L,9,0),\"\")","v":""},"",null,"","",{"$f":"IF(C352=\"\",\"\",VLOOKUP(C352,'[3]CENNIK PŁASKI'!$C$2:$AH$27586,24,0))","v":""},null,null,null,""]
[null,339,null,{"$f":"IFERROR(VLOOKUP(C353,'Cennik Płaski'!D:F,3,0),\"\")","v":""},{"$f":"IFERROR(VLOOKUP(C353,'Cennik Płaski'!D:G,4,0),\"\")","v":""},null,{"$f":"IFERROR(VLOOKUP(C353,'Cennik Płaski'!D:L,9,0),\"\")","v":""},"",null,"","",{"$f":"IF(C353=\"\",\"\",VLOOKUP(C353,'[3]CENNIK PŁASKI'!$C$2:$AH$27586,24,0))","v":""},null,null,null,""]
[null,340,null,{"$f":"IFERROR(VLOOKUP(C354,'Cennik Płaski'!D:F,3,0),\"\")","v":""},{"$f":"IFERROR(VLOOKUP(C354,'Cennik Płaski'!D:G,4,0),\"\")","v":""},null,{"$f":"IFERROR(VLOOKUP(C354,'Cennik Płaski'!D:L,9,0),\"\")","v":""},"",null,"","",{"$f":"IF(C354=\"\",\"\",VLOOKUP(C354,'[3]CENNIK PŁASKI'!$C$2:$AH$27586,24,0))","v":""},null,null,null,""]
[null,341,null,{"$f":"IFERROR(VLOOKUP(C355,'Cennik Płaski'!D:F,3,0),\"\")","v":""},{"$f":"IFERROR(VLOOKUP(C355,'Cennik Płaski'!D:G,4,0),\"\")","v":""},null,{"$f":"IFERROR(VLOOKUP(C355,'Cennik Płaski'!D:L,9,0),\"\")","v":""},"",null,"","",{"$f":"IF(C355=\"\",\"\",VLOOKUP(C355,'[3]CENNIK PŁASKI'!$C$2:$AH$27586,24,0))","v":""},null,null,null,""]
[null,342,null,{"$f":"IFERROR(VLOOKUP(C356,'Cennik Płaski'!D:F,3,0),\"\")","v":""},{"$f":"IFERROR(VLOOKUP(C356,'Cennik Płaski'!D:G,4,0),\"\")","v":""},null,{"$f":"IFERROR(VLOOKUP(C356,'Cennik Płaski'!D:L,9,0),\"\")","v":""},"",null,"","",{"$f":"IF(C356=\"\",\"\",VLOOKUP(C356,'[3]CENNIK PŁASKI'!$C$2:$AH$27586,24,0))","v":""},null,null,null,""]
[null,343,null,{"$f":"IFERROR(VLOOKUP(C357,'Cennik Płaski'!D:F,3,0),\"\")","v":""},{"$f":"IFERROR(VLOOKUP(C357,'Cennik Płaski'!D:G,4,0),\"\")","v":""},null,{"$f":"IFERROR(VLOOKUP(C357,'Cennik Płaski'!D:L,9,0),\"\")","v":""},"",null,"","",{"$f":"IF(C357=\"\",\"\",VLOOKUP(C357,'[3]CENNIK PŁASKI'!$C$2:$AH$27586,24,0))","v":""},null,null,null,""]
[null,344,null,{"$f":"IFERROR(VLOOKUP(C358,'Cennik Płaski'!D:F,3,0),\"\")","v":""},{"$f":"IFERROR(VLOOKUP(C358,'Cennik Płaski'!D:G,4,0),\"\")","v":""},null,{"$f":"IFERROR(VLOOKUP(C358,'Cennik Płaski'!D:L,9,0),\"\")","v":""},"",null,"","",{"$f":"IF(C358=\"\",\"\",VLOOKUP(C358,'[3]CENNIK PŁASKI'!$C$2:$AH$27586,24,0))","v":""},null,null,null,""]
[null,345,null,{"$f":"IFERROR(VLOOKUP(C359,'Cennik Płaski'!D:F,3,0),\"\")","v":""},{"$f":"IFERROR(VLOOKUP(C359,'Cennik Płaski'!D:G,4,0),\"\")","v":""},null,{"$f":"IFERROR(VLOOKUP(C359,'Cennik Płaski'!D:L,9,0),\"\")","v":""},"",null,"","",{"$f":"IF(C359=\"\",\"\",VLOOKUP(C359,'[3]CENNIK PŁASKI'!$C$2:$AH$27586,24,0))","v":""},null,null,null,""]
[null,346,null,{"$f":"IFERROR(VLOOKUP(C360,'Cennik Płaski'!D:F,3,0),\"\")","v":""},{"$f":"IFERROR(VLOOKUP(C360,'Cennik Płaski'!D:G,4,0),\"\")","v":""},null,{"$f":"IFERROR(VLOOKUP(C360,'Cennik Płaski'!D:L,9,0),\"\")","v":""},"",null,"","",{"$f":"IF(C360=\"\",\"\",VLOOKUP(C360,'[3]CENNIK PŁASKI'!$C$2:$AH$27586,24,0))","v":""},null,null,null,""]
[null,347,null,{"$f":"IFERROR(VLOOKUP(C361,'Cennik Płaski'!D:F,3,0),\"\")","v":""},{"$f":"IFERROR(VLOOKUP(C361,'Cennik Płaski'!D:G,4,0),\"\")","v":""},null,{"$f":"IFERROR(VLOOKUP(C361,'Cennik Płaski'!D:L,9,0),\"\")","v":""},"",null,"","",{"$f":"IF(C361=\"\",\"\",VLOOKUP(C361,'[3]CENNIK PŁASKI'!$C$2:$AH$27586,24,0))","v":""},null,null,null,""]
[null,348,null,{"$f":"IFERROR(VLOOKUP(C362,'Cennik Płaski'!D:F,3,0),\"\")","v":""},{"$f":"IFERROR(VLOOKUP(C362,'Cennik Płaski'!D:G,4,0),\"\")","v":""},null,{"$f":"IFERROR(VLOOKUP(C362,'Cennik Płaski'!D:L,9,0),\"\")","v":""},"",null,"","",{"$f":"IF(C362=\"\",\"\",VLOOKUP(C362,'[3]CENNIK PŁASKI'!$C$2:$AH$27586,24,0))","v":""},null,null,null,""]
[null,349,null,{"$f":"IFERROR(VLOOKUP(C363,'Cennik Płaski'!D:F,3,0),\"\")","v":""},{"$f":"IFERROR(VLOOKUP(C363,'Cennik Płaski'!D:G,4,0),\"\")","v":""},null,{"$f":"IFERROR(VLOOKUP(C363,'Cennik Płaski'!D:L,9,0),\"\")","v":""},"",null,"","",{"$f":"IF(C363=\"\",\"\",VLOOKUP(C363,'[3]CENNIK PŁASKI'!$C$2:$AH$27586,24,0))","v":""},null,null,null,""]
[null,350,null,{"$f":"IFERROR(VLOOKUP(C364,'Cennik Płaski'!D:F,3,0),\"\")","v":""},{"$f":"IFERROR(VLOOKUP(C364,'Cennik Płaski'!D:G,4,0),\"\")","v":""},null,{"$f":"IFERROR(VLOOKUP(C364,'Cennik Płaski'!D:L,9,0),\"\")","v":""},"",null,"","",{"$f":"IF(C364=\"\",\"\",VLOOKUP(C364,'[3]CENNIK PŁASKI'!$C$2:$AH$27586,24,0))","v":""},null,null,null,""]
[null,351,null,{"$f":"IFERROR(VLOOKUP(C365,'Cennik Płaski'!D:F,3,0),\"\")","v":""},{"$f":"IFERROR(VLOOKUP(C365,'Cennik Płaski'!D:G,4,0),\"\")","v":""},null,{"$f":"IFERROR(VLOOKUP(C365,'Cennik Płaski'!D:L,9,0),\"\")","v":""},"",null,"","",{"$f":"IF(C365=\"\",\"\",VLOOKUP(C365,'[3]CENNIK PŁASKI'!$C$2:$AH$27586,24,0))","v":""},null,null,null,""]
[null,352,null,{"$f":"IFERROR(VLOOKUP(C366,'Cennik Płaski'!D:F,3,0),\"\")","v":""},{"$f":"IFERROR(VLOOKUP(C366,'Cennik Płaski'!D:G,4,0),\"\")","v":""},null,{"$f":"IFERROR(VLOOKUP(C366,'Cennik Płaski'!D:L,9,0),\"\")","v":""},"",null,"","",{"$f":"IF(C366=\"\",\"\",VLOOKUP(C366,'[3]CENNIK PŁASKI'!$C$2:$AH$27586,24,0))","v":""},null,null,null,""]
[null,353,null,{"$f":"IFERROR(VLOOKUP(C367,'Cennik Płaski'!D:F,3,0),\"\")","v":""},{"$f":"IFERROR(VLOOKUP(C367,'Cennik Płaski'!D:G,4,0),\"\")","v":""},null,{"$f":"IFERROR(VLOOKUP(C367,'Cennik Płaski'!D:L,9,0),\"\")","v":""},"",null,"","",{"$f":"IF(C367=\"\",\"\",VLOOKUP(C367,'[3]CENNIK PŁASKI'!$C$2:$AH$27586,24,0))","v":""},null,null,null,""]
[null,354,null,{"$f":"IFERROR(VLOOKUP(C368,'Cennik Płaski'!D:F,3,0),\"\")","v":""},{"$f":"IFERROR(VLOOKUP(C368,'Cennik Płaski'!D:G,4,0),\"\")","v":""},null,{"$f":"IFERROR(VLOOKUP(C368,'Cennik Płaski'!D:L,9,0),\"\")","v":""},"",null,"","",{"$f":"IF(C368=\"\",\"\",VLOOKUP(C368,'[3]CENNIK PŁASKI'!$C$2:$AH$27586,24,0))","v":""},null,null,null,""]
[null,355,null,{"$f":"IFERROR(VLOOKUP(C369,'Cennik Płaski'!D:F,3,0),\"\")","v":""},{"$f":"IFERROR(VLOOKUP(C369,'Cennik Płaski'!D:G,4,0),\"\")","v":""},null,{"$f":"IFERROR(VLOOKUP(C369,'Cennik Płaski'!D:L,9,0),\"\")","v":""},"",null,"","",{"$f":"IF(C369=\"\",\"\",VLOOKUP(C369,'[3]CENNIK PŁASKI'!$C$2:$AH$27586,24,0))","v":""},null,null,null,""]
[null,356,null,{"$f":"IFERROR(VLOOKUP(C370,'Cennik Płaski'!D:F,3,0),\"\")","v":""},{"$f":"IFERROR(VLOOKUP(C370,'Cennik Płaski'!D:G,4,0),\"\")","v":""},null,{"$f":"IFERROR(VLOOKUP(C370,'Cennik Płaski'!D:L,9,0),\"\")","v":""},"",null,"","",{"$f":"IF(C370=\"\",\"\",VLOOKUP(C370,'[3]CENNIK PŁASKI'!$C$2:$AH$27586,24,0))","v":""},null,null,null,""]
[null,357,null,{"$f":"IFERROR(VLOOKUP(C371,'Cennik Płaski'!D:F,3,0),\"\")","v":""},{"$f":"IFERROR(VLOOKUP(C371,'Cennik Płaski'!D:G,4,0),\"\")","v":""},null,{"$f":"IFERROR(VLOOKUP(C371,'Cennik Płaski'!D:L,9,0),\"\")","v":""},"",null,"","",{"$f":"IF(C371=\"\",\"\",VLOOKUP(C371,'[3]CENNIK PŁASKI'!$C$2:$AH$27586,24,0))","v":""},null,null,null,""]
[null,358,null,{"$f":"IFERROR(VLOOKUP(C372,'Cennik Płaski'!D:F,3,0),\"\")","v":""},{"$f":"IFERROR(VLOOKUP(C372,'Cennik Płaski'!D:G,4,0),\"\")","v":""},null,{"$f":"IFERROR(VLOOKUP(C372,'Cennik Płaski'!D:L,9,0),\"\")","v":""},"",null,"","",{"$f":"IF(C372=\"\",\"\",VLOOKUP(C372,'[3]CENNIK PŁASKI'!$C$2:$AH$27586,24,0))","v":""},null,null,null,""]
[null,359,null,{"$f":"IFERROR(VLOOKUP(C373,'Cennik Płaski'!D:F,3,0),\"\")","v":""},{"$f":"IFERROR(VLOOKUP(C373,'Cennik Płaski'!D:G,4,0),\"\")","v":""},null,{"$f":"IFERROR(VLOOKUP(C373,'Cennik Płaski'!D:L,9,0),\"\")","v":""},"",null,"","",{"$f":"IF(C373=\"\",\"\",VLOOKUP(C373,'[3]CENNIK PŁASKI'!$C$2:$AH$27586,24,0))","v":""},null,null,null,""]
[null,360,null,{"$f":"IFERROR(VLOOKUP(C374,'Cennik Płaski'!D:F,3,0),\"\")","v":""},{"$f":"IFERROR(VLOOKUP(C374,'Cennik Płaski'!D:G,4,0),\"\")","v":""},null,{"$f":"IFERROR(VLOOKUP(C374,'Cennik Płaski'!D:L,9,0),\"\")","v":""},"",null,"","",{"$f":"IF(C374=\"\",\"\",VLOOKUP(C374,'[3]CENNIK PŁASKI'!$C$2:$AH$27586,24,0))","v":""},null,null,null,""]
[null,361,null,{"$f":"IFERROR(VLOOKUP(C375,'Cennik Płaski'!D:F,3,0),\"\")","v":""},{"$f":"IFERROR(VLOOKUP(C375,'Cennik Płaski'!D:G,4,0),\"\")","v":""},null,{"$f":"IFERROR(VLOOKUP(C375,'Cennik Płaski'!D:L,9,0),\"\")","v":""},"",null,"","",{"$f":"IF(C375=\"\",\"\",VLOOKUP(C375,'[3]CENNIK PŁASKI'!$C$2:$AH$27586,24,0))","v":""},null,null,null,""]
[null,362,null,{"$f":"IFERROR(VLOOKUP(C376,'Cennik Płaski'!D:F,3,0),\"\")","v":""},{"$f":"IFERROR(VLOOKUP(C376,'Cennik Płaski'!D:G,4,0),\"\")","v":""},null,{"$f":"IFERROR(VLOOKUP(C376,'Cennik Płaski'!D:L,9,0),\"\")","v":""},"",null,"","",{"$f":"IF(C376=\"\",\"\",VLOOKUP(C376,'[3]CENNIK PŁASKI'!$C$2:$AH$27586,24,0))","v":""},null,null,null,""]
[null,363,null,{"$f":"IFERROR(VLOOKUP(C377,'Cennik Płaski'!D:F,3,0),\"\")","v":""},{"$f":"IFERROR(VLOOKUP(C377,'Cennik Płaski'!D:G,4,0),\"\")","v":""},null,{"$f":"IFERROR(VLOOKUP(C377,'Cennik Płaski'!D:L,9,0),\"\")","v":""},"",null,"","",{"$f":"IF(C377=\"\",\"\",VLOOKUP(C377,'[3]CENNIK PŁASKI'!$C$2:$AH$27586,24,0))","v":""},null,null,null,""]
[null,364,null,{"$f":"IFERROR(VLOOKUP(C378,'Cennik Płaski'!D:F,3,0),\"\")","v":""},{"$f":"IFERROR(VLOOKUP(C378,'Cennik Płaski'!D:G,4,0),\"\")","v":""},null,{"$f":"IFERROR(VLOOKUP(C378,'Cennik Płaski'!D:L,9,0),\"\")","v":""},"",null,"","",{"$f":"IF(C378=\"\",\"\",VLOOKUP(C378,'[3]CENNIK PŁASKI'!$C$2:$AH$27586,24,0))","v":""},null,null,null,""]
[null,365,null,{"$f":"IFERROR(VLOOKUP(C379,'Cennik Płaski'!D:F,3,0),\"\")","v":""},{"$f":"IFERROR(VLOOKUP(C379,'Cennik Płaski'!D:G,4,0),\"\")","v":""},null,{"$f":"IFERROR(VLOOKUP(C379,'Cennik Płaski'!D:L,9,0),\"\")","v":""},"",null,"","",{"$f":"IF(C379=\"\",\"\",VLOOKUP(C379,'[3]CENNIK PŁASKI'!$C$2:$AH$27586,24,0))","v":""},null,null,null,""]
[null,366,null,{"$f":"IFERROR(VLOOKUP(C380,'Cennik Płaski'!D:F,3,0),\"\")","v":""},{"$f":"IFERROR(VLOOKUP(C380,'Cennik Płaski'!D:G,4,0),\"\")","v":""},null,{"$f":"IFERROR(VLOOKUP(C380,'Cennik Płaski'!D:L,9,0),\"\")","v":""},"",null,"","",{"$f":"IF(C380=\"\",\"\",VLOOKUP(C380,'[3]CENNIK PŁASKI'!$C$2:$AH$27586,24,0))","v":""},null,null,null,""]
[null,367,null,{"$f":"IFERROR(VLOOKUP(C381,'Cennik Płaski'!D:F,3,0),\"\")","v":""},{"$f":"IFERROR(VLOOKUP(C381,'Cennik Płaski'!D:G,4,0),\"\")","v":""},null,{"$f":"IFERROR(VLOOKUP(C381,'Cennik Płaski'!D:L,9,0),\"\")","v":""},"",null,"","",{"$f":"IF(C381=\"\",\"\",VLOOKUP(C381,'[3]CENNIK PŁASKI'!$C$2:$AH$27586,24,0))","v":""},null,null,null,""]
[null,368,null,{"$f":"IFERROR(VLOOKUP(C382,'Cennik Płaski'!D:F,3,0),\"\")","v":""},{"$f":"IFERROR(VLOOKUP(C382,'Cennik Płaski'!D:G,4,0),\"\")","v":""},null,{"$f":"IFERROR(VLOOKUP(C382,'Cennik Płaski'!D:L,9,0),\"\")","v":""},"",null,"","",{"$f":"IF(C382=\"\",\"\",VLOOKUP(C382,'[3]CENNIK PŁASKI'!$C$2:$AH$27586,24,0))","v":""},null,null,null,""]
[null,369,null,{"$f":"IFERROR(VLOOKUP(C383,'Cennik Płaski'!D:F,3,0),\"\")","v":""},{"$f":"IFERROR(VLOOKUP(C383,'Cennik Płaski'!D:G,4,0),\"\")","v":""},null,{"$f":"IFERROR(VLOOKUP(C383,'Cennik Płaski'!D:L,9,0),\"\")","v":""},"",null,"","",{"$f":"IF(C383=\"\",\"\",VLOOKUP(C383,'[3]CENNIK PŁASKI'!$C$2:$AH$27586,24,0))","v":""},null,null,null,""]
[null,370,null,{"$f":"IFERROR(VLOOKUP(C384,'Cennik Płaski'!D:F,3,0),\"\")","v":""},{"$f":"IFERROR(VLOOKUP(C384,'Cennik Płaski'!D:G,4,0),\"\")","v":""},null,{"$f":"IFERROR(VLOOKUP(C384,'Cennik Płaski'!D:L,9,0),\"\")","v":""},"",null,"","",{"$f":"IF(C384=\"\",\"\",VLOOKUP(C384,'[3]CENNIK PŁASKI'!$C$2:$AH$27586,24,0))","v":""},null,null,null,""]
[null,371,null,{"$f":"IFERROR(VLOOKUP(C385,'Cennik Płaski'!D:F,3,0),\"\")","v":""},{"$f":"IFERROR(VLOOKUP(C385,'Cennik Płaski'!D:G,4,0),\"\")","v":""},null,{"$f":"IFERROR(VLOOKUP(C385,'Cennik Płaski'!D:L,9,0),\"\")","v":""},"",null,"","",{"$f":"IF(C385=\"\",\"\",VLOOKUP(C385,'[3]CENNIK PŁASKI'!$C$2:$AH$27586,24,0))","v":""},null,null,null,""]
[null,372,null,{"$f":"IFERROR(VLOOKUP(C386,'Cennik Płaski'!D:F,3,0),\"\")","v":""},{"$f":"IFERROR(VLOOKUP(C386,'Cennik Płaski'!D:G,4,0),\"\")","v":""},null,{"$f":"IFERROR(VLOOKUP(C386,'Cennik Płaski'!D:L,9,0),\"\")","v":""},"",null,"","",{"$f":"IF(C386=\"\",\"\",VLOOKUP(C386,'[3]CENNIK PŁASKI'!$C$2:$AH$27586,24,0))","v":""},null,null,null,""]
[null,373,null,{"$f":"IFERROR(VLOOKUP(C387,'Cennik Płaski'!D:F,3,0),\"\")","v":""},{"$f":"IFERROR(VLOOKUP(C387,'Cennik Płaski'!D:G,4,0),\"\")","v":""},null,{"$f":"IFERROR(VLOOKUP(C387,'Cennik Płaski'!D:L,9,0),\"\")","v":""},"",null,"","",{"$f":"IF(C387=\"\",\"\",VLOOKUP(C387,'[3]CENNIK PŁASKI'!$C$2:$AH$27586,24,0))","v":""},null,null,null,""]
[null,374,null,{"$f":"IFERROR(VLOOKUP(C388,'Cennik Płaski'!D:F,3,0),\"\")","v":""},{"$f":"IFERROR(VLOOKUP(C388,'Cennik Płaski'!D:G,4,0),\"\")","v":""},null,{"$f":"IFERROR(VLOOKUP(C388,'Cennik Płaski'!D:L,9,0),\"\")","v":""},"",null,"","",{"$f":"IF(C388=\"\",\"\",VLOOKUP(C388,'[3]CENNIK PŁASKI'!$C$2:$AH$27586,24,0))","v":""},null,null,null,""]
[null,375,null,{"$f":"IFERROR(VLOOKUP(C389,'Cennik Płaski'!D:F,3,0),\"\")","v":""},{"$f":"IFERROR(VLOOKUP(C389,'Cennik Płaski'!D:G,4,0),\"\")","v":""},null,{"$f":"IFERROR(VLOOKUP(C389,'Cennik Płaski'!D:L,9,0),\"\")","v":""},"",null,"","",{"$f":"IF(C389=\"\",\"\",VLOOKUP(C389,'[3]CENNIK PŁASKI'!$C$2:$AH$27586,24,0))","v":""},null,null,null,""]
[null,376,null,{"$f":"IFERROR(VLOOKUP(C390,'Cennik Płaski'!D:F,3,0),\"\")","v":""},{"$f":"IFERROR(VLOOKUP(C390,'Cennik Płaski'!D:G,4,0),\"\")","v":""},null,{"$f":"IFERROR(VLOOKUP(C390,'Cennik Płaski'!D:L,9,0),\"\")","v":""},"",null,"","",{"$f":"IF(C390=\"\",\"\",VLOOKUP(C390,'[3]CENNIK PŁASKI'!$C$2:$AH$27586,24,0))","v":""},null,null,null,""]
[null,377,null,{"$f":"IFERROR(VLOOKUP(C391,'Cennik Płaski'!D:F,3,0),\"\")","v":""},{"$f":"IFERROR(VLOOKUP(C391,'Cennik Płaski'!D:G,4,0),\"\")","v":""},null,{"$f":"IFERROR(VLOOKUP(C391,'Cennik Płaski'!D:L,9,0),\"\")","v":""},"",null,"","",{"$f":"IF(C391=\"\",\"\",VLOOKUP(C391,'[3]CENNIK PŁASKI'!$C$2:$AH$27586,24,0))","v":""},null,null,null,""]
[null,378,null,{"$f":"IFERROR(VLOOKUP(C392,'Cennik Płaski'!D:F,3,0),\"\")","v":""},{"$f":"IFERROR(VLOOKUP(C392,'Cennik Płaski'!D:G,4,0),\"\")","v":""},null,{"$f":"IFERROR(VLOOKUP(C392,'Cennik Płaski'!D:L,9,0),\"\")","v":""},"",null,"","",{"$f":"IF(C392=\"\",\"\",VLOOKUP(C392,'[3]CENNIK PŁASKI'!$C$2:$AH$27586,24,0))","v":""},null,null,null,""]
[null,379,null,{"$f":"IFERROR(VLOOKUP(C393,'Cennik Płaski'!D:F,3,0),\"\")","v":""},{"$f":"IFERROR(VLOOKUP(C393,'Cennik Płaski'!D:G,4,0),\"\")","v":""},null,{"$f":"IFERROR(VLOOKUP(C393,'Cennik Płaski'!D:L,9,0),\"\")","v":""},"",null,"","",{"$f":"IF(C393=\"\",\"\",VLOOKUP(C393,'[3]CENNIK PŁASKI'!$C$2:$AH$27586,24,0))","v":""},null,null,null,""]
[null,380,null,{"$f":"IFERROR(VLOOKUP(C394,'Cennik Płaski'!D:F,3,0),\"\")","v":""},{"$f":"IFERROR(VLOOKUP(C394,'Cennik Płaski'!D:G,4,0),\"\")","v":""},null,{"$f":"IFERROR(VLOOKUP(C394,'Cennik Płaski'!D:L,9,0),\"\")","v":""},"",null,"","",{"$f":"IF(C394=\"\",\"\",VLOOKUP(C394,'[3]CENNIK PŁASKI'!$C$2:$AH$27586,24,0))","v":""},null,null,null,""]
[null,381,null,{"$f":"IFERROR(VLOOKUP(C395,'Cennik Płaski'!D:F,3,0),\"\")","v":""},{"$f":"IFERROR(VLOOKUP(C395,'Cennik Płaski'!D:G,4,0),\"\")","v":""},null,{"$f":"IFERROR(VLOOKUP(C395,'Cennik Płaski'!D:L,9,0),\"\")","v":""},"",null,"","",{"$f":"IF(C395=\"\",\"\",VLOOKUP(C395,'[3]CENNIK PŁASKI'!$C$2:$AH$27586,24,0))","v":""},null,null,null,""]
[null,382,null,{"$f":"IFERROR(VLOOKUP(C396,'Cennik Płaski'!D:F,3,0),\"\")","v":""},{"$f":"IFERROR(VLOOKUP(C396,'Cennik Płaski'!D:G,4,0),\"\")","v":""},null,{"$f":"IFERROR(VLOOKUP(C396,'Cennik Płaski'!D:L,9,0),\"\")","v":""},"",null,"","",{"$f":"IF(C396=\"\",\"\",VLOOKUP(C396,'[3]CENNIK PŁASKI'!$C$2:$AH$27586,24,0))","v":""},null,null,null,""]
[null,383,null,{"$f":"IFERROR(VLOOKUP(C397,'Cennik Płaski'!D:F,3,0),\"\")","v":""},{"$f":"IFERROR(VLOOKUP(C397,'Cennik Płaski'!D:G,4,0),\"\")","v":""},null,{"$f":"IFERROR(VLOOKUP(C397,'Cennik Płaski'!D:L,9,0),\"\")","v":""},"",null,"","",{"$f":"IF(C397=\"\",\"\",VLOOKUP(C397,'[3]CENNIK PŁASKI'!$C$2:$AH$27586,24,0))","v":""},null,null,null,""]
[null,384,null,{"$f":"IFERROR(VLOOKUP(C398,'Cennik Płaski'!D:F,3,0),\"\")","v":""},{"$f":"IFERROR(VLOOKUP(C398,'Cennik Płaski'!D:G,4,0),\"\")","v":""},null,{"$f":"IFERROR(VLOOKUP(C398,'Cennik Płaski'!D:L,9,0),\"\")","v":""},"",null,"","",{"$f":"IF(C398=\"\",\"\",VLOOKUP(C398,'[3]CENNIK PŁASKI'!$C$2:$AH$27586,24,0))","v":""},null,null,null,{"$f":"IF(C398<>\"\",IF(ISNUMBER(F398),\"\",\"Proszę wpisać ilość\"),\"\")","v":""}]
[null,385,null,{"$f":"IFERROR(VLOOKUP(C399,'Cennik Płaski'!D:F,3,0),\"\")","v":""},{"$f":"IFERROR(VLOOKUP(C399,'Cennik Płaski'!D:G,4,0),\"\")","v":""},null,{"$f":"IFERROR(VLOOKUP(C399,'Cennik Płaski'!D:L,9,0),\"\")","v":""},"",null,"","",{"$f":"IF(C399=\"\",\"\",VLOOKUP(C399,'[3]CENNIK PŁASKI'!$C$2:$AH$27586,24,0))","v":""},null,null,null,""]
[null,386,null,{"$f":"IFERROR(VLOOKUP(C400,'Cennik Płaski'!D:F,3,0),\"\")","v":""},{"$f":"IFERROR(VLOOKUP(C400,'Cennik Płaski'!D:G,4,0),\"\")","v":""},null,{"$f":"IFERROR(VLOOKUP(C400,'Cennik Płaski'!D:L,9,0),\"\")","v":""},{"$f":"IF(C400=\"\",\"\",F400*G400)","v":""},null,{"$f":"IF(B400=\"\",\"\",IF(I400>0,G400*(1-I400),G400))","v":""},{"$f":"IF(C400=\"\",\"\",IF(I400>0,H400*(1-I400),H400))","v":""},{"$f":"IF(C400=\"\",\"\",VLOOKUP(C400,'[3]CENNIK PŁASKI'!$C$2:$AH$27586,24,0))","v":""},null,null,null,""]
[null,387,null,{"$f":"IFERROR(VLOOKUP(C401,'Cennik Płaski'!D:F,3,0),\"\")","v":""},{"$f":"IFERROR(VLOOKUP(C401,'Cennik Płaski'!D:G,4,0),\"\")","v":""},null,{"$f":"IFERROR(VLOOKUP(C401,'Cennik Płaski'!D:L,9,0),\"\")","v":""},"",null,"","",{"$f":"IF(C401=\"\",\"\",VLOOKUP(C401,'[3]CENNIK PŁASKI'!$C$2:$AH$27586,24,0))","v":""},null,null,null,""]
[null,388,null,{"$f":"IFERROR(VLOOKUP(C402,'Cennik Płaski'!D:F,3,0),\"\")","v":""},{"$f":"IFERROR(VLOOKUP(C402,'Cennik Płaski'!D:G,4,0),\"\")","v":""},null,{"$f":"IFERROR(VLOOKUP(C402,'Cennik Płaski'!D:L,9,0),\"\")","v":""},"",null,"","",{"$f":"IF(C402=\"\",\"\",VLOOKUP(C402,'[3]CENNIK PŁASKI'!$C$2:$AH$27586,24,0))","v":""},null,null,null,""]
[null,389,null,{"$f":"IFERROR(VLOOKUP(C403,'Cennik Płaski'!D:F,3,0),\"\")","v":""},{"$f":"IFERROR(VLOOKUP(C403,'Cennik Płaski'!D:G,4,0),\"\")","v":""},null,{"$f":"IFERROR(VLOOKUP(C403,'Cennik Płaski'!D:L,9,0),\"\")","v":""},"",null,"","",{"$f":"IF(C403=\"\",\"\",VLOOKUP(C403,'[3]CENNIK PŁASKI'!$C$2:$AH$27586,24,0))","v":""},null,null,null,""]
[null,390,null,{"$f":"IFERROR(VLOOKUP(C404,'Cennik Płaski'!D:F,3,0),\"\")","v":""},{"$f":"IFERROR(VLOOKUP(C404,'Cennik Płaski'!D:G,4,0),\"\")","v":""},null,{"$f":"IFERROR(VLOOKUP(C404,'Cennik Płaski'!D:L,9,0),\"\")","v":""},"",null,"","",{"$f":"IF(C404=\"\",\"\",VLOOKUP(C404,'[3]CENNIK PŁASKI'!$C$2:$AH$27586,24,0))","v":""},null,null,null,""]
[null,391,null,{"$f":"IFERROR(VLOOKUP(C405,'Cennik Płaski'!D:F,3,0),\"\")","v":""},{"$f":"IFERROR(VLOOKUP(C405,'Cennik Płaski'!D:G,4,0),\"\")","v":""},null,{"$f":"IFERROR(VLOOKUP(C405,'Cennik Płaski'!D:L,9,0),\"\")","v":""},"",null,"","",{"$f":"IF(C405=\"\",\"\",VLOOKUP(C405,'[3]CENNIK PŁASKI'!$C$2:$AH$27586,24,0))","v":""},null,null,null,""]
[null,392,null,{"$f":"IFERROR(VLOOKUP(C406,'Cennik Płaski'!D:F,3,0),\"\")","v":""},{"$f":"IFERROR(VLOOKUP(C406,'Cennik Płaski'!D:G,4,0),\"\")","v":""},null,{"$f":"IFERROR(VLOOKUP(C406,'Cennik Płaski'!D:L,9,0),\"\")","v":""},"",null,"","",{"$f":"IF(C406=\"\",\"\",VLOOKUP(C406,'[3]CENNIK PŁASKI'!$C$2:$AH$27586,24,0))","v":""},null,null,null,""]
[null,393,null,{"$f":"IFERROR(VLOOKUP(C407,'Cennik Płaski'!D:F,3,0),\"\")","v":""},{"$f":"IFERROR(VLOOKUP(C407,'Cennik Płaski'!D:G,4,0),\"\")","v":""},null,{"$f":"IFERROR(VLOOKUP(C407,'Cennik Płaski'!D:L,9,0),\"\")","v":""},"",null,"","",{"$f":"IF(C407=\"\",\"\",VLOOKUP(C407,'[3]CENNIK PŁASKI'!$C$2:$AH$27586,24,0))","v":""},null,null,null,""]
[null,394,null,{"$f":"IFERROR(VLOOKUP(C408,'Cennik Płaski'!D:F,3,0),\"\")","v":""},{"$f":"IFERROR(VLOOKUP(C408,'Cennik Płaski'!D:G,4,0),\"\")","v":""},null,{"$f":"IFERROR(VLOOKUP(C408,'Cennik Płaski'!D:L,9,0),\"\")","v":""},"",null,"","",{"$f":"IF(C408=\"\",\"\",VLOOKUP(C408,'[3]CENNIK PŁASKI'!$C$2:$AH$27586,24,0))","v":""},null,null,null,""]
[null,395,null,{"$f":"IFERROR(VLOOKUP(C409,'Cennik Płaski'!D:F,3,0),\"\")","v":""},{"$f":"IFERROR(VLOOKUP(C409,'Cennik Płaski'!D:G,4,0),\"\")","v":""},null,{"$f":"IFERROR(VLOOKUP(C409,'Cennik Płaski'!D:L,9,0),\"\")","v":""},"",null,"","",{"$f":"IF(C409=\"\",\"\",VLOOKUP(C409,'[3]CENNIK PŁASKI'!$C$2:$AH$27586,24,0))","v":""},null,null,null,""]
[null,396,null,{"$f":"IFERROR(VLOOKUP(C410,'Cennik Płaski'!D:F,3,0),\"\")","v":""},{"$f":"IFERROR(VLOOKUP(C410,'Cennik Płaski'!D:G,4,0),\"\")","v":""},null,{"$f":"IFERROR(VLOOKUP(C410,'Cennik Płaski'!D:L,9,0),\"\")","v":""},"",null,"","",{"$f":"IF(C410=\"\",\"\",VLOOKUP(C410,'[3]CENNIK PŁASKI'!$C$2:$AH$27586,24,0))","v":""},null,null,null,""]
[null,397,null,{"$f":"IFERROR(VLOOKUP(C411,'Cennik Płaski'!D:F,3,0),\"\")","v":""},{"$f":"IFERROR(VLOOKUP(C411,'Cennik Płaski'!D:G,4,0),\"\")","v":""},null,{"$f":"IFERROR(VLOOKUP(C411,'Cennik Płaski'!D:L,9,0),\"\")","v":""},"",null,"","",{"$f":"IF(C411=\"\",\"\",VLOOKUP(C411,'[3]CENNIK PŁASKI'!$C$2:$AH$27586,24,0))","v":""},null,null,null,""]
[null,398,null,{"$f":"IFERROR(VLOOKUP(C412,'Cennik Płaski'!D:F,3,0),\"\")","v":""},{"$f":"IFERROR(VLOOKUP(C412,'Cennik Płaski'!D:G,4,0),\"\")","v":""},null,{"$f":"IFERROR(VLOOKUP(C412,'Cennik Płaski'!D:L,9,0),\"\")","v":""},"",null,"","",{"$f":"IF(C412=\"\",\"\",VLOOKUP(C412,'[3]CENNIK PŁASKI'!$C$2:$AH$27586,24,0))","v":""},null,null,null,""]
[null,399,null,{"$f":"IFERROR(VLOOKUP(C413,'Cennik Płaski'!D:F,3,0),\"\")","v":""},{"$f":"IFERROR(VLOOKUP(C413,'Cennik Płaski'!D:G,4,0),\"\")","v":""},null,{"$f":"IFERROR(VLOOKUP(C413,'Cennik Płaski'!D:L,9,0),\"\")","v":""},"",null,"","",{"$f":"IF(C413=\"\",\"\",VLOOKUP(C413,'[3]CENNIK PŁASKI'!$C$2:$AH$27586,24,0))","v":""},null,null,null,""]
[null,400,null,{"$f":"IFERROR(VLOOKUP(C414,'Cennik Płaski'!D:F,3,0),\"\")","v":""},{"$f":"IFERROR(VLOOKUP(C414,'Cennik Płaski'!D:G,4,0),\"\")","v":""},null,{"$f":"IFERROR(VLOOKUP(C414,'Cennik Płaski'!D:L,9,0),\"\")","v":""},"",null,"","",{"$f":"IF(C414=\"\",\"\",VLOOKUP(C414,'[3]CENNIK PŁASKI'!$C$2:$AH$27586,24,0))","v":""},null,null,null,""]
[null,401,null,{"$f":"IFERROR(VLOOKUP(C415,'Cennik Płaski'!D:F,3,0),\"\")","v":""},{"$f":"IFERROR(VLOOKUP(C415,'Cennik Płaski'!D:G,4,0),\"\")","v":""},null,{"$f":"IFERROR(VLOOKUP(C415,'Cennik Płaski'!D:L,9,0),\"\")","v":""},"",null,"","",{"$f":"IF(C415=\"\",\"\",VLOOKUP(C415,'[3]CENNIK PŁASKI'!$C$2:$AH$27586,24,0))","v":""},null,null,null,""]
[null,402,null,{"$f":"IFERROR(VLOOKUP(C416,'Cennik Płaski'!D:F,3,0),\"\")","v":""},{"$f":"IFERROR(VLOOKUP(C416,'Cennik Płaski'!D:G,4,0),\"\")","v":""},null,{"$f":"IFERROR(VLOOKUP(C416,'Cennik Płaski'!D:L,9,0),\"\")","v":""},"",null,"","",{"$f":"IF(C416=\"\",\"\",VLOOKUP(C416,'[3]CENNIK PŁASKI'!$C$2:$AH$27586,24,0))","v":""},null,null,null,""]
[null,403,null,{"$f":"IFERROR(VLOOKUP(C417,'Cennik Płaski'!D:F,3,0),\"\")","v":""},{"$f":"IFERROR(VLOOKUP(C417,'Cennik Płaski'!D:G,4,0),\"\")","v":""},null,{"$f":"IFERROR(VLOOKUP(C417,'Cennik Płaski'!D:L,9,0),\"\")","v":""},"",null,"","",{"$f":"IF(C417=\"\",\"\",VLOOKUP(C417,'[3]CENNIK PŁASKI'!$C$2:$AH$27586,24,0))","v":""},null,null,null,""]
[null,404,null,{"$f":"IFERROR(VLOOKUP(C418,'Cennik Płaski'!D:F,3,0),\"\")","v":""},{"$f":"IFERROR(VLOOKUP(C418,'Cennik Płaski'!D:G,4,0),\"\")","v":""},null,{"$f":"IFERROR(VLOOKUP(C418,'Cennik Płaski'!D:L,9,0),\"\")","v":""},"",null,"","",{"$f":"IF(C418=\"\",\"\",VLOOKUP(C418,'[3]CENNIK PŁASKI'!$C$2:$AH$27586,24,0))","v":""},null,null,null,""]
[null,405,null,{"$f":"IFERROR(VLOOKUP(C419,'Cennik Płaski'!D:F,3,0),\"\")","v":""},{"$f":"IFERROR(VLOOKUP(C419,'Cennik Płaski'!D:G,4,0),\"\")","v":""},null,{"$f":"IFERROR(VLOOKUP(C419,'Cennik Płaski'!D:L,9,0),\"\")","v":""},"",null,"","",{"$f":"IF(C419=\"\",\"\",VLOOKUP(C419,'[3]CENNIK PŁASKI'!$C$2:$AH$27586,24,0))","v":""},null,null,null,""]
[null,406,null,{"$f":"IFERROR(VLOOKUP(C420,'Cennik Płaski'!D:F,3,0),\"\")","v":""},{"$f":"IFERROR(VLOOKUP(C420,'Cennik Płaski'!D:G,4,0),\"\")","v":""},null,{"$f":"IFERROR(VLOOKUP(C420,'Cennik Płaski'!D:L,9,0),\"\")","v":""},"",null,"","",{"$f":"IF(C420=\"\",\"\",VLOOKUP(C420,'[3]CENNIK PŁASKI'!$C$2:$AH$27586,24,0))","v":""},null,null,null,""]
[null,407,null,{"$f":"IFERROR(VLOOKUP(C421,'Cennik Płaski'!D:F,3,0),\"\")","v":""},{"$f":"IFERROR(VLOOKUP(C421,'Cennik Płaski'!D:G,4,0),\"\")","v":""},null,{"$f":"IFERROR(VLOOKUP(C421,'Cennik Płaski'!D:L,9,0),\"\")","v":""},"",null,"","",{"$f":"IF(C421=\"\",\"\",VLOOKUP(C421,'[3]CENNIK PŁASKI'!$C$2:$AH$27586,24,0))","v":""},null,null,null,""]
[null,408,null,{"$f":"IFERROR(VLOOKUP(C422,'Cennik Płaski'!D:F,3,0),\"\")","v":""},{"$f":"IFERROR(VLOOKUP(C422,'Cennik Płaski'!D:G,4,0),\"\")","v":""},null,{"$f":"IFERROR(VLOOKUP(C422,'Cennik Płaski'!D:L,9,0),\"\")","v":""},"",null,"","",{"$f":"IF(C422=\"\",\"\",VLOOKUP(C422,'[3]CENNIK PŁASKI'!$C$2:$AH$27586,24,0))","v":""},null,null,null,""]
[null,409,null,{"$f":"IFERROR(VLOOKUP(C423,'Cennik Płaski'!D:F,3,0),\"\")","v":""},{"$f":"IFERROR(VLOOKUP(C423,'Cennik Płaski'!D:G,4,0),\"\")","v":""},null,{"$f":"IFERROR(VLOOKUP(C423,'Cennik Płaski'!D:L,9,0),\"\")","v":""},"",null,"","",{"$f":"IF(C423=\"\",\"\",VLOOKUP(C423,'[3]CENNIK PŁASKI'!$C$2:$AH$27586,24,0))","v":""},null,null,null,""]
[null,410,null,{"$f":"IFERROR(VLOOKUP(C424,'Cennik Płaski'!D:F,3,0),\"\")","v":""},{"$f":"IFERROR(VLOOKUP(C424,'Cennik Płaski'!D:G,4,0),\"\")","v":""},null,{"$f":"IFERROR(VLOOKUP(C424,'Cennik Płaski'!D:L,9,0),\"\")","v":""},"",null,"","",{"$f":"IF(C424=\"\",\"\",VLOOKUP(C424,'[3]CENNIK PŁASKI'!$C$2:$AH$27586,24,0))","v":""},null,null,null,""]
[null,411,null,{"$f":"IFERROR(VLOOKUP(C425,'Cennik Płaski'!D:F,3,0),\"\")","v":""},{"$f":"IFERROR(VLOOKUP(C425,'Cennik Płaski'!D:G,4,0),\"\")","v":""},null,{"$f":"IFERROR(VLOOKUP(C425,'Cennik Płaski'!D:L,9,0),\"\")","v":""},"",null,"","",{"$f":"IF(C425=\"\",\"\",VLOOKUP(C425,'[3]CENNIK PŁASKI'!$C$2:$AH$27586,24,0))","v":""},null,null,null,""]
[null,412,null,{"$f":"IFERROR(VLOOKUP(C426,'Cennik Płaski'!D:F,3,0),\"\")","v":""},{"$f":"IFERROR(VLOOKUP(C426,'Cennik Płaski'!D:G,4,0),\"\")","v":""},null,{"$f":"IFERROR(VLOOKUP(C426,'Cennik Płaski'!D:L,9,0),\"\")","v":""},"",null,"","",{"$f":"IF(C426=\"\",\"\",VLOOKUP(C426,'[3]CENNIK PŁASKI'!$C$2:$AH$27586,24,0))","v":""},null,null,null,""]
[null,413,null,{"$f":"IFERROR(VLOOKUP(C427,'Cennik Płaski'!D:F,3,0),\"\")","v":""},{"$f":"IFERROR(VLOOKUP(C427,'Cennik Płaski'!D:G,4,0),\"\")","v":""},null,{"$f":"IFERROR(VLOOKUP(C427,'Cennik Płaski'!D:L,9,0),\"\")","v":""},"",null,"","",{"$f":"IF(C427=\"\",\"\",VLOOKUP(C427,'[3]CENNIK PŁASKI'!$C$2:$AH$27586,24,0))","v":""},null,null,null,""]
[null,414,null,{"$f":"IFERROR(VLOOKUP(C428,'Cennik Płaski'!D:F,3,0),\"\")","v":""},{"$f":"IFERROR(VLOOKUP(C428,'Cennik Płaski'!D:G,4,0),\"\")","v":""},null,{"$f":"IFERROR(VLOOKUP(C428,'Cennik Płaski'!D:L,9,0),\"\")","v":""},"",null,"","",{"$f":"IF(C428=\"\",\"\",VLOOKUP(C428,'[3]CENNIK PŁASKI'!$C$2:$AH$27586,24,0))","v":""},null,null,null,""]
[null,415,null,{"$f":"IFERROR(VLOOKUP(C429,'Cennik Płaski'!D:F,3,0),\"\")","v":""},{"$f":"IFERROR(VLOOKUP(C429,'Cennik Płaski'!D:G,4,0),\"\")","v":""},null,{"$f":"IFERROR(VLOOKUP(C429,'Cennik Płaski'!D:L,9,0),\"\")","v":""},"",null,"","",{"$f":"IF(C429=\"\",\"\",VLOOKUP(C429,'[3]CENNIK PŁASKI'!$C$2:$AH$27586,24,0))","v":""},null,null,null,""]
[null,416,null,{"$f":"IFERROR(VLOOKUP(C430,'Cennik Płaski'!D:F,3,0),\"\")","v":""},{"$f":"IFERROR(VLOOKUP(C430,'Cennik Płaski'!D:G,4,0),\"\")","v":""},null,{"$f":"IFERROR(VLOOKUP(C430,'Cennik Płaski'!D:L,9,0),\"\")","v":""},"",null,"","",{"$f":"IF(C430=\"\",\"\",VLOOKUP(C430,'[3]CENNIK PŁASKI'!$C$2:$AH$27586,24,0))","v":""},null,null,null,""]
[null,417,null,{"$f":"IFERROR(VLOOKUP(C431,'Cennik Płaski'!D:F,3,0),\"\")","v":""},{"$f":"IFERROR(VLOOKUP(C431,'Cennik Płaski'!D:G,4,0),\"\")","v":""},null,{"$f":"IFERROR(VLOOKUP(C431,'Cennik Płaski'!D:L,9,0),\"\")","v":""},"",null,"","",{"$f":"IF(C431=\"\",\"\",VLOOKUP(C431,'[3]CENNIK PŁASKI'!$C$2:$AH$27586,24,0))","v":""},null,null,null,""]
[null,418,null,{"$f":"IFERROR(VLOOKUP(C432,'Cennik Płaski'!D:F,3,0),\"\")","v":""},{"$f":"IFERROR(VLOOKUP(C432,'Cennik Płaski'!D:G,4,0),\"\")","v":""},null,{"$f":"IFERROR(VLOOKUP(C432,'Cennik Płaski'!D:L,9,0),\"\")","v":""},"",null,"","",{"$f":"IF(C432=\"\",\"\",VLOOKUP(C432,'[3]CENNIK PŁASKI'!$C$2:$AH$27586,24,0))","v":""},null,null,null,""]